## in
Application Code | Budget Program | End Use(s) | Backup Commodity | Utility | Current Status | Current Incentive Amount | Incentive Rate ($/therm) | Incentive Rate ($/kWh) | Incentive Step Number | Expected Annual Energy Savings [therms] | Expected Annual Energy Savings [kWh] | Adjusted Expected Annual Energy Savings [therms] | Adjusted Expected Annual Energy Savings [kWh] | Application Review Date | Approved Date | Solar Contractor Company Name | Site Type | Site City | Site County | Site Zipcode | System Ownership | Num Occupants | Num Bedrooms | Standard-300 System Rating ID Number | Manufacturer | System Brand name | Standard-300 System Model | System type | Collector Square Footage | Average Collector Module Area (sq. ft.) | Collector Panel Name | Type of Freeze Protection | Type of Stagnation Protection | Tank Configuration | Solar Tank Volume | Average annual solar access between 10 and 3 | Surface Orientation Factor | Estimated Hot Water Demands [GPD] | CEC Climate Zone | GPD Benchmarking Value | GPD Benchmarking Unit | Load Profile | Collector Rating ID | Number of Collectors | Number of Collector in Series per Flow path | Total Solar Storage Capacity | Total Number of Solar Tanks | Total Backup Storage Capacity | Total Number of Backup Tanks | Maximum Auxiliary Heat Capacity | Recirculation Loop | Set Point Temperature for Backup Water Heater | Set Point Temperature for Delivered Water | Meter Make | Meter Model | Data Provider | Metering Equipment | Permitting Entity | Requires 70/30 Payment | Project Cost to Expected Annual Energy Savings [$/therm] | Project Cost to Expected Annual Energy Savings [$/kWh] | Date Created ('New' State) | Suspended Date | Reservation: Application Review Date | Reservation: Approved Date | Incentive: Application Review Date | Incentive: Approved Date | Days in Current Status | Total Project Cost | Payment Method
SCG-000001 | Single Family Residential | Domestic Hot Water | Gas | Southern California Gas Company | Incentive:Canceled | 1681 | 12.82 |  | 1 | 138 |  | 131 |  | 2010-05-01 15:23 |  | Self Installer | Retrofit | Tujunga | Los Angeles | 91042 | Host Customer is System Owner | 4 |  | 2009036H | Heliodyne, Inc. | Heliopak | HPAK 016 2 406 G 80 ACD Z | Indirect Forced Circulation (IF) | 53.9 |  | 406 001 | Glycol | Advanced Controller with a Vacation or Holiday Mode | Solar Storage with Tankless Auxiliary Water Heater | 80 | 1 | 0.95 | 55 | Z09 | [18 empty] | City of Los Angeles | FALSE | 39.3 |  | 2010-05-01 | 2010-07-19 |  |  | 2010-05-01 |  | 5213 | 5423.04 | Up-front Payment
PGE-000006 | Single Family Residential | Domestic Hot Water | Gas | Pacific Gas and Electric | Incentive:Paid | 1440 | 12.82 |  | 1 | 117 |  | 112 |  | 2010-05-01 14:01 | 2010-05-04 | SUN LIGHT & POWER | Retrofit | Walnut Creek | Contra Costa | 94595 | Host Customer is System Owner | 3 |  | 2009036A | Heliodyne, Inc. | Heliopak | HPAK 016 1 410 G 65 ACD Z | Indirect Forced Circulation (IF) | 40.2 |  | 410 001 | Glycol | Advanced Controller with a Vacation or Holiday Mode | Solar and Auxiliary Storage are the same Tank | 65 | 0.96 | 1 | 45 | Z12 | [18 empty] | Contra Costa | FALSE | 89.4 |  | 2010-05-01 | 2010-05-03 |  |  | 2010-05-01 | 2010-05-04 | 5238 | 10459.95 | Up-front Payment
SCG-000007 | Single Family Residential | Domestic Hot Water | Gas | Southern California Gas Company | Incentive:Paid | 1435 | 12.82 |  | 1 | 112 |  | 112 |  | 2010-06-16 16:16 | 2010-07-30 | SAL T VARGAS PLUMBING CORPORATION | Retrofit | Altadena | Los Angeles | 91001 | Host Customer is System Owner | 3 |  | 1998006F | Thermal Conversion Technology, Inc. (TCT Solar) | ProgressivTube | PT-50-CN-GX | Direct Integral Collector Storage (DI) | 32.1 |  | (No Model Number) |  |  | Solar and Auxiliary Storage are the same Tank | 50 | 1 | 1 | 45 | Z09 | [18 empty] | LA County | FALSE | 54.91 |  | 2010-05-02 |  |  |  | 2010-06-16 | 2010-07-30 | 5185 | 6150.01 | Up-front Payment
SDG-000008 | Single Family Residential | Domestic Hot Water | Electric | San Diego Gas and Electric | Incentive:Paid | 928 |  | 0.37 | 1 |  | 2508 |  | 2508 | 2010-06-02 18:00 | 2010-06-07 | SOLAR SERVICES OF SAN DIEGO INC | Retrofit | Poway | San Diego | 92064 | Host Customer is System Owner | 4 |  | 2001010C | Solahart Industries | SOLAHART | 302J & 302J Free Heat | Indirect Thermosyphon (IT) | 42.7 |  | J | Glycol | HartStat, or equivalent | Solar and Auxiliary Storage are the same Tank | 80 | 1 | 1 | 55 | Z10 | [18 empty] | City of Poway | FALSE |  | 2.19 | 2010-05-03 |  |  |  | 2010-06-02 | 2010-06-07 | 5206 | 5500 | Up-front Payment
SDG-000009 | Single Family Residential | Domestic Hot Water | Electric | San Diego Gas and Electric | Incentive:Paid | 814 |  | 0.37 | 1 |  | 2199 |  | 2199 | 2010-06-02 13:35 | 2010-06-07 | SOLAR SERVICES OF SAN DIEGO INC | Retrofit | San Diego | San Diego | 92113 | Host Customer is System Owner | 6 |  | 2001010C | Solahart Industries | SOLAHART | 302J & 302J Free Heat | Indirect Thermosyphon (IT) | 42.7 |  | J | Glycol | HartStat, or equivalent | Solar and Auxiliary Storage are the same Tank | 80 | 1 | 1 | 75 | Z07 | [18 empty] | City Of San Diego | FALSE |  | 2.5 | 2010-05-03 |  |  |  | 2010-06-02 | 2010-06-07 | 5206 | 5500 | Up-front Payment
SDG-000010 | Single Family Residential | Domestic Hot Water | Gas | San Diego Gas and Electric | Incentive:Paid | 1386 | 12.82 |  | 1 | 115 |  | 103 |  | 2010-06-16 08:44 | 2010-08-11 | SON ENERGY | Retrofit | Rancho Santa Fe | San Diego | 92067 | Host Customer is System Owner | 3 |  | 2006025B | Solene | Solene/Corona DC Closed Loop | SLCO40DC-80HE-XG | Indirect Forced Circulation (IF) | 38.9 |  | SLCO-40 | Glycol | Advanced Controller with a Vacation or Holiday Mode | Solar Storage and Auxiliary Tanks are separate | 80 | 0.94 | 0.95 | 45 | Z10 | [18 empty] | San Diego County | FALSE | 63.09 |  | 2010-05-03 | 2010-07-30 |  |  | 2010-06-16 | 2010-08-11 | 5156 | 7255 | Up-front Payment
SDG-000011 | Single Family Residential | Domestic Hot Water | Gas | San Diego Gas and Electric | Incentive:Paid | 1423 | 12.82 |  | 1 | 111 |  | 111 |  | 2010-06-02 17:03 | 2010-06-08 | SOLAR SERVICES OF SAN DIEGO INC | Retrofit | san diego | San Diego | 92117 | Host Customer is System Owner | 3 |  | 2001016C | Solahart Industries | SOLAHART | ASG 302J & ASG 302J Free Heat | Indirect Thermosyphon (IT) | 42.7 |  | J | Glycol | HartStat, or equivalent | Solar Storage and Auxiliary Tanks are separate | 80 | 1 | 1 | 45 | Z07 | [18 empty] | san diego | FALSE | 60.81 |  | 2010-05-04 | 2010-07-02 |  |  | 2010-06-02 | 2010-06-08 | 5183 | 6750 | Up-front Payment
SDG-000012 | Single Family Residential | Domestic Hot Water | Electric | San Diego Gas and Electric | Incentive:Paid | 928 |  | 0.37 | 1 |  | 2508 |  | 2508 | 2010-06-01 17:02 | 2010-06-02 | SOLAR SERVICES OF SAN DIEGO INC | Retrofit | fallbrook | San Diego | 92028 | Host Customer is System Owner | 3 |  | 2001010C | Solahart Industries | SOLAHART | 302J & 302J Free Heat | Indirect Thermosyphon (IT) | 42.7 |  | J | Glycol | HartStat, or equivalent | Solar and Auxiliary Storage are the same Tank | 80 | 1 | 1 | 45 | Z10 | [18 empty] | san diego | FALSE |  | 2.69 | 2010-05-04 |  |  |  | 2010-06-01 | 2010-06-02 | 5206 | 6750 | Up-front Payment
SCG-000014 | Single Family Residential | Domestic Hot Water | Gas | Southern California Gas Company | Incentive:Paid | 1875 | 12.82 |  | 1 | 162 |  | 162 |  | 2011-02-01 15:32 | 2011-04-19 | ACME ENVIRONMENTAL INC | Retrofit | Simi Valley | Ventura | 93063 | Host Customer is System Owner | 2 |  | 2007021B | Heat Transfer Products | SuperStor Ultra Solar | SSU-80SB | Indirect Forced Circulation (IF) | 39.8 |  | AE-40E | Glycol | Advanced Controller with a Vacation or Holiday Mode | Solar and Auxiliary Storage are the same Tank | 80 | 1 | 1 | 35 | Z09 | [18 empty] | Ventura County | FALSE | 69.14 |  | 2010-05-05 |  |  |  | 2011-02-01 | 2011-04-19 | 4939 | 11200 | Up-front Payment
PGE-000016 | Single Family Residential | Domestic Hot Water | Gas | Pacific Gas and Electric | Incentive:Paid | 1320 | 12.82 |  | 1 | 103 |  | 103 |  | 2011-03-03 12:53 | 2011-03-31 | SCURFIELD SOLAR AND HEATING | Retrofit | Eureka | Humboldt | 95503 | Host Customer is System Owner | 3 |  | 2006013A | Schuco USA LLLP | Slimline Package | Slimline II-80G | Indirect Forced Circulation (IF) | 49.7 |  | V, LA, Plus | Glycol | Steam Back | Solar Storage with Tankless Auxiliary Water Heater | 80 | 1 | 1 | 45 | Z01 | [18 empty] | Eureka | FALSE | 188.54 |  | 2010-05-06 | 2010-07-07 |  |  | 2011-03-03 | 2011-03-31 | 4951 | 19419.88 | Up-front Payment
SCE-000019 | Single Family Residential | Domestic Hot Water | Electric | Southern California Edison | Incentive:Paid | 868 |  | 0.37 | 1 |  | 2759 |  | 2483 | 2010-06-15 09:33 | 2010-07-15 | SON ENERGY | Retrofit | TEMECULA | Riverside | 92590 | Host Customer is System Owner | 2 |  | 2006022B | Solene | Solene/Corona Drainback | SLCO40DC-80DB | Indirect Forced Circulation (IF) | 38.9 |  | SLCO-40 | Automatic Drainback |  | Solar and Auxiliary Storage are the same Tank | 80 | 1 | 0.9 | 35 | Z10 | [18 empty] | RIVERSIDE COUNTY | FALSE |  | 2.3 | 2010-05-07 | 2010-06-21 |  |  | 2010-06-15 | 2010-07-15 | 5206 | 6350 | Up-front Payment
PGE-000020 | Single Family Residential | Domestic Hot Water | Gas | Pacific Gas and Electric | Incentive:Canceled | 1412 | 12.82 |  | 1 | 126 |  | 110 |  | 2010-12-16 13:17 |  | SUN FIRST! INC | Retrofit | SAN RAFAEL | Marin | 94903 | Host Customer is System Owner | 4 |  | 2009036K | Heliodyne, Inc. | Heliopak | HPAK 016 2 406 P 80 ACD Z | Indirect Forced Circulation (IF) | 53.9 |  | 406 002 |  |  | Solar Storage and Auxiliary Tanks are separate | 80 | 0.92 | 0.95 | 55 | Z02 | [18 empty] | Marin County | FALSE | 82.24 |  | 2010-05-14 | 2010-12-20 |  |  | 2010-12-16 |  | 4985 | 10362.17 | Up-front Payment
SDG-000022 | Single Family Residential | Domestic Hot Water | Electric | San Diego Gas and Electric | Incentive:Paid | 772 |  | 0.37 | 1 |  | 2086 |  | 1982 | 2010-07-08 11:56 | 2010-12-02 | HI-TECH SOLAR | Retrofit | El Cajon | San Diego | 92021 | Host Customer is System Owner | 1 |  | 2010131E | SunEarth, Inc. | SunSiphon | EPGX80-42 | Indirect Thermosyphon (IT) | 42.2 |  | EP-21 | Glycol | HartStat, or equivalent | Solar and Auxiliary Storage are the same Tank | 80 | 1 | 0.95 | 20 | Z14 | [18 empty] | San Diego County | FALSE |  | 2.49 | 2010-05-23 | 2010-07-28 |  |  | 2010-07-08 | 2010-12-02 | 5056 | 5200 | Up-front Payment
SDG-000023 | Single Family Residential | Domestic Hot Water | Gas | San Diego Gas and Electric | Incentive:Paid | 1179 | 12.82 |  | 1 | 79 |  | 79 |  | 2010-07-12 14:21 | 2010-07-19 | ALANIZ VENTURES INC | Retrofit | San Diego | San Diego | 92115 | Host Customer is System Owner | 2 |  | 2007004A | Fafco, Inc. | 200 Series | VDB-48U-50G-50S | Indirect Forced Circulation (IF) | 47.4 |  | Revolution | Automatic Drainback |  | Solar Storage and Auxiliary Tanks are separate | 50 | 1 | 1 | 35 | Z07 | [18 empty] | San Diego | FALSE | 94.31 |  | 2010-05-26 | 2010-07-15 |  |  | 2010-07-12 | 2010-07-19 | 5183 | 7450.47 | Up-front Payment
SDG-000024 | Single Family Residential | Domestic Hot Water | Gas | San Diego Gas and Electric | Incentive:Paid | 1179 | 12.82 |  | 1 | 79 |  | 75 |  | 2010-07-12 15:28 | 2010-08-11 | ALANIZ VENTURES INC | Retrofit | San Diego | San Diego | 92116 | Host Customer is System Owner | 3 |  | 2007004A | Fafco, Inc. | 200 Series | VDB-48U-50G-50S | Indirect Forced Circulation (IF) | 47.4 |  | Revolution | Automatic Drainback |  | Solar Storage and Auxiliary Tanks are separate | 50 | 1 | 0.95 | 45 | Z07 | [18 empty] | San Diego | FALSE | 94.32 |  | 2010-05-26 | 2010-07-28 |  |  | 2010-07-12 | 2010-08-11 | 5156 | 7451 | Up-front Payment
PGE-000025 | Single Family Residential | Domestic Hot Water | Gas | Pacific Gas and Electric | Incentive:Paid | 1719 | 12.82 |  | 1 | 149 |  | 127 |  | 2010-06-03 15:31 | 2010-06-09 | SUN LIGHT & POWER | Retrofit | El Cerrito | Contra Costa | 94530 | Host Customer is System Owner | 2 |  | 2007023A | Heat Transfer Products | Phoenix Solar | PH-80S | Indirect Forced Circulation (IF) | 39.8 |  | AE-40E | Glycol | Pressure Stagnation Protection (PSP) | Solar and Auxiliary Storage are the same Tank | 80 | 1 | 0.85 | 35 | Z12 | [18 empty] | El Cerrito | FALSE | 103.07 |  | 2010-05-27 | 2010-06-04 |  |  | 2010-06-03 | 2010-06-09 | 5202 | 15357.95 | Up-front Payment
SDG-000027 | Single Family Residential | Domestic Hot Water | Gas | San Diego Gas and Electric | Incentive:Paid | 1167 | 12.82 |  | 1 | 91 |  | 86 |  | 2010-06-23 12:35 | 2010-07-13 | COSMIC SOLAR INC | Retrofit | Carlsbad | San Diego | 92009 | Host Customer is System Owner | 7 |  | 2001019A | ACR Solar International | Skyline System 5 | 200152C80EX2TG | Indirect Forced Circulation (IF) | 40.1 |  | 20-01 | Glycol | Advanced Controller with a Vacation or Holiday Mode | Solar Storage and Auxiliary Tanks are separate | 80 | 1 | 0.95 | 85 | Z07 | [18 empty] | Carlsbad, CA | FALSE | 82.42 |  | 2010-06-01 |  |  |  | 2010-06-23 | 2010-07-13 | 5204 | 7500 | Up-front Payment
SDG-000029 | Single Family Residential | Domestic Hot Water | Electric | San Diego Gas and Electric | Incentive:Paid | 1261 |  | 0.37 | 1 |  | 3407 |  | 3407 | 2010-08-17 09:21 | 2010-08-17 | SON ENERGY | Retrofit | Escondido | San Diego | 92029 | Host Customer is System Owner | 5 |  | 2006022G | Solene | Solene/Corona Drainback | SLCO80DC-120DB | Indirect Forced Circulation (IF) | 77.7 |  | SLCO-40 | Automatic Drainback |  | Solar and Auxiliary Storage are the same Tank | 120 | 1 | 1 | 65 | Z10 | [18 empty] | County of San Diego | FALSE |  | 2.49 | 2010-06-10 |  |  |  | 2010-08-17 | 2010-08-17 | 5141 | 8500 | Up-front Payment
SCG-000030 | Single Family Residential | Domestic Hot Water | Gas | Southern California Gas Company | Incentive:Paid | 1130 | 12.82 |  | 1 | 88 |  | 88 |  | 2010-10-28 13:26 | 2011-06-09 | SUNTREK INDUSTRIES INC | Retrofit | Camarillo | Los Angeles | 93010 | Host Customer is System Owner | 2 |  | 2001002C | SunEarth, Inc. | CopperHeart | CP-40G | Direct Integral Collector Storage (DI) | 24.9 |  | (No Model Number) |  |  | Solar and Auxiliary Storage are the same Tank | 40 | 1 | 1 | 35 | Z06 | [18 empty] | City of Camarillo | FALSE | 72.73 |  | 2010-06-10 |  |  |  | 2010-10-28 | 2011-06-09 | 4861 | 6400 | Up-front Payment
PGE-000034 | Single Family Residential | Domestic Hot Water | Gas | Pacific Gas and Electric | Incentive:Paid | 1782 | 12.82 |  | 1 | 156 |  | 156 |  | 2010-07-06 14:12 | 2011-03-03 | SUNWATER SOLAR INC | Retrofit | Belmont | San Mateo | 94002 | Host Customer is System Owner | 4 |  | 2010004A | Schuco USA LLLP | Slimline Package | Slimline II-75G | Indirect Forced Circulation (IF) | 49.7 |  | V, LA, Plus | Glycol | Steam Back | Solar Storage with Tankless Auxiliary Water Heater | 75 | 1 | 1 | 0 | Z03 | [18 empty] | Belmont | FALSE | 66.95 |  | 2010-06-15 | 2010-07-09 |  |  | 2010-07-06 | 2011-03-03 | 4979 | 10444.04 | Up-front Payment
SCE-000036 | Single Family Residential | Domestic Hot Water | Electric | Southern California Edison | Incentive:Paid | 861 |  | 0.37 | 1 |  | 2326 |  | 2326 | 2010-06-16 11:46 | 2010-08-03 | REVCO SOLAR ENGINEERING INC | Retrofit | Winchester | Riverside | 92596 | Host Customer is System Owner | 4 |  | 2002003A | ACR Solar International | Skyline System 5 | 200152C80EX2TE | Indirect Forced Circulation (IF) | 40.1 |  | 20-01 | Glycol | Advanced Controller with a Thermal Cycling Function | Solar Storage and Auxiliary Tanks are separate | 80 | 1 | 1 | 55 | Z10 | [18 empty] | County Of Riverside | FALSE |  | 3.14 | 2010-06-15 | 2010-07-01 |  |  | 2010-06-16 | 2010-08-03 | 5185 | 7300 | Up-front Payment
PGE-000037 | Single Family Residential | Domestic Hot Water | Gas | Pacific Gas and Electric | Incentive:Paid | 610 | 12.82 |  | 1 | 56 |  | 48 |  | 2011-02-10 13:48 | 2011-03-02 | SOLEX | Retrofit | Seaside | Monterey | 93955 | Host Customer is System Owner | 2 |  | 2009008A | Harpiris Energy, LLC | SunCache | SCG-50-GS | Indirect Integral Collector Storage (II) | 34.6 |  | 10001 |  |  | Solar and Auxiliary Storage are the same Tank | 50 | 1 | 0.85 | 35 | Z03 | [18 empty] | City of Seaside | FALSE | 24.25 |  | 2010-06-15 | 2011-02-17 |  |  | 2011-02-10 | 2011-03-02 | 4936 | 1358.25 | Up-front Payment
PGE-000038 | Single Family Residential | Domestic Hot Water | Gas | Pacific Gas and Electric | Incentive:Paid | 1875 | 12.82 |  | 1 | 195 |  | 195 |  | 2011-01-13 14:14 | 2011-02-25 | SUN LIGHT & POWER | Retrofit | Mountain View | Santa Clara | 94041 | Owner/Tenant | 3 |  | 2010136K | Heliodyne, Inc. | Heliopak | HPAK 016 2 410 G 120 ACS F | Indirect Forced Circulation (IF) | 80.3 |  | 410 001 | Glycol | Pressure Stagnation Protection (PSP) | Solar Storage with Tankless Auxiliary Water Heater | 120 | 1 | 1 | 45 | Z04 | [18 empty] | Mountain View | FALSE | 56.1 |  | 2010-06-16 | 2011-01-20 |  |  | 2011-01-13 | 2011-02-25 | 4986 | 10939 | Up-front Payment
PGE-000039 | Single Family Residential | Domestic Hot Water | Gas | Pacific Gas and Electric | Incentive:Paid | 1474 | 12.82 |  | 1 | 115 |  | 115 |  | 2010-07-20 13:49 | 2010-08-31 | AZTEC SOLAR INC | Retrofit | Davis | Yolo | 95616 | Host Customer is System Owner | 2 |  | 2001016C | Solahart Industries | SOLAHART | ASG 302J & ASG 302J Free Heat | Indirect Thermosyphon (IT) | 42.7 |  | J | Glycol | HartStat, or equivalent | Solar Storage and Auxiliary Tanks are separate | 80 | 1 | 1 | 35 | Z12 | [18 empty] | City of Davis | FALSE | 57.37 |  | 2010-06-17 | 2010-07-21 |  |  | 2010-07-20 | 2010-08-31 | 5093 | 6598 | Up-front Payment
PGE-000040 | Single Family Residential | Domestic Hot Water | Electric | Pacific Gas and Electric | Incentive:Paid | 824 |  | 0.37 | 1 |  | 2228 |  | 2228 | 2010-06-23 10:02 | 2010-07-28 | SOLENERGY INTERNATIONAL | Retrofit | Redwood City | San Mateo | 94062 | Host Customer is System Owner | 2 |  | 1995002C | Thermal Conversion Technology, Inc. (TCT Solar) | ProgressivTube | PT-40-CN | Direct Integral Collector Storage (DI) | 32.1 |  | (No Model Number) |  |  | Solar and Auxiliary Storage are the same Tank | 40 | 1 | 1 | 35 | Z04 | [18 empty] | San Mateo County Building Department | FALSE |  | 2.17 | 2010-06-19 | 2010-06-24 |  |  | 2010-06-23 | 2010-07-28 | 5202 | 4829 | Up-front Payment
PGE-000042 | Single Family Residential | Domestic Hot Water | Electric | Pacific Gas and Electric | Incentive:Paid | 1092 |  | 0.37 | 1 |  | 2952 |  | 2804 | 2010-07-08 10:18 | 2010-07-26 | ACR SOLAR INTERNATIONAL CORP | Retrofit | Davis | Yolo | 95616 | Host Customer is System Owner | 4 |  | 2000007B | ACR Solar International | Skyline System 5 | 200153C80EX | Indirect Forced Circulation (IF) | 60.2 |  | 20-01 | Glycol | Other | Solar and Auxiliary Storage are the same Tank | 80 | 1 | 0.95 | 55 | Z12 | [18 empty] | City of Davis | FALSE |  | 2.37 | 2010-06-22 | 2010-07-20 |  |  | 2010-07-08 | 2010-07-26 | 5182 | 7001 | Up-front Payment
SDG-000043 | Single Family Residential | Domestic Hot Water | Electric | San Diego Gas and Electric | Incentive:Paid | 1234 |  | 0.37 | 1 |  | 3336 |  | 3336 | 2010-06-29 12:10 | 2010-07-21 | GIRA CORP | Retrofit | Escondido | San Diego | 92026 | Host Customer is System Owner | 4 |  | 2006014B | Schuco USA LLLP | Slimline Package | Slimline III-120E | Indirect Forced Circulation (IF) | 74.6 |  | V, LA, Plus | Glycol | Steam Back | Solar and Auxiliary Storage are the same Tank | 120 | 1 | 1 | 55 | Z10 | [18 empty] | County of San Diego | FALSE |  | 2.29 | 2010-06-23 | 2010-07-21 |  |  | 2010-06-29 | 2010-07-21 | 5183 | 7651 | Up-front Payment
PGE-000044 | Single Family Residential | Domestic Hot Water | Electric | Pacific Gas and Electric | Incentive:Paid | 773 |  | 0.37 | 1 |  | 2458 |  | 2089 | 2010-07-14 09:55 | 2010-08-10 | ACR SOLAR INTERNATIONAL CORP | Retrofit | Cameron Park | El Dorado | 95682 | Host Customer is System Owner | 2 |  | 2000007A | ACR Solar International | Skyline System 5 | 200152C80EX | Indirect Forced Circulation (IF) | 40.1 |  | 20-01 | Glycol | Other | Solar and Auxiliary Storage are the same Tank | 80 | 0.85 | 1 | 35 | Z12 | [18 empty] | El Dorado County | FALSE |  | 2.85 | 2010-06-24 |  |  |  | 2010-07-14 | 2010-08-10 | 5188 | 7001.13 | Up-front Payment
PGE-000045 | Single Family Residential | Domestic Hot Water | Electric | Pacific Gas and Electric | Incentive:Paid | 1093 |  | 0.37 | 1 |  | 2955 |  | 2807 | 2010-07-22 15:28 | 2010-08-25 | ACR SOLAR INTERNATIONAL CORP | Retrofit | Shingle Springs | El Dorado | 95682 | Host Customer is System Owner | 5 |  | 2000007E | ACR Solar International | Skyline System 5 | 200153C120EX | Indirect Forced Circulation (IF) | 60.2 |  | 20-01 | Glycol | Other | Solar and Auxiliary Storage are the same Tank | 120 | 1 | 0.95 | 65 | Z12 | [18 empty] | El Dorado County | FALSE |  | 2.44 | 2010-06-28 |  |  |  | 2010-07-22 | 2010-08-25 | 5167 | 7202 | Up-front Payment
PGE-000046 | Single Family Residential | Domestic Hot Water | Electric | Pacific Gas and Electric | Incentive:Paid | 909 |  | 0.37 | 1 |  | 2458 |  | 2458 | 2010-07-21 13:28 | 2010-08-25 | ACR SOLAR INTERNATIONAL CORP | Retrofit | El Dorado Hills | El Dorado | 95672 | Host Customer is System Owner | 2 |  | 2000007A | ACR Solar International | Skyline System 5 | 200152C80EX | Indirect Forced Circulation (IF) | 40.1 |  | 20-01 | Glycol | Other | Solar and Auxiliary Storage are the same Tank | 80 | 1 | 1 | 35 | Z12 | [18 empty] | El Dorado County | FALSE |  | 2.85 | 2010-06-28 | 2010-07-29 |  |  | 2010-07-21 | 2010-08-25 | 5167 | 6996.15 | Up-front Payment
SDG-000047 | Single Family Residential | Domestic Hot Water | Electric | San Diego Gas and Electric | Incentive:Paid | 928 |  | 0.37 | 1 |  | 2508 |  | 2508 | 2010-08-11 18:27 | 2010-08-11 | SOLAR SERVICES OF SAN DIEGO INC | Retrofit | Fallbrook | San Diego | 92028 | Host Customer is System Owner | 3 | 3 | 2001010C | Solahart Industries | SOLAHART | 302J & 302J Free Heat | Indirect Thermosyphon (IT) | 42.7 |  | J | Glycol | HartStat, or equivalent | Solar and Auxiliary Storage are the same Tank | 80 | 1 | 1 | 45 | Z10 | [18 empty] | san diego county | FALSE |  | 2.77 | 2010-06-29 |  |  |  | 2010-08-11 | 2010-08-11 | 5156 | 6950 | Up-front Payment
PGE-000048 | Single Family Residential | Domestic Hot Water | Electric | Pacific Gas and Electric | Incentive:Paid | 603 |  | 0.37 | 1 |  | 1734 |  | 1631 | 2010-07-02 15:30 | 2010-12-23 | KRIS LANGDON CONSTRUCTION CO | Retrofit | Lakeport | Lake | 95453 | Host Customer is System Owner | 2 |  | 1995002A | Thermal Conversion Technology, Inc. (TCT Solar) | ProgressivTube | PT-30-CN | Direct Integral Collector Storage (DI) | 24 |  | (No Model Number) |  |  | Solar and Auxiliary Storage are the same Tank | 30 | 0.99 | 0.95 | 35 | Z02 | [18 empty] | City of Lakeport | FALSE |  | 3.89 | 2010-07-01 | 2010-07-20 |  |  | 2010-07-02 | 2010-12-23 | 5044 | 6753 | Up-front Payment
SDG-000050 | Single Family Residential | Domestic Hot Water | Electric | San Diego Gas and Electric | Incentive:Paid | 991 |  | 0.37 | 1 |  | 2679 |  | 2679 | 2010-07-01 19:47 | 2010-07-09 | COSMIC SOLAR INC | Retrofit | Alpine | San Diego | 91901 | Host Customer is System Owner | 4 | 4 | 2000007A | ACR Solar International | Skyline System 5 | 200152C80EX | Indirect Forced Circulation (IF) | 40.1 |  | 20-01 | Glycol | Advanced Controller with a Vacation or Holiday Mode | Solar and Auxiliary Storage are the same Tank | 80 | 1 | 1 | 55 | Z14 | [18 empty] | San Diego County | FALSE |  | 2.8 | 2010-07-01 | 2010-07-08 |  |  | 2010-07-01 | 2010-07-09 | 5204 | 7500 | Up-front Payment
PGE-000051 | Single Family Residential | Domestic Hot Water | Electric | Pacific Gas and Electric | Incentive:Paid | 1092 |  | 0.37 | 1 |  | 2952 |  | 2804 | 2010-07-12 10:39 | 2010-09-01 | ACR SOLAR INTERNATIONAL CORP | Retrofit | El Dorado Hills | El Dorado | 95762 | Host Customer is System Owner | 4 |  | 2000007B | ACR Solar International | Skyline System 5 | 200153C80EX | Indirect Forced Circulation (IF) | 60.2 |  | 20-01 | Glycol | Other | Solar and Auxiliary Storage are the same Tank | 80 | 1 | 0.95 | 55 | Z12 | [18 empty] | El Dorado County | FALSE |  | 2.54 | 2010-07-02 | 2010-07-20 |  |  | 2010-07-12 | 2010-09-01 | 5163 | 7496.61 | Up-front Payment
PGE-000052 | Single Family Residential | Domestic Hot Water | Electric | Pacific Gas and Electric | Incentive:Paid | 1092 |  | 0.37 | 1 |  | 2952 |  | 2952 | 2010-09-28 12:34 | 2010-10-21 | ACR SOLAR INTERNATIONAL CORP | Retrofit | Cameron Park | El Dorado | 95682 | Host Customer is System Owner | 4 |  | 2000007B | ACR Solar International | Skyline System 5 | 200153C80EX | Indirect Forced Circulation (IF) | 60.2 |  | 20-01 | Glycol | Other | Solar and Auxiliary Storage are the same Tank | 80 | 1 | 1 | 55 | Z12 | [18 empty] | El Dorado County | FALSE |  | 2.37 | 2010-07-02 | 2010-09-30 |  |  | 2010-09-28 | 2010-10-21 | 5111 | 7001.56 | Up-front Payment
PGE-000053 | Single Family Residential | Domestic Hot Water | Electric | Pacific Gas and Electric | Incentive:Paid | 909 |  | 0.37 | 1 |  | 2458 |  | 2458 | 2010-08-13 13:37 | 2010-09-13 | ACR SOLAR INTERNATIONAL CORP | Retrofit | Cameron Park | El Dorado | 95682 | Host Customer is System Owner | 2 |  | 2000007A | ACR Solar International | Skyline System 5 | 200152C80EX | Indirect Forced Circulation (IF) | 40.1 |  | 20-01 | Glycol | Other | Solar and Auxiliary Storage are the same Tank | 80 | 1 | 1 | 35 | Z12 | [18 empty] | El Dorado County | FALSE |  | 2.85 | 2010-07-05 |  |  |  | 2010-08-13 | 2010-09-13 | 5153 | 7001.13 | Up-front Payment
PGE-000054 | Single Family Residential | Domestic Hot Water | Electric | Pacific Gas and Electric | Incentive:Paid | 1092 |  | 0.37 | 1 |  | 2952 |  | 2952 | 2010-07-12 10:23 | 2010-08-16 | ACR SOLAR INTERNATIONAL CORP | Retrofit | Rescue | El Dorado | 95672 | Host Customer is System Owner | 4 |  | 2000007B | ACR Solar International | Skyline System 5 | 200153C80EX | Indirect Forced Circulation (IF) | 60.2 |  | 20-01 | Glycol | Other | Solar and Auxiliary Storage are the same Tank | 120 | 1 | 1 | 55 | Z12 | [18 empty] | El Dorado County | FALSE |  | 2.37 | 2010-07-06 | 2010-07-20 |  |  | 2010-07-12 | 2010-08-16 | 5183 | 7001.7 | Up-front Payment
PGE-000055 | Single Family Residential | Domestic Hot Water | Gas | Pacific Gas and Electric | Incentive:Paid | 1498 | 12.82 |  | 1 | 123 |  | 123 |  | 2010-07-16 12:03 | 2010-08-17 | SUNWATER SOLAR INC | Retrofit | Berkeley | Alameda | 94705 | Host Customer is System Owner | 4 |  | 2006013A | Schuco USA LLLP | Slimline Package | Slimline II-80G | Indirect Forced Circulation (IF) | 49.7 |  | V, LA, Plus | Glycol | Steam Back | Solar Storage and Auxiliary Tanks are separate | 80 | 1 | 1 | 55 | Z03 | [18 empty] | Berkeley | FALSE | 77.81 |  | 2010-07-06 | 2010-07-20 |  |  | 2010-07-16 | 2010-08-17 | 5176 | 9570.87 | Up-front Payment
PGE-000056 | Single Family Residential | Domestic Hot Water | Electric | Pacific Gas and Electric | Incentive:Paid | 1002 |  | 0.37 | 1 |  | 2707 |  | 2572 | 2010-07-22 16:06 | 2010-08-31 | AZTEC SOLAR INC | Retrofit | Auburn | Placer | 95603 | Host Customer is System Owner | 3 |  | 2009031H | SunEarth, Inc. | SolaRay | TE40P-80N-1 | Indirect Forced Circulation (IF) | 40.9 |  | EP-40 | Glycol | Advanced Controller with a Vacation or Holiday Mode | Solar and Auxiliary Storage are the same Tank | 80 | 1 | 0.95 | 45 | Z12 | [18 empty] | Placer County | FALSE |  | 2.85 | 2010-07-06 | 2010-07-30 |  |  | 2010-07-22 | 2010-08-31 | 5167 | 7705.1 | Up-front Payment
PGE-000057 | Single Family Residential | Domestic Hot Water | Gas | Pacific Gas and Electric | Incentive:Paid | 1562 | 12.82 |  | 1 | 128 |  | 122 |  | 2010-07-12 14:01 | 2010-08-17 | SUN LIGHT & POWER | Retrofit | San Francisco | San Francisco | 94114 | Host Customer is System Owner | 2 |  | 2008015A | Thermal Conversion Technology, Inc. (TCT Solar) | ProgressivTube | PT-30-CN-TL | Direct Integral Collector Storage (DI) | 24 |  | SC-24 |  |  | Solar Storage with Tankless Auxiliary Water Heater | 30 | 1 | 0.95 | 35 | Z03 | [18 empty] | San Francisco | FALSE | 43.83 |  | 2010-07-07 | 2010-07-20 |  |  | 2010-07-12 | 2010-08-17 | 5176 | 5610.36 | Up-front Payment
SDG-000058 | Single Family Residential | Domestic Hot Water | Electric | San Diego Gas and Electric | Incentive:Paid | 1031 |  | 0.37 | 1 |  | 2934 |  | 2648 | 2010-07-26 09:35 | 2010-08-03 | NORTH COUNTY SOLAR INC | Retrofit | Bonsall | San Diego | 92003 | Owner/Tenant | 3 | 3 | 2002003B | ACR Solar International | Skyline System 5 | 200153C80EX2TE | Indirect Forced Circulation (IF) | 60.2 |  | 20-01 | Glycol | Advanced Controller with a Thermal Cycling Function | Solar Storage and Auxiliary Tanks are separate | 80 | 0.95 | 0.95 | 45 | Z10 | [18 empty] | San Diego County | FALSE |  | 2.97 | 2010-07-08 |  |  |  | 2010-07-26 | 2010-08-03 | 5184 | 8719.66 | Up-front Payment
PGE-000060 | Single Family Residential | Domestic Hot Water | Gas | Pacific Gas and Electric | Incentive:Paid | 1231 | 12.82 |  | 1 | 96 |  | 96 |  | 2010-07-09 17:44 | 2010-08-17 | ACR SOLAR INTERNATIONAL CORP | Retrofit | Roseville | Placer | 95678 | Host Customer is System Owner | 2 |  | 2001019A | ACR Solar International | Skyline System 5 | 200152C80EX2TG | Indirect Forced Circulation (IF) | 40.1 |  | 20-01 | Glycol | Other | Solar Storage and Auxiliary Tanks are separate | 80 | 1 | 1 | 35 | Z12 | [18 empty] | City of Roseville | FALSE | 64.6 |  | 2010-07-09 | 2010-07-20 |  |  | 2010-07-09 | 2010-08-17 | 5176 | 6201.88 | Up-front Payment
SDG-000062 | Single Family Residential | Domestic Hot Water | Electric | San Diego Gas and Electric | Incentive:Paid | 905 |  | 0.37 | 1 |  | 2446 |  | 2446 | 2011-07-06 10:42 | 2011-07-26 | COSMIC SOLAR INC | Retrofit | Valley Center | San Diego | 92082 | Host Customer is System Owner | 2 | 4 | 2002003A | ACR Solar International | Skyline System 5 | 200152C80EX2TE | Indirect Forced Circulation (IF) | 40.1 |  | 20-01 | Glycol | Advanced Controller with a Vacation or Holiday Mode | Solar Storage with Tankless Auxiliary Water Heater | 80 | 1 | 1 | 35 | Z14 | [18 empty] | San Diego County | FALSE |  | 3.07 | 2010-07-12 |  |  |  | 2011-07-06 | 2011-07-26 | 4807 | 7500 | Up-front Payment
SDG-000063 | Single Family Residential | Domestic Hot Water | Gas | San Diego Gas and Electric | Incentive:Paid | 1046 | 12.82 |  | 1 | 96 |  | 82 |  | 2011-01-18 23:44 | 2011-01-25 | COSMIC SOLAR INC | Retrofit | Poway | San Diego | 92064 | Host Customer is System Owner | 2 |  | 2001019A | ACR Solar International | Skyline System 5 | 200152C80EX2TG | Indirect Forced Circulation (IF) | 40.1 |  | 20-01 |  |  | Solar Storage and Auxiliary Tanks are separate | 80 | 1 | 0.85 | 35 | Z10 | [18 empty] | Poway | FALSE | 78.12 |  | 2010-07-12 |  |  |  | 2011-01-18 | 2011-01-25 | 4992 | 7500 | Up-front Payment
PGE-000065 | Single Family Residential | Domestic Hot Water | Electric | Pacific Gas and Electric | Incentive:Paid | 1038 |  | 0.37 | 1 |  | 2952 |  | 2804 | 2010-07-15 10:26 | 2010-08-17 | ACR SOLAR INTERNATIONAL CORP | Retrofit | Cameron Park | El Dorado | 95682 | Host Customer is System Owner | 4 |  | 2000007B | ACR Solar International | Skyline System 5 | 200153C80EX | Indirect Forced Circulation (IF) | 60.2 |  | 20-01 | Glycol | Other | Solar and Auxiliary Storage are the same Tank | 80 | 1 | 0.95 | 55 | Z12 | [18 empty] | El Dorado County | FALSE |  | 2.37 | 2010-07-14 | 2010-07-20 |  |  | 2010-07-15 | 2010-08-17 | 5157 | 7001.13 | Up-front Payment
PGE-000069 | Single Family Residential | Domestic Hot Water | Gas | Pacific Gas and Electric | Incentive:Paid | 1401 | 12.82 |  | 1 | 115 |  | 109 |  | 2010-12-06 13:59 | 2010-12-14 | AZTEC SOLAR INC | Retrofit | VACAVILLE | Solano | 95687 | Host Customer is System Owner | 4 |  | 2001016C | Solahart Industries | SOLAHART | ASG 302J & ASG 302J Free Heat | Indirect Thermosyphon (IT) | 42.7 |  | J | Glycol | Advanced Controller with a Vacation or Holiday Mode | Solar Storage and Auxiliary Tanks are separate | 80 | 1 | 0.95 | 55 | Z12 | [18 empty] | City of Vacaville | FALSE | 64.19 |  | 2010-07-19 |  |  |  | 2010-12-06 | 2010-12-14 | 5059 | 7382 | Up-front Payment
PGE-000072 | Single Family Residential | Domestic Hot Water | Gas | Pacific Gas and Electric | Incentive:Paid | 1731 | 12.82 |  | 1 | 136 |  | 129 |  | 2010-08-06 14:58 | 2010-08-31 | Self Installer | Retrofit | Pacifica | San Mateo | 94044 | Host Customer is System Owner | 3 |  | 2009036H | Heliodyne, Inc. | Heliopak | HPAK 016 2 406 G 80 ACD Z | Indirect Forced Circulation (IF) | 53.9 |  | 406 001 | Glycol | Pressure Stagnation Protection (PSP) | Solar Storage and Auxiliary Tanks are separate | 80 | 1 | 0.95 | 45 | Z03 | [18 empty] | City of Pacifica | FALSE | 60.54 |  | 2010-07-20 |  |  |  | 2010-08-06 | 2010-08-31 | 5167 | 8234 | Up-front Payment
PGE-000074 | Single Family Residential | Domestic Hot Water | Gas | Pacific Gas and Electric | Incentive:Paid | 1554 | 12.82 |  | 1 | 147 |  | 121 |  | 2011-08-01 13:12 | 2011-09-09 | RECURVE INC | Retrofit | MENLO PARK | San Mateo | 94025 | Host Customer is System Owner | 2 | 3 | 2007023A | Heat Transfer Products | Phoenix Solar | PH-80S | Indirect Forced Circulation (IF) | 39.8 |  | AE-40E | Glycol | Advanced Controller with a Thermal Cycling Function | Solar and Auxiliary Storage are the same Tank | 80 | 0.97 | 0.85 | 35 | Z04 | [18 empty] | City of Menlo Park | FALSE | 122.49 |  | 2010-07-20 | 2011-08-10 |  |  | 2011-08-01 | 2011-09-09 | 4789 | 18005.5 | Up-front Payment
SDG-000075 | Single Family Residential | Domestic Hot Water | Electric | San Diego Gas and Electric | Incentive:Paid | 1104 |  | 0.37 | 1 |  | 2983 |  | 2983 | 2010-12-15 19:28 | 2011-02-03 | GIRA CORP | Retrofit | Escondido | San Diego | 92025 | Host Customer is System Owner | 4 |  | 2006014A | Schuco USA LLLP | Slimline Package | Slimline II-80E | Indirect Forced Circulation (IF) | 49.7 |  | V, LA, Plus |  |  | Solar and Auxiliary Storage are the same Tank | 80 | 1 | 1 | 55 | Z10 | [18 empty] | San Diego County, CA | FALSE |  | 2.18 | 2010-07-23 | 2011-01-10 |  |  | 2010-12-15 | 2011-02-03 | 4968 | 6500 | Up-front Payment
PGE-000076 | Single Family Residential | Domestic Hot Water | Gas | Pacific Gas and Electric | Incentive:Paid | 1875 | 12.82 |  | 1 | 179 |  | 177 |  | 2010-08-18 16:19 | 2010-09-03 | RECURVE INC | Retrofit | San Francisco | San Francisco | 94109 | Host Customer is System Owner | 4 |  | 2007023B | Heat Transfer Products | Phoenix Solar | PH-119S | Indirect Forced Circulation (IF) | 63.8 |  | AE-32E | Glycol | Advanced Controller with a Thermal Cycling Function | Solar and Auxiliary Storage are the same Tank | 119 | 0.99 | 1 | 55 | Z03 | [18 empty] | SFDBI | FALSE | 104.36 |  | 2010-07-23 | 2010-08-19 |  |  | 2010-08-18 | 2010-09-03 | 5104 | 18680 | Up-front Payment
PGE-000078 | Single Family Residential | Domestic Hot Water | Gas | Pacific Gas and Electric | Incentive:Paid | 1500 | 12.82 |  | 1 | 117 |  | 117 |  | 2010-07-28 15:13 | 2010-08-31 | AZTEC SOLAR INC | Retrofit | Woodland | Yolo | 95695 | Host Customer is System Owner | 2 |  | 2009032G | SunEarth, Inc. | SolaRay | TE40P-80N-2G | Indirect Forced Circulation (IF) | 40.9 |  | EP-40 | Glycol | Advanced Controller with a Vacation or Holiday Mode | Solar Storage and Auxiliary Tanks are separate | 80 | 1 | 1 | 35 | Z12 | [18 empty] | City of Woodland | FALSE | 57.49 |  | 2010-07-26 | 2010-07-30 |  |  | 2010-07-28 | 2010-08-31 | 5167 | 6726 | Up-front Payment
PGE-000079 | Single Family Residential | Domestic Hot Water | Electric | Pacific Gas and Electric | Incentive:Paid | 832 |  | 0.37 | 1 |  | 2248 |  | 2248 | 2010-08-23 09:57 | 2010-09-03 | AZTEC SOLAR INC | Retrofit | Vacaville | Solano | 95688 | Host Customer is System Owner | 4 |  | 2001010C | Solahart Industries | SOLAHART | 302J & 302J Free Heat | Indirect Thermosyphon (IT) | 42.7 |  | J | Glycol | HartStat, or equivalent | Solar and Auxiliary Storage are the same Tank | 80 | 1 | 1 | 55 | Z12 | [18 empty] | County of Solano | FALSE |  | 3.13 | 2010-07-26 | 2010-08-26 |  |  | 2010-08-23 | 2010-09-03 | 5157 | 7041.8 | Up-front Payment
PGE-000081 | Single Family Residential | Domestic Hot Water | Gas | Pacific Gas and Electric | Incentive:Canceled | 1320 | 12.82 |  | 1 | 103 |  | 103 |  | 2010-12-03 13:36 |  | HIKEL PLUMBING | Retrofit | Santa Rosa | Sonoma | 95403 | Host Customer is System Owner | 4 |  | 2003016C | Butler Sun Solutions | Solar Butler | BSS-S1-50Ga | Indirect Forced Circulation (IF) | 32.8 |  | EC-32 | Glycol | Heat Dump Radiator | Solar and Auxiliary Storage are the same Tank | 50 | 1 | 1 | 55 | Z02 | [18 empty] | City of Santa Rosa | FALSE | 53.19 |  | 2010-07-28 | 2010-12-03 |  |  | 2010-12-03 |  | 4992 | 5479 | Up-front Payment
PGE-000082 | Single Family Residential | Domestic Hot Water | Electric | Pacific Gas and Electric | Incentive:Canceled | 867 |  | 0.37 | 1 |  | 2605 |  | 2344 | 2010-10-21 16:07 |  | GAGNE BROTHERS ENTERPRISES INC | Retrofit | Larkspur | Marin | 94939 | Host Customer is System Owner | 2 | 2 | 2009034A | Heliodyne, Inc. | Heliopak | HPAK 016 1 408 G 65 ACS | Indirect Forced Circulation (IF) | 32.2 |  | 408 001 | Glycol | Advanced Controller with a Vacation or Holiday Mode | Solar and Auxiliary Storage are the same Tank | 65 | 0.9 | 1 | 35 | Z02 | [18 empty] | City of Larkspur | FALSE |  | 4.2 | 2010-07-28 | 2010-09-27 |  |  | 2010-10-21 |  | 5043 | 10933.82 | Up-front Payment
SDG-000084 | Single Family Residential | Domestic Hot Water | Electric | San Diego Gas and Electric | Incentive:Canceled | 1234 |  | 0.37 | 1 |  | 3336 |  | 3336 | 2010-10-27 08:38 |  | GIRA CORP | Retrofit | Escondido | San Diego | 92029 | Host Customer is System Owner | 4 |  | 2006014B | Schuco USA LLLP | Slimline Package | Slimline III-120E | Indirect Forced Circulation (IF) | 74.6 |  | V, LA, Plus | Glycol | Advanced Controller with a Vacation or Holiday Mode | Solar and Auxiliary Storage are the same Tank | 120 | 1 | 1 | 55 | Z10 | [18 empty] | County of San Diego | FALSE |  | 2.29 | 2010-08-02 | 2010-11-05 |  |  | 2010-10-27 |  | 5070 | 7650.9 | Up-front Payment
SDG-000085 | Single Family Residential | Domestic Hot Water | Electric | San Diego Gas and Electric | Incentive:Paid | 998 |  | 0.37 | 1 |  | 2900 |  | 2697 | 2010-09-09 13:42 | 2010-09-20 | SON ENERGY | Retrofit | ALPINE | San Diego | 91901 | Host Customer is System Owner | 2 |  | 2006023B | Solene | Solene/Corona DC Closed Loop | SLCO40DC-80HE | Indirect Forced Circulation (IF) | 38.9 |  | SLCO-40 | Glycol |  | Solar and Auxiliary Storage are the same Tank | 80 | 0.93 | 1 | 35 | Z14 | [18 empty] | San Diego County | FALSE |  | 2.59 | 2010-08-03 |  |  |  | 2010-09-09 | 2010-09-20 | 5079 | 7500 | Up-front Payment
PGE-000086 | Single Family Residential | Domestic Hot Water | Electric | Pacific Gas and Electric | Incentive:Paid | 1092 |  | 0.37 | 1 |  | 2952 |  | 2804 | 2010-08-05 11:01 | 2010-09-01 | ACR SOLAR INTERNATIONAL CORP | Retrofit | Cameron Park | El Dorado | 95682 | Host Customer is System Owner | 4 |  | 2000007B | ACR Solar International | Skyline System 5 | 200153C80EX | Indirect Forced Circulation (IF) | 60.2 |  | 20-01 | Glycol | Other | Solar and Auxiliary Storage are the same Tank | 80 | 1 | 0.95 | 55 | Z12 | [18 empty] | El Dorado County | FALSE |  | 2.58 | 2010-08-04 |  |  |  | 2010-08-05 | 2010-09-01 | 5163 | 7601.56 | Up-front Payment
PGE-000088 | Single Family Residential | Domestic Hot Water | Gas | Pacific Gas and Electric | Incentive:Paid | 1875 | 12.82 |  | 1 | 179 |  | 163 |  | 2011-03-30 10:03 | 2011-05-10 | RECURVE INC | Retrofit | SAN FRANCISCO | San Francisco | 94121 | Host Customer is System Owner | 3 |  | 2007023B | Heat Transfer Products | Phoenix Solar | PH-119S | Indirect Forced Circulation (IF) | 63.8 |  | AE-32E | Glycol | Advanced Controller with a Thermal Cycling Function | Solar and Auxiliary Storage are the same Tank | 119 | 0.96 | 0.95 | 45 | Z03 | [18 empty] | San Francisco | FALSE | 124.3 |  | 2010-08-04 | 2011-05-09 |  |  | 2011-03-30 | 2011-05-10 | 4913 | 22250 | Up-front Payment
PGE-000089 | Single Family Residential | Domestic Hot Water | Electric | Pacific Gas and Electric | Incentive:Paid | 1093 |  | 0.37 | 1 |  | 2955 |  | 2955 | 2010-08-10 11:12 | 2010-08-25 | ACR SOLAR INTERNATIONAL CORP | Retrofit | Cameron Park | El Dorado | 95682 | Host Customer is System Owner | 5 |  | 2000007E | ACR Solar International | Skyline System 5 | 200153C120EX | Indirect Forced Circulation (IF) | 60.2 |  | 20-01 | Glycol | Other | Solar and Auxiliary Storage are the same Tank | 120 | 1 | 1 | 65 | Z12 | [18 empty] | El Dorado County | FALSE |  | 2.47 | 2010-08-05 |  |  |  | 2010-08-10 | 2010-08-25 | 5167 | 7301.7 | Up-front Payment
SDG-000090 | Single Family Residential | Domestic Hot Water | Electric | San Diego Gas and Electric | Incentive:Paid | 1038 |  | 0.37 | 1 |  | 3299 |  | 2804 | 2010-10-27 15:24 | 2010-11-17 | SUNCRAFT SOLAR INC | Retrofit | Ramona | San Diego | 92065 | Host Customer is System Owner | 3 |  | 2010005A | Schuco USA LLLP | Slimline Package | Slimline II-75E | Indirect Forced Circulation (IF) | 49.7 |  | V, LA, Plus | Glycol | Advanced Controller with a Vacation or Holiday Mode | Solar and Auxiliary Storage are the same Tank | 75 | 1 | 0.85 | 45 | Z10 | [18 empty] | County of San Diego | FALSE |  | 2.15 | 2010-08-07 | 2010-11-11 |  |  | 2010-10-27 | 2010-11-17 | 5036 | 7100 | Up-front Payment
SDG-000091 | Single Family Residential | Domestic Hot Water | Electric | San Diego Gas and Electric | Incentive:Paid | 1221 |  | 0.37 | 1 |  | 3299 |  | 3299 | 2010-10-27 15:40 | 2010-11-15 | SUNCRAFT SOLAR INC | Retrofit | Bonita | San Diego | 91902 | Host Customer is System Owner | 3 |  | 2010005A | Schuco USA LLLP | Slimline Package | Slimline II-75E | Indirect Forced Circulation (IF) | 49.7 |  | V, LA, Plus | Glycol | Advanced Controller with a Vacation or Holiday Mode | Solar and Auxiliary Storage are the same Tank | 75 | 1 | 1 | 45 | Z10 | [18 empty] | County of San Diego | FALSE |  | 2.58 | 2010-08-07 | 2010-11-11 |  |  | 2010-10-27 | 2010-11-15 | 5058 | 8500 | Up-front Payment
SDG-000092 | Single Family Residential | Domestic Hot Water | Gas | San Diego Gas and Electric | Incentive:Canceled | 1875 | 12.82 |  | 1 | 159 |  | 159 |  | 2010-10-27 16:32 |  | SUNCRAFT SOLAR INC | Retrofit | San Diego | San Diego | 92102 | Host Customer is System Owner | 5 |  | 2010004A | Schuco USA LLLP | Slimline Package | Slimline II-75G | Indirect Forced Circulation (IF) | 49.7 |  | V, LA, Plus | Glycol | Advanced Controller with a Vacation or Holiday Mode | Solar and Auxiliary Storage are the same Tank | 75 | 1 | 1 | 65 | Z07 | [18 empty] | City of San Diego | FALSE | 59.11 |  | 2010-08-07 | 2010-11-10 |  |  | 2010-10-27 |  | 5099 | 9399 | Up-front Payment
SDG-000094 | Single Family Residential | Domestic Hot Water | Electric | San Diego Gas and Electric | Incentive:Paid | 1221 |  | 0.37 | 1 |  | 3299 |  | 3299 | 2010-08-25 14:21 | 2010-09-13 | RANCHO SANTA FE CRAFTSMAN INC | Retrofit | Escondido | San Diego | 92029 | Host Customer is System Owner | 3 |  | 2010005A | Schuco USA LLLP | Slimline Package | Slimline II-75E | Indirect Forced Circulation (IF) | 49.7 |  | V, LA, Plus |  |  | Solar and Auxiliary Storage are the same Tank | 75 | 1 | 1 | 45 | Z10 | [18 empty] | San Diego County #103120100487 | FALSE |  | 2.55 | 2010-08-10 |  |  |  | 2010-08-25 | 2010-09-13 | 5141 | 8423.32 | Up-front Payment
PGE-000096 | Single Family Residential | Domestic Hot Water | Electric | Pacific Gas and Electric | Incentive:Paid | 1093 |  | 0.37 | 1 |  | 2955 |  | 2955 | 2010-09-30 17:14 | 2010-10-08 | ACR SOLAR INTERNATIONAL CORP | Retrofit | Cameron Park | El Dorado | 95682 | Host Customer is System Owner | 5 |  | 2000007E | ACR Solar International | Skyline System 5 | 200153C120EX | Indirect Forced Circulation (IF) | 60.2 |  | 20-01 | Glycol | Other | Solar and Auxiliary Storage are the same Tank | 120 | 1 | 1 | 65 | Z12 | [18 empty] | El Dorado County | FALSE |  | 2.57 | 2010-08-11 |  |  |  | 2010-09-30 | 2010-10-08 | 5114 | 7601.7 | Up-front Payment
SDG-000097 | Single Family Residential | Domestic Hot Water | Electric | San Diego Gas and Electric | Incentive:Paid | 944 |  | 0.37 | 1 |  | 3336 |  | 2552 | 2010-10-12 09:23 | 2010-11-05 | GIRA CORP | Retrofit | Ramona | San Diego | 92065 | Host Customer is System Owner | 7 |  | 2006014B | Schuco USA LLLP | Slimline Package | Slimline III-120E | Indirect Forced Circulation (IF) | 74.6 |  | V, LA, Plus | Glycol | Advanced Controller with a Thermal Cycling Function | Solar and Auxiliary Storage are the same Tank | 120 | 0.9 | 0.85 | 85 | Z10 | [18 empty] | County of San Diego | FALSE |  | 1.83 | 2010-08-11 |  |  |  | 2010-10-12 | 2010-11-05 | 5058 | 6095.65 | Up-front Payment
PGE-000098 | Single Family Residential | Domestic Hot Water | Electric | Pacific Gas and Electric | Incentive:Paid | 909 |  | 0.37 | 1 |  | 2458 |  | 2335 | 2010-09-24 11:47 | 2010-09-29 | ACR SOLAR INTERNATIONAL CORP | Retrofit | Cameron Park | El Dorado | 95682 | Host Customer is System Owner | 2 |  | 2000007A | ACR Solar International | Skyline System 5 | 200152C80EX | Indirect Forced Circulation (IF) | 40.1 |  | 20-01 | Glycol | Other | Solar and Auxiliary Storage are the same Tank | 80 | 1 | 0.95 | 35 | Z12 | [18 empty] | El Dorado County | FALSE |  | 2.64 | 2010-08-11 |  |  |  | 2010-09-24 | 2010-09-29 | 5135 | 6501.13 | Up-front Payment
PGE-000099 | Single Family Residential | Domestic Hot Water | Electric | Pacific Gas and Electric | Incentive:Paid | 1092 |  | 0.37 | 1 |  | 2952 |  | 2952 | 2010-11-04 15:57 | 2010-11-05 | ACR SOLAR INTERNATIONAL CORP | Retrofit | RESCUE | El Dorado | 95672 | Host Customer is System Owner | 4 |  | 2000007B | ACR Solar International | Skyline System 5 | 200153C80EX | Indirect Forced Circulation (IF) | 60.2 |  | 20-01 | Glycol | Other | Solar and Auxiliary Storage are the same Tank | 80 | 1 | 1 | 55 | Z12 | [18 empty] | El Dorado County | FALSE |  | 2.54 | 2010-08-11 |  |  |  | 2010-11-04 | 2010-11-05 | 5093 | 7501.13 | Up-front Payment
PGE-000100 | Single Family Residential | Domestic Hot Water | Electric | Pacific Gas and Electric | Incentive:Paid | 909 |  | 0.37 | 1 |  | 2458 |  | 2458 | 2010-10-13 12:36 | 2010-10-21 | ACR SOLAR INTERNATIONAL CORP | Retrofit | El Dorado Hills | El Dorado | 95762 | Host Customer is System Owner | 2 |  | 2000007A | ACR Solar International | Skyline System 5 | 200152C80EX | Indirect Forced Circulation (IF) | 40.1 |  | 20-01 | Glycol | Other | Solar and Auxiliary Storage are the same Tank | 80 | 1 | 1 | 35 | Z12 | [18 empty] | El Dorado County | FALSE |  | 2.85 | 2010-08-11 | 2010-10-21 |  |  | 2010-10-13 | 2010-10-21 | 5111 | 6996.13 | Up-front Payment
SDG-000102 | Single Family Residential | Domestic Hot Water | Electric | San Diego Gas and Electric | Incentive:Paid | 531 |  | 0.37 | 1 |  | 1435 |  | 1435 | 2010-08-17 15:49 | 2010-09-08 | ALANIZ VENTURES INC | Retrofit | Escondido | San Diego | 92026 | Host Customer is System Owner | 3 | 3 | 2009005A | Harpiris Energy, LLC | SunCache | SCG-50-ES | Indirect Integral Collector Storage (II) | 34.6 |  | (No Model Number) |  |  | Solar Storage and Auxiliary Tanks are separate | 50 | 1 | 1 | 45 | Z10 | [18 empty] | County of San Diego | FALSE |  | 2.4 | 2010-08-11 | 2010-08-23 |  |  | 2010-08-17 | 2010-09-08 | 5141 | 3450 | Up-front Payment
SDG-000103 | Single Family Residential | Domestic Hot Water | Electric | San Diego Gas and Electric | Incentive:Paid | 1138 |  | 0.37 | 1 |  | 3237 |  | 3075 | 2010-09-13 14:01 | 2010-09-23 | SAN LUIS SOLAR | Retrofit | El Cajon | San Diego | 92020 | Host Customer is System Owner | 3 |  | 1993001N | SunEarth, Inc. | SolaRay | TE48P-120-1 | Indirect Forced Circulation (IF) | 49.3 |  | EP-24 | Glycol | Advanced Controller with a Vacation or Holiday Mode | Solar and Auxiliary Storage are the same Tank | 120 | 1 | 0.95 | 45 | Z10 | [18 empty] | San Diego County | FALSE |  | 2.1 | 2010-08-12 |  |  |  | 2010-09-13 | 2010-09-23 | 5113 | 6800 | Up-front Payment
SDG-000104 | Single Family Residential | Domestic Hot Water | Electric | San Diego Gas and Electric | Incentive:Paid | 928 |  | 0.37 | 1 |  | 2508 |  | 2508 | 2010-09-14 08:28 | 2010-09-23 | SOLAR SERVICES OF SAN DIEGO INC | Retrofit | El Cajon | San Diego | 92019 | Host Customer is System Owner | 2 |  | 2001010C | Solahart Industries | SOLAHART | 302J & 302J Free Heat | Indirect Thermosyphon (IT) | 42.7 |  | J | Glycol | HartStat, or equivalent | Solar and Auxiliary Storage are the same Tank | 80 | 1 | 1 | 35 | Z10 | [18 empty] | San Diego County | FALSE |  | 2.61 | 2010-08-13 |  |  |  | 2010-09-14 | 2010-09-23 | 5112 | 6550 | Up-front Payment
SCG-000105 | Single Family Residential | Domestic Hot Water | Gas | Southern California Gas Company | Incentive:Paid | 1678 | 12.82 |  | 1 | 154 |  | 116 |  | 2010-11-11 12:54 | 2011-03-21 | ENVIRONMENTAL SOLAR DESIGN INC | Retrofit | Northridge | Los Angeles | 91326 | Host Customer is System Owner | 2 |  | 2001028T | SunEarth, Inc. | Cascade | EPRD-64-120-2G | Indirect Forced Circulation (IF) | 65.7 |  | EP-32 |  |  | Solar and Auxiliary Storage are the same Tank | 120 | 1 | 0.75 | 35 | Z09 | [18 empty] | Los Angeles Building and Safety | FALSE | 59.74 |  | 2010-08-13 |  |  |  | 2010-11-11 | 2011-03-21 | 4938 | 9200 | Up-front Payment
PGE-000106 | Single Family Residential | Domestic Hot Water | Gas | Pacific Gas and Electric | Incentive:Paid | 1693 | 12.82 |  | 1 | 156 |  | 140 |  | 2010-08-27 09:34 | 2010-09-30 | SUNWATER SOLAR INC | Retrofit | OAKLAND | Alameda | 94618 | Host Customer is System Owner | 5 |  | 2010004A | Schuco USA LLLP | Slimline Package | Slimline II-75G | Indirect Forced Circulation (IF) | 49.7 |  | V, LA, Plus | Glycol | Steam Back | Solar Storage and Auxiliary Tanks are separate | 75 | 1 | 0.9 | 65 | Z03 | [18 empty] | CITY OF OAKLAND | FALSE | 70.15 |  | 2010-08-17 | 2010-09-01 |  |  | 2010-08-27 | 2010-09-30 | 5135 | 10944.02 | Up-front Payment
SCG-000108 | Single Family Residential | Domestic Hot Water | Gas | Southern California Gas Company | Incentive:Paid | 1875 | 12.82 |  | 1 | 162 |  | 157 |  | 2011-02-16 15:24 | 2011-04-19 | ALL VALLEY SOLAR INC | Retrofit | Northridge | Los Angeles | 91326 | Host Customer is System Owner | 4 |  | 2001028H | SunEarth, Inc. | Cascade | ECRD-64-80-2G | Indirect Forced Circulation (IF) | 65.7 |  | EC-32 | Automatic Drainback |  | Solar Storage and Auxiliary Tanks are separate | 80 | 0.97 | 1 | 55 | Z09 | [18 empty] | Los Angeles Department Building Safety | FALSE | 55.3 |  | 2010-08-18 |  |  |  | 2011-02-16 | 2011-04-19 | 4939 | 8959.4 | Up-front Payment
SCG-000109 | Single Family Residential | Domestic Hot Water | Gas | Southern California Gas Company | Incentive:Paid | 1526 | 12.82 |  | 1 | 119 |  | 119 |  | 2011-01-04 16:42 | 2011-04-19 | ALL VALLEY SOLAR INC | Retrofit | Santa Monica | Los Angeles | 90405 | Host Customer is System Owner | 2 |  | 2001028B | SunEarth, Inc. | Cascade | ECRD-40-80-2G | Indirect Forced Circulation (IF) | 40.9 |  | EC-40 | Automatic Drainback |  | Solar Storage and Auxiliary Tanks are separate | 80 | 1 | 1 | 35 | Z06 | [18 empty] | City of Santa Monica Building and Safety Division | FALSE | 70.23 |  | 2010-08-18 |  |  |  | 2011-01-04 | 2011-04-19 | 4939 | 8357 | Up-front Payment
PGE-000110 | Single Family Residential | Domestic Hot Water | Gas | Pacific Gas and Electric | Incentive:Paid | 1218 | 12.82 |  | 1 | 95 |  | 95 |  | 2010-09-24 14:03 | 2010-12-29 | SOLARCRAFT SERVICES INC | Retrofit | Santa Rosa | Sonoma | 95403 | Host Customer is System Owner | 3 |  | 1998006C | Thermal Conversion Technology, Inc. (TCT Solar) | ProgressivTube | PT-40-CN-G | Direct Integral Collector Storage (DI) | 32.1 |  | (No Model Number) |  |  | Solar and Auxiliary Storage are the same Tank | 40 | 1 | 1 | 45 | Z02 | [18 empty] | City of Santa Rosa | FALSE | 70.09 |  | 2010-08-19 | 2010-09-29 |  |  | 2010-09-24 | 2010-12-29 | 5043 | 6658.92 | Up-front Payment
SCG-000111 | Single Family Residential | Domestic Hot Water | Gas | Southern California Gas Company | Incentive:Canceled | 1875 | 12.82 |  | 1 | 178 |  | 151 |  | 2011-02-07 15:18 |  | ALL VALLEY SOLAR INC | New Construction | Manhattan Beach | Los Angeles | 90266 | Host Customer is System Owner | 5 |  | 2008025D | SunEarth, Inc. | Cascade | ECRD-64-80-TLG | Indirect Forced Circulation (IF) | 32.8 |  | EC-32 | Automatic Drainback |  | Solar Storage with Tankless Auxiliary Water Heater | 80 | 1 | 0.85 | 65 | Z06 | [18 empty] | City of Manhattan Beach Community Development Department | FALSE | 71.63 |  | 2010-08-19 | 2011-07-06 |  |  | 2011-02-07 |  | 2986 | 12750 | Up-front Payment
PGE-000112 | Single Family Residential | Domestic Hot Water | Electric | Pacific Gas and Electric | Incentive:Paid | 790 |  | 0.37 | 1 |  | 2248 |  | 2136 | 2010-11-15 16:39 | 2010-11-16 |  | Retrofit | El Dorado Hills | El Dorado | 95762 | Host Customer is System Owner | 2 |  | 2001010C | Solahart Industries | SOLAHART | 302J & 302J Free Heat | Indirect Thermosyphon (IT) | 42.7 |  | J | Glycol | HartStat, or equivalent | Solar and Auxiliary Storage are the same Tank | 80 | 1 | 0.95 | 35 | Z12 | [18 empty] | El Dorado County | FALSE |  | 3.27 | 2010-08-20 |  |  |  | 2010-11-15 | 2010-11-16 | 5086 | 7345 | Up-front Payment
PGE-000113 | Single Family Residential | Domestic Hot Water | Electric | Pacific Gas and Electric | Incentive:Paid | 952 |  | 0.37 | 1 |  | 2707 |  | 2572 | 2010-09-02 14:47 | 2010-10-08 | AZTEC SOLAR INC | Retrofit | West Sacramento | Yolo | 95691 | Host Customer is System Owner | 5 |  | 2009031H | SunEarth, Inc. | SolaRay | TE40P-80N-1 | Indirect Forced Circulation (IF) | 40.9 |  | EP-40 | Glycol | Advanced Controller with a Vacation or Holiday Mode | Solar and Auxiliary Storage are the same Tank | 80 | 1 | 0.95 | 65 | Z12 | [18 empty] | City of West Sacramento | FALSE |  | 2.64 | 2010-08-20 | 2010-09-03 |  |  | 2010-09-02 | 2010-10-08 | 5132 | 7145.1 | Up-front Payment
SCG-000114 | Commercial/Multifamily Residential | Domestic Hot Water | Gas | Southern California Gas Company | Incentive:Paid | 7795 | 12.82 |  | 1 | 598 |  | 568 |  | 2011-02-07 15:16 | 2011-02-14 | ENVIRONMENTAL SOLAR DESIGN INC | Retrofit | Santa Monica | Los Angeles | 90403 | Host Customer is System Owner |  | 22 | [5 empty] | 326.88 |  |  | Glycol | Advanced Controller with a Vacation or Holiday Mode | Solar Storage and Auxiliary Tanks are separate |  | 1 | 0.95 | 345 | Z06 | 17 | Units | Apartments/Condos | 2006024E | 8 | 8 | 345 | 3 | 115 | 1 | 400000 | TRUE | 130 | 115 |  |  |  |  | Santa Monica Building & Safety | FALSE | 54.11 |  | 2010-08-23 |  | 2011-02-07 | 2011-02-14 | 2011-09-02 | 2011-10-04 | 4761 | 32360 | Up-front Payment
PGE-000115 | Single Family Residential | Domestic Hot Water | Electric | Pacific Gas and Electric | Incentive:Paid | 1153 |  | 0.54 | 1 |  | 2248 |  | 2136 | 2012-10-19 10:33 | 2012-10-26 | AZTEC SOLAR INC | Retrofit | DIXON, | Solano | 95620 | Host Customer is System Owner | 2 |  | 2001010C | Solahart Industries | SOLAHART | 302J & 302J Free Heat | Indirect Thermosyphon (IT) | 42.7 |  | J | Glycol | HartStat, or equivalent | Solar and Auxiliary Storage are the same Tank | 80 | 1 | 0.95 | 35 | Z12 | [18 empty] | Solano County | FALSE |  | 3.25 | 2010-08-23 |  |  |  | 2012-10-19 | 2012-10-26 | 4378 | 7296.35 | Up-front Payment
PGE-000116 | Single Family Residential | Domestic Hot Water | Electric | Pacific Gas and Electric | Incentive:Paid | 922 |  | 0.37 | 1 |  | 2493 |  | 2493 | 2010-12-14 10:21 | 2010-12-29 | AZTEC SOLAR INC | Retrofit | Newcastle | Placer | 95658 | Host Customer is System Owner | 4 |  | 2001013C | Solahart Industries | SOLAHART | ASE 302J & ASE 302J Free Heat | Indirect Thermosyphon (IT) | 42.7 |  | J | Glycol | HartStat, or equivalent | Solar Storage and Auxiliary Tanks are separate | 80 | 1 | 1 | 55 | Z12 | [18 empty] | Placer County | FALSE |  | 3.13 | 2010-08-24 | 2010-12-15 |  |  | 2010-12-14 | 2010-12-29 | 5041 | 7810.1 | Up-front Payment
PGE-000117 | Single Family Residential | Domestic Hot Water | Electric | Pacific Gas and Electric | Incentive:Paid | 841 |  | 0.37 | 1 |  | 2393 |  | 2273 | 2010-09-13 09:33 | 2010-10-25 | SIERRA PACIFIC HOME & COMFORT INC | Retrofit | Wheatland | Yuba | 95692 | Host Customer is System Owner | 5 |  | 2000007A | ACR Solar International | Skyline System 5 | 200152C80EX | Indirect Forced Circulation (IF) | 40.1 |  | 20-01 | Glycol | Advanced Controller with a Vacation or Holiday Mode | Solar and Auxiliary Storage are the same Tank | 80 | 1 | 0.95 | 65 | Z11 | [18 empty] | County Of Yuba | FALSE |  | 3.45 | 2010-08-25 | 2010-09-16 |  |  | 2010-09-13 | 2010-10-25 | 5107 | 8251 | Up-front Payment
SDG-000118 | Single Family Residential | Domestic Hot Water | Electric | San Diego Gas and Electric | Incentive:Paid | 1241 |  | 0.37 | 1 |  | 3355 |  | 3355 | 2011-11-14 10:10 | 2011-11-18 | SON ENERGY | Retrofit | Escondido | San Diego | 92025 | Host Customer is System Owner | 2 |  | 2001026K | SunEarth, Inc. | Cascade | EPRD-80-120 | Indirect Forced Circulation (IF) | 81.8 |  | EP-40 | Automatic Drainback |  | Solar and Auxiliary Storage are the same Tank | 120 | 1 | 1 | 35 | Z10 | [18 empty] | County of San Diego | FALSE |  | 2.49 | 2010-08-25 | 2011-11-15 |  |  | 2011-11-14 | 2011-11-18 | 4695 | 8350 | Up-front Payment
SDG-000120 | Single Family Residential | Domestic Hot Water | Electric | San Diego Gas and Electric | Incentive:Paid | 1255 |  | 0.37 | 1 |  | 3647 |  | 3392 | 2010-12-20 17:07 | 2010-12-29 | EAGLE SYSTEMS INTERNATIONAL INC | Retrofit | Fallbrook | San Diego | 92028 | Host Customer is System Owner | 5 |  | 2007010B | EnerWorks, Inc. | Single Tank Solar Water Heating Appliance | EWRA2-E80-1T | Indirect Forced Circulation (IF) | 61.9 |  | COL-4x8-TL-SG1-SD10US | Glycol | Other | Solar and Auxiliary Storage are the same Tank | 80 | 0.93 | 1 | 65 | Z08 | [18 empty] | San Diego County | FALSE |  | 2.29 | 2010-08-26 |  |  |  | 2010-12-20 | 2010-12-29 | 5014 | 8338.4 | Up-front Payment
PGE-000122 | Single Family Residential | Domestic Hot Water | Electric | Pacific Gas and Electric | Incentive:Paid | 719 |  | 0.37 | 1 |  | 2458 |  | 1714 | 2010-10-22 10:27 | 2010-11-05 | SIERRA PACIFIC HOME & COMFORT INC | Retrofit | Granite Bay | Placer | 95746 | Host Customer is System Owner | 2 |  | 2000007A | ACR Solar International | Skyline System 5 | 200152C80EX | Indirect Forced Circulation (IF) | 40.1 |  | 20-01 | Glycol | Advanced Controller with a Vacation or Holiday Mode | Solar and Auxiliary Storage are the same Tank | 80 | 0.93 | 0.75 | 35 | Z12 | [18 empty] | Placer County | FALSE |  | 3.09 | 2010-08-26 | 2010-10-19 |  |  | 2010-10-22 | 2010-11-05 | 5093 | 7602.39 | Up-front Payment
SDG-000123 | Single Family Residential | Domestic Hot Water | Electric | San Diego Gas and Electric | Incentive:Paid | 1027 |  | 0.37 | 1 |  | 2777 |  | 2777 | 2011-06-15 16:38 | 2011-06-30 | BUTLER SUN SOLUTIONS INC | Retrofit | Ramona | San Diego | 92065 | Host Customer is System Owner | 2 |  | 2005005K | Butler Sun Solutions | Solar Butler | BSS-PV1-40Ef | Indirect Forced Circulation (IF) | 37 |  | ThermoPower-VHP20 | Glycol | Heat Dump Radiator | Solar and Auxiliary Storage are the same Tank | 40 | 1 | 1 | 35 | Z14 | [18 empty] | San Diego County | FALSE |  | 2.35 | 2010-08-30 | 2011-06-16 |  |  | 2011-06-15 | 2011-06-30 | 4849 | 6513 | Up-front Payment
PGE-000127 | Single Family Residential | Domestic Hot Water | Electric | Pacific Gas and Electric | Incentive:Paid | 747 |  | 0.37 | 1 |  | 2294 |  | 2019 | 2010-10-18 15:37 | 2011-01-06 | PIEDMONT PLUMBING AND MECHANICAL | Retrofit | Penn Valley | Nevada | 95946 | Host Customer is System Owner | 3 |  | 2001027A | SunEarth, Inc. | Cascade | EPRD-40-80-2 | Indirect Forced Circulation (IF) | 40.9 |  | EP-40 |  |  | Solar Storage and Auxiliary Tanks are separate | 80 | 0.88 | 1 | 45 | Z11 | [18 empty] | Nevada County | FALSE |  | 3.58 | 2010-09-07 | 2010-11-04 |  |  | 2010-10-18 | 2011-01-06 | 5030 | 8217 | Up-front Payment
PGE-000128 | Single Family Residential | Domestic Hot Water | Gas | Pacific Gas and Electric | Incentive:Paid | 2031 | 18.59 |  | 1 | 115 |  | 109 |  | 2013-03-07 12:26 | 2013-04-05 | JAMES STEVEN SCHWERM INC | Retrofit | MORGAN HILL | Santa Clara | 95037 | Host Customer is System Owner | 2 |  | 2001016C | Solahart Industries | SOLAHART | ASG 302J & ASG 302J Free Heat | Indirect Thermosyphon (IT) | 42.7 |  | J | Glycol | Other | Solar Storage and Auxiliary Tanks are separate | 80 | 1 | 0.95 | 35 | Z04 | [18 empty] | City of Morgan Hill Development Services Center | FALSE | 71.09 |  | 2010-09-09 | 2013-03-13 |  |  | 2013-03-07 | 2013-04-05 | 4216 | 8175.64 | Up-front Payment
SCG-000129 | Single Family Residential | Domestic Hot Water | Gas | Southern California Gas Company | Incentive:Paid | 1875 | 12.82 |  | 1 | 164 |  | 164 |  | 2012-04-03 16:03 | 2012-05-07 | CREATE GREEN ENERGY INC | Retrofit | San Clemente | Orange | 92672 | Host Customer is System Owner | 5 |  | 2010025A | Vaillant Solar Systems Inc. | VAILLANT 990 RM | 2-990-RM80G-TLS | Indirect Forced Circulation (IF) | 47.68 |  | VFK 990/1 | Glycol | Advanced Controller with a Vacation or Holiday Mode | Solar Storage with Tankless Auxiliary Water Heater | 100 | 1 | 1 | 65 | Z06 | [18 empty] | City of San Clemente | FALSE | 62.57 |  | 2010-09-09 |  |  |  | 2012-04-03 | 2012-05-07 | 4537 | 10262 | Up-front Payment
SDG-000130 | Single Family Residential | Domestic Hot Water | Gas | San Diego Gas and Electric | Incentive:Paid | 1875 | 12.82 |  | 1 | 169 |  | 167 |  | 2011-03-07 14:36 | 2011-03-21 | NORTH COUNTY SOLAR INC | New Construction | San Diego | San Diego | 92128 | Host Customer is System Owner | 5 |  | 2008022A | VELUX America Inc. | VELUX | CLI-U12 SKO W/L 218 AUX GAS | Indirect Forced Circulation (IF) | 54.1 |  | CLI U12 4000 | Glycol | Advanced Controller with a Vacation or Holiday Mode | Solar Storage and Auxiliary Tanks are separate | 80 | 0.99 | 1 | 65 | Z10 | [18 empty] | City of San Diego | FALSE | 51.53 |  | 2010-09-09 | 2011-03-14 |  |  | 2011-03-07 | 2011-03-21 | 4940 | 8708.31 | Up-front Payment
SCG-000131 | Single Family Residential | Domestic Hot Water | Gas | Southern California Gas Company | Incentive:Paid | 1547 | 12.82 |  | 1 | 166 |  | 141 |  | 2010-11-11 09:45 | 2011-02-15 | NORTH COUNTY SOLAR INC | Retrofit | Trabuco Canyon | Orange | 92679 | Host Customer is System Owner | 4 |  | 2010004A | Schuco USA LLLP | Slimline Package | Slimline II-75G | Indirect Forced Circulation (IF) | 49.7 |  | V, LA, Plus | Glycol | Advanced Controller with a Vacation or Holiday Mode | Solar Storage and Auxiliary Tanks are separate | 75 | 1 | 0.85 | 55 | Z08 | [18 empty] | County of Orange | FALSE | 32.2 |  | 2010-09-10 |  |  |  | 2010-11-11 | 2011-02-15 | 4939 | 5344.65 | Up-front Payment
SDG-000136 | Single Family Residential | Domestic Hot Water | Electric | San Diego Gas and Electric | Incentive:Paid | 928 |  | 0.37 | 1 |  | 2508 |  | 2508 | 2010-10-01 10:28 | 2010-10-04 | SOLAR SERVICES OF SAN DIEGO INC | Retrofit | El Cajon | San Diego | 92021 | Host Customer is System Owner | 4 |  | 2001010C | Solahart Industries | SOLAHART | 302J & 302J Free Heat | Indirect Thermosyphon (IT) | 42.7 |  | J | Glycol | HartStat, or equivalent | Solar and Auxiliary Storage are the same Tank | 80 | 1 | 1 | 55 | Z10 | [18 empty] | san diego county | FALSE |  | 2.69 | 2010-09-15 |  |  |  | 2010-10-01 | 2010-10-04 | 5079 | 6750 | Up-front Payment
PGE-000137 | Single Family Residential | Domestic Hot Water | Gas | Pacific Gas and Electric | Incentive:Canceled | 1875 | 12.82 |  | 1 | 185 |  | 185 |  | 2011-03-16 13:13 |  | SUNWATER SOLAR INC | Retrofit | Los Altos | Santa Clara | 94024 | Host Customer is System Owner | 5 |  | 2010002B | Schuco USA L.P. | Premium Package | Premium III-115G | Indirect Forced Circulation (IF) | 87.1 |  | V, H, LA |  |  | Solar Storage and Auxiliary Tanks are separate | 115 | 1 | 1 | 65 | Z04 | [18 empty] | City of Los Altos | FALSE | 66.12 |  | 2010-09-15 | 2011-03-24 |  |  | 2011-03-16 |  | 4936 | 12231.86 | Up-front Payment
PGE-000138 | Single Family Residential | Domestic Hot Water | Electric | Pacific Gas and Electric | Incentive:Paid | 1035 |  | 0.37 | 1 |  | 3323 |  | 2796 | 2011-02-03 10:26 | 2011-02-03 | GREEN CONSTRUCTION SERVICE | Retrofit | CHICO | Butte | 95973 | Host Customer is System Owner | 4 |  | 2008020A | VELUX America Inc. | VELUX | CLI-U12 SKO W/L 218 EL B/U | Indirect Forced Circulation (IF) | 54.1 |  | CLI U12 4000 | Glycol | Advanced Controller with a Thermal Cycling Function | Solar and Auxiliary Storage are the same Tank | 80 | 0.99 | 0.85 | 55 | Z16 | [18 empty] | Butte County, CA | FALSE |  | 2.3 | 2010-09-17 | 2010-12-29 |  |  | 2011-02-03 | 2011-02-03 | 4982 | 7640 | Up-front Payment
PGE-000139 | Single Family Residential | Domestic Hot Water | Gas | Pacific Gas and Electric | Incentive:Paid | 743 | 12.82 |  | 1 | 61 |  | 58 |  | 2011-01-31 14:50 | 2011-03-03 | KARL D'ANGELO PLUMBING | Retrofit | Cloverdale | Sonoma | 95425 | Host Customer is System Owner | 2 |  | 2009008A | Harpiris Energy, LLC | SunCache | SCG-50-GS | Indirect Integral Collector Storage (II) | 34.6 |  | 10001 |  |  | Solar and Auxiliary Storage are the same Tank | 50 | 1 | 0.95 | 35 | Z02 | [18 empty] | Cloverdale | FALSE | 52.74 |  | 2010-09-17 | 2011-01-31 |  |  | 2011-01-31 | 2011-03-03 | 4979 | 3217 | Up-front Payment
SDG-000140 | Single Family Residential | Domestic Hot Water | Electric | San Diego Gas and Electric | Incentive:Canceled | 1113 |  | 0.37 | 1 |  | 3009 |  | 3009 | 2011-03-17 12:18 |  | GIRA CORP | Retrofit | Fallbrook | San Diego | 92028 | Host Customer is System Owner | 3 |  | 2006014A | Schuco USA LLLP | Slimline Package | Slimline II-80E | Indirect Forced Circulation (IF) | 49.7 |  | V, LA, Plus | Glycol | Advanced Controller with a Thermal Cycling Function | Solar Storage and Auxiliary Tanks are separate | 80 | 1 | 1 | 45 | Z08 | [18 empty] | county of San Diego | FALSE |  | 2.49 | 2010-09-20 | 2011-03-21 |  |  | 2011-03-17 |  | 4939 | 7500 | Up-front Payment
PGE-000141 | Single Family Residential | Domestic Hot Water | Gas | Pacific Gas and Electric | Incentive:Canceled | 2689 | 29.85 |  | 1 | 91 |  | 90 |  |  |  | OXYPOWER INC | Retrofit | San Francisco | San Francisco | 94107 | Host Customer is System Owner | 2 |  | 2009035J | Heliodyne, Inc. | Heliopak | HPAK 016 1 410 G 80 ACD | Indirect Forced Circulation (IF) | 40.2 |  | 410 001 |  |  | Solar Storage and Auxiliary Tanks are separate | 80 | 0.99 | 1 | 35 | Z03 | [18 empty] | SFDBI, San Francisco, San Francisco CA | FALSE | 108.67 |  | 2010-09-20 | [5 empty] | 5127 | 9889 | Up-front Payment
PGE-000142 | Single Family Residential | Domestic Hot Water | Gas | Pacific Gas and Electric | Incentive:Canceled | 1556 | 12.82 |  | 1 | 142 |  | 121 |  | 2011-04-28 12:53 |  | O'DOWD PLUMBING INC | Retrofit | San Francisco | San Francisco | 94112 | Host Customer is System Owner | 2 |  | 2007023A | Heat Transfer Products | Phoenix Solar | PH-80S | Indirect Forced Circulation (IF) | 39.8 |  | AE-40E | Glycol | Advanced Controller with a Thermal Cycling Function | Solar and Auxiliary Storage are the same Tank | 80 | 0.9 | 0.95 | 35 | Z03 | [18 empty] | San Francisco | FALSE | 62.18 |  | 2010-09-21 | 2011-04-20 |  |  | 2011-04-28 |  | 4862 | 8830.25 | Up-front Payment
PGE-000143 | Single Family Residential | Domestic Hot Water | Electric | Pacific Gas and Electric | Incentive:Paid | 989 |  | 0.37 | 1 |  | 2699 |  | 2699 | 2010-11-17 11:09 | 2010-12-23 | IRONWOOD FINISH CARPENTRY | Retrofit | Bradley | Monterey | 93426 | Host Customer is System Owner | 2 |  | 2009034A | Heliodyne, Inc. | Heliopak | HPAK 016 1 408 G 65 ACS | Indirect Forced Circulation (IF) | 32.2 |  | 408 001 | Glycol | Pressure Stagnation Protection (PSP) | Solar and Auxiliary Storage are the same Tank | 65 | 1 | 1 | 35 | Z04 | [18 empty] | Monterey County | FALSE |  | 2.63 | 2010-09-21 | 2010-12-16 |  |  | 2010-11-17 | 2010-12-23 | 5043 | 7099.29 | Up-front Payment
PGE-000144 | Single Family Residential | Domestic Hot Water | Electric | Pacific Gas and Electric | Incentive:Paid | 1038 |  | 0.37 | 1 |  | 2952 |  | 2952 | 2010-10-07 15:42 | 2010-10-21 | ACR SOLAR INTERNATIONAL CORP | Retrofit | Shingle Springs | El Dorado | 95682 | Host Customer is System Owner | 4 |  | 2000007B | ACR Solar International | Skyline System 5 | 200153C80EX | Indirect Forced Circulation (IF) | 60.2 |  | 20-01 | Glycol | Other | Solar and Auxiliary Storage are the same Tank | 80 | 1 | 1 | 55 | Z12 | [18 empty] | El Dorado County | FALSE |  | 2.48 | 2010-09-28 | 2010-10-14 |  |  | 2010-10-07 | 2010-10-21 | 5111 | 7320.38 | Up-front Payment
SCG-000145 | Single Family Residential | Domestic Hot Water | Gas | Southern California Gas Company | Incentive:Paid | 1875 | 12.82 |  | 1 | 184 |  | 173 |  | 2010-12-30 09:13 | 2011-03-08 | ROCHLIN CORPORATION | Retrofit | Pacific Palisades | Los Angeles | 90272 | Host Customer is System Owner | 3 |  | 2010136E | Heliodyne, Inc. | Heliopak | HPAK 016 2 406 G 80 ACS F | Indirect Forced Circulation (IF) | 53.9 |  | 406 001 | Glycol | Advanced Controller with a Vacation or Holiday Mode | Solar Storage with Tankless Auxiliary Water Heater | 80 | 0.94 | 1 | 45 | Z09 | [18 empty] | Los Angeles Department of Building And Safety | FALSE | 55.43 |  | 2010-09-28 |  |  |  | 2010-12-30 | 2011-03-08 | 4939 | 10200 | Up-front Payment
PGE-000146 | Single Family Residential | Domestic Hot Water | Electric | Pacific Gas and Electric | Incentive:Paid | 870 |  | 0.37 | 1 |  | 2350 |  | 2350 | 2010-10-12 17:57 | 2010-10-26 | ACR SOLAR INTERNATIONAL CORP | Retrofit | Live Oak | Butte | 95953 | Host Customer is System Owner | 5 |  | 2000007D | ACR Solar International | Skyline System 5 | 200152C120EX | Indirect Forced Circulation (IF) | 40.1 |  | 20-01 | Glycol | Other | Solar and Auxiliary Storage are the same Tank | 120 | 1 | 1 | 65 | Z11 | [18 empty] | Butte County | FALSE |  | 3.05 | 2010-09-28 |  |  |  | 2010-10-12 | 2010-10-26 | 5107 | 7157.05 | Up-front Payment
PGE-000147 | Single Family Residential | Domestic Hot Water | Electric | Pacific Gas and Electric | Incentive:Paid | 802 |  | 0.37 | 1 |  | 2458 |  | 2048 | 2010-10-05 13:14 | 2010-10-26 | SIERRA PACIFIC HOME & COMFORT INC | Retrofit | Cameron Park | El Dorado | 95682 | Host Customer is System Owner | 2 |  | 2000007A | ACR Solar International | Skyline System 5 | 200152C80EX | Indirect Forced Circulation (IF) | 40.1 |  | 20-01 | Glycol | Advanced Controller with a Vacation or Holiday Mode | Solar and Auxiliary Storage are the same Tank | 80 | 0.98 | 0.85 | 35 | Z12 | [18 empty] | El Dorado County | FALSE |  | 3.08 | 2010-09-29 |  |  |  | 2010-10-05 | 2010-10-26 | 5107 | 7570 | Up-front Payment
SCG-000148 | Single Family Residential | Domestic Hot Water | Gas | Southern California Gas Company | Incentive:Paid | 1558 | 12.82 |  | 1 | 124 |  | 122 |  | 2011-02-17 20:50 | 2011-06-10 | Self Installer | Retrofit | Ontario | San Bernardino | 91764 | Host Customer is System Owner | 3 |  | 2001019B | ACR Solar International | Skyline System 5 | 200153C80EX2TG | Indirect Forced Circulation (IF) | 60.2 |  | 20-01 | Glycol | Advanced Controller with a Vacation or Holiday Mode | Solar Storage and Auxiliary Tanks are separate | 80 | 0.98 | 1 | 45 | Z10 | [18 empty] | Ontario, San Bernardino County, California | FALSE | 66.76 |  | 2010-09-29 |  |  |  | 2011-02-17 | 2011-06-10 | 4834 | 8278.09 | Up-front Payment
PGE-000150 | Single Family Residential | Domestic Hot Water | Electric | Pacific Gas and Electric | Incentive:Paid | 1095 |  | 0.37 | 1 |  | 2955 |  | 2955 | 2010-11-19 16:01 | 2010-11-23 | ACR SOLAR INTERNATIONAL CORP | Retrofit | EL DORADO HILLS | El Dorado | 95762 | Host Customer is System Owner | 5 |  | 2000007E | ACR Solar International | Skyline System 5 | 200153C120EX | Indirect Forced Circulation (IF) | 60.2 |  | 20-01 | Glycol | Other | Solar and Auxiliary Storage are the same Tank | 120 | 1 | 1 | 65 | Z12 | [18 empty] | El Dorado County | FALSE |  | 2.54 | 2010-10-06 | 2010-11-30 |  |  | 2010-11-19 | 2010-11-23 | 5059 | 7496.29 | Up-front Payment
PGE-000151 | Single Family Residential | Domestic Hot Water | Electric | Pacific Gas and Electric | Incentive:Paid | 1092 |  | 0.37 | 1 |  | 2952 |  | 2952 | 2010-10-12 18:02 | 2010-10-22 | ACR SOLAR INTERNATIONAL CORP | Retrofit | Cool | El Dorado | 95614 | Host Customer is System Owner | 4 |  | 2000007B | ACR Solar International | Skyline System 5 | 200153C80EX | Indirect Forced Circulation (IF) | 60.2 |  | 20-01 | Glycol | Other | Solar and Auxiliary Storage are the same Tank | 80 | 1 | 1 | 55 | Z12 | [18 empty] | El Dorado County | FALSE |  | 2.37 | 2010-10-06 | 2010-10-21 |  |  | 2010-10-12 | 2010-10-22 | 5111 | 7001.15 | Up-front Payment
PGE-000152 | Single Family Residential | Domestic Hot Water | Electric | Pacific Gas and Electric | Incentive:Paid | 1038 |  | 0.37 | 1 |  | 2952 |  | 2804 | 2010-12-30 12:47 | 2010-12-31 | ACR SOLAR INTERNATIONAL CORP | Retrofit | EL DORADO HILLS | El Dorado | 95762 | Host Customer is System Owner | 4 |  | 2000007B | ACR Solar International | Skyline System 5 | 200153C80EX | Indirect Forced Circulation (IF) | 60.2 |  | 20-01 | Glycol | Other | Solar and Auxiliary Storage are the same Tank | 80 | 1 | 0.95 | 55 | Z12 | [18 empty] | El Dorado County | FALSE |  | 2.54 | 2010-10-06 |  |  |  | 2010-12-30 | 2010-12-31 | 5041 | 7496.15 | Up-front Payment
PGE-000153 | Single Family Residential | Domestic Hot Water | Electric | Pacific Gas and Electric | Incentive:Paid | 1038 |  | 0.37 | 1 |  | 2952 |  | 2804 | 2010-12-02 14:08 | 2010-12-20 | ACR SOLAR INTERNATIONAL CORP | Retrofit | Granite Bay | Placer | 95746 | Host Customer is System Owner | 5 |  | 2000007B | ACR Solar International | Skyline System 5 | 200153C80EX | Indirect Forced Circulation (IF) | 60.2 |  | 20-01 | Glycol | Other | Solar and Auxiliary Storage are the same Tank | 80 | 1 | 0.95 | 65 | Z12 | [18 empty] | Placer County | FALSE |  | 2.11 | 2010-10-06 | 2010-12-14 |  |  | 2010-12-02 | 2010-12-20 | 5056 | 6241.15 | Up-front Payment
PGE-000154 | Single Family Residential | Domestic Hot Water | Electric | Pacific Gas and Electric | Incentive:Paid | 1093 |  | 0.37 | 1 |  | 2955 |  | 2955 | 2011-01-18 11:04 | 2011-01-19 | ACR SOLAR INTERNATIONAL CORP | Retrofit | Placerville | El Dorado | 95667 | Host Customer is System Owner | 4 |  | 2000007E | ACR Solar International | Skyline System 5 | 200153C120EX | Indirect Forced Circulation (IF) | 60.2 |  | 20-01 | Glycol | Other | Solar and Auxiliary Storage are the same Tank | 120 | 1 | 1 | 55 | Z12 | [18 empty] | El Dorado County | FALSE |  | 2.27 | 2010-10-06 |  |  |  | 2011-01-18 | 2011-01-19 | 5021 | 6709.15 | Up-front Payment
PGE-000156 | Single Family Residential | Domestic Hot Water | Electric | Pacific Gas and Electric | Incentive:Paid | 944 |  | 0.37 | 1 |  | 2685 |  | 2551 | 2011-07-05 16:36 | 2011-09-07 | SOLARON POOL HEATING INC | Retrofit | EL DORADO HILLS | El Dorado | 95762 | Host Customer is System Owner | 2 |  | 2006023B | Solene | Solene/Corona DC Closed Loop | SLCO40DC-80HE | Indirect Forced Circulation (IF) | 38.9 |  | SLCO-40 | Glycol | Advanced Controller with a Vacation or Holiday Mode | Solar and Auxiliary Storage are the same Tank | 80 | 1 | 0.95 | 35 | Z12 | [18 empty] | El Dorado County | FALSE |  | 2.93 | 2010-10-06 | 2011-07-27 |  |  | 2011-07-05 | 2011-09-07 | 4789 | 7855 | Up-front Payment
PGE-000157 | Commercial/Multifamily Residential | Domestic Hot Water | Gas | Pacific Gas and Electric | Incentive:Paid | 56144 | 12.82 |  | 1 | 4866 |  | 4379 |  | 2010-10-21 15:14 | 2010-10-22 | SUN LIGHT & POWER | Retrofit | Oakland | Alameda | 94607 | Host Customer is System Owner | [7 empty] | 1284.8 |  |  | Glycol | Advanced Controller with a Vacation or Holiday Mode | Solar Storage and Auxiliary Tanks are separate |  | 0.9 | 1 | 3762 | Z03 | 99 | Units | Apartments/Condos | 2007027D | 32 | 1 | 1950 | 1 | 500 | 1 | 1200000 | TRUE | 140 | 140 |  |  |  |  | Oakland | FALSE | 29.85 |  | 2010-10-08 | 2010-10-21 | 2010-10-21 | 2010-10-22 | 2010-11-01 | 2010-11-30 | 5065 | 145270 | Up-front Payment
PGE-000158 | Commercial/Multifamily Residential | Domestic Hot Water | Gas | Pacific Gas and Electric | Incentive:Paid | 4025 | 12.82 |  | 1 | 314 |  | 298 |  | 2010-10-11 14:19 | 2010-10-20 | SUN LIGHT & POWER | Retrofit | Albany | Alameda | 94706 | Host Customer is System Owner | [7 empty] | 80.3 |  |  | Glycol | Advanced Controller with a Vacation or Holiday Mode | Solar Storage with Tankless Auxiliary Water Heater |  | 1 | 0.95 | 454 | Z03 | 650 | Full meals served | Quick Service Restaurant | 2007027D | 2 | 1 | 120 | 1 | 0 | 0 | 199999 | FALSE | 125 | 125 |  |  |  |  | City of Albany | FALSE | 43.41 |  | 2010-10-08 |  | 2010-10-11 | 2010-10-20 | 2010-10-29 | 2010-10-29 | 5102 | 13630.7 | Up-front Payment
PGE-000159 | Commercial/Multifamily Residential | Domestic Hot Water | Gas | Pacific Gas and Electric | Incentive:Paid | 13974 | 12.82 |  | 1 | 1090 |  | 1036 |  | 2010-10-11 10:01 | 2010-10-21 | SUN LIGHT & POWER | Retrofit | Oakland | Alameda | 94621 | Host Customer is System Owner | [7 empty] | 321.2 |  |  | Glycol | Advanced Controller with a Vacation or Holiday Mode | Solar Storage and Auxiliary Tanks are separate |  | 1 | 0.95 | 840 | Z03 | 20 | Units | Apartments/Condos | 2007027D | 8 | 1 | 534 | 1 | 200 | 1 | 399000 | TRUE | 130 | 120 |  |  |  |  | Oakland | FALSE | 46 |  | 2010-10-08 | 2010-10-20 | 2010-10-11 | 2010-10-21 | 2010-11-01 | 2010-11-01 | 5102 | 50135.05 | Up-front Payment
PGE-000162 | Commercial/Multifamily Residential | Domestic Hot Water | Gas | Pacific Gas and Electric | Incentive:Paid | 1936 | 12.82 |  | 1 | 151 |  | 128 |  | 2011-02-08 15:58 | 2011-02-24 | SUN LIGHT & POWER | Retrofit | Oakland | Alameda | 94621 | Host Customer is System Owner | [7 empty] | 64 | 32 |  | Glycol | Advanced Controller with a Vacation or Holiday Mode | Solar and Auxiliary Storage are the same Tank |  | 1 | 0.85 | 82 | Z03 | 2 | Units | Apartments/Condos | 2007027C | 2 | 1 | 80 | 1 | 0 | 0 | 160000 | TRUE | 140 | 130 |  |  |  |  | Oakland | FALSE | 32.62 |  | 2010-10-12 | 2011-03-08 | 2011-02-08 | 2011-02-24 | 2011-03-07 | 2011-03-14 | 4971 | 4925.83 | Up-front Payment
PGE-000163 | Single Family Residential | Domestic Hot Water | Gas | Pacific Gas and Electric | Incentive:Canceled | 1588 | 12.82 |  | 1 | 129 |  | 124 |  | 2010-12-06 13:40 |  | SUN FIRST! INC | Retrofit | OAKLAND | Alameda | 94611 | Host Customer is System Owner | 3 |  | 2009036K | Heliodyne, Inc. | Heliopak | HPAK 016 2 406 P 80 ACD Z | Indirect Forced Circulation (IF) | 53.9 |  | 406 002 |  |  | Solar Storage and Auxiliary Tanks are separate | 80 | 0.96 | 1 | 45 | Z03 | [18 empty] | City of Oakland | FALSE | 71.63 |  | 2010-10-12 | 2010-12-14 |  |  | 2010-12-06 |  | 5014 | 9240 | Up-front Payment
SDG-000166 | Commercial/Multifamily Residential | Domestic Hot Water | Gas | San Diego Gas and Electric | Incentive:Paid | 18794 | 12.82 |  | 1 | 1466 |  | 1466 |  | 2010-12-03 15:14 | 2010-12-08 | ADROIT ENERGY INC | Retrofit | San Diego | San Diego | 92120 | Host Customer is System Owner | [7 empty] | 623.04 |  |  | Glycol | Advanced Controller with a Vacation or Holiday Mode | Solar Storage and Auxiliary Tanks are separate |  | 1 | 1 | 960 | Z10 | 24 | Units | Apartments/Condos | 2007005A | 24 | 4 | 940 | 1 | 160 | 2 | 360000 | TRUE | 120 | 120 |  |  |  |  | City of San Diego | FALSE | 39.88 |  | 2010-10-12 |  | 2010-12-03 |  | 2011-01-12 | 2011-01-20 | 4989 | 58462.5 | Up-front Payment
SDG-000167 | Commercial/Multifamily Residential | Domestic Hot Water | Gas | San Diego Gas and Electric | Incentive:Paid | 19717 | 12.82 |  | 1 | 1538 |  | 1538 |  | 2010-12-03 15:13 | 2010-12-08 | ADROIT ENERGY INC | Retrofit | San Diego | San Diego | 92120 | Host Customer is System Owner | [7 empty] | 623.04 |  |  | Glycol | Advanced Controller with a Vacation or Holiday Mode | Solar Storage and Auxiliary Tanks are separate |  | 1 | 1 | 1040 | Z10 | 26 | Units | Apartments/Condos | 2007005A | 24 | 8 | 940 | 1 | 160 | 2 | 360000 | TRUE | 120 | 120 |  |  |  |  | City of San Diego | FALSE | 38.01 |  | 2010-10-12 |  | 2010-12-03 |  | 2011-01-12 | 2011-01-20 | 4989 | 58462.5 | Up-front Payment
SDG-000168 | Commercial/Multifamily Residential | Domestic Hot Water | Gas | San Diego Gas and Electric | Incentive:Paid | 4115 | 12.82 |  | 1 | 321 |  | 305 |  | 2010-12-02 17:12 | 2010-12-06 | ADROIT ENERGY INC | Retrofit | San Diego | San Diego | 92120 | Host Customer is System Owner | [7 empty] | 155.76 |  |  | Glycol | Advanced Controller with a Vacation or Holiday Mode | Solar Storage and Auxiliary Tanks are separate |  | 1 | 0.95 | 168 | Z10 | 4 | Units | Apartments/Condos | 2007005A | 6 | 3 | 210 | 2 | 75 | 1 | 75000 | TRUE | 120 | 120 |  |  |  |  | City of San Diego | FALSE | 45.53 |  | 2010-10-12 |  | 2010-12-02 | 2010-12-06 | 2011-01-12 | 2011-01-20 | 4989 | 14615.5 | Up-front Payment
SDG-000171 | Commercial/Multifamily Residential | Domestic Hot Water | Gas | San Diego Gas and Electric | Incentive:Paid | 26845 | 12.82 |  | 1 | 2094 |  | 1989 |  | 2010-12-03 15:11 | 2010-12-08 | ADROIT ENERGY INC | Retrofit | San Diego | San Diego | 92120 | Host Customer is System Owner | [7 empty] | 934.56 |  |  | Glycol | Advanced Controller with a Vacation or Holiday Mode | Solar Storage and Auxiliary Tanks are separate |  | 1 | 0.95 | 1280 | Z10 | 32 | Units | Apartments/Condos | 2007005A | 36 | 9 | 1200 | 1 | 160 | 2 | 400000 | TRUE | 120 | 120 |  |  |  |  | City of San Diego | FALSE | 41.88 |  | 2010-10-12 |  | 2010-12-03 |  | 2011-01-12 | 2011-01-13 | 4989 | 87692.5 | Up-front Payment
SCG-000172 | Single Family Residential | Domestic Hot Water | Gas | Southern California Gas Company | Incentive:Paid | 1364 | 12.82 |  | 1 | 112 |  | 106 |  | 2010-10-18 14:49 | 2011-02-08 | GERALD MOORE | Retrofit | Redondo Beach | Los Angeles | 90277 | Host Customer is System Owner | 2 |  | 2001028A | SunEarth, Inc. | Cascade | EPRD-40-80-2G | Indirect Forced Circulation (IF) | 40.9 |  | EP-40 | Automatic Drainback |  | Solar Storage and Auxiliary Tanks are separate | 80 | 1 | 0.95 | 35 | Z06 | [18 empty] | Torrance | FALSE | 57.59 |  | 2010-10-13 |  |  |  | 2010-10-18 | 2011-02-08 | 4938 | 6450 | Up-front Payment
SDG-000173 | Single Family Residential | Domestic Hot Water | Electric | San Diego Gas and Electric | Incentive:Paid | 1191 |  | 0.37 | 1 |  | 3576 |  | 3218 | 2010-12-21 10:25 | 2011-01-04 | EAGLE SYSTEMS INTERNATIONAL INC | Retrofit | Spring Valley | San Diego | 91977 | Host Customer is System Owner | 6 |  | 2007010B | EnerWorks, Inc. | Single Tank Solar Water Heating Appliance | EWRA2-E80-1T | Indirect Forced Circulation (IF) | 61.9 |  | COL-4x8-TL-SG1-SD10US | Glycol | Other | Solar and Auxiliary Storage are the same Tank | 80 | 1 | 0.9 | 75 | Z10 | [18 empty] | County of San Diego | FALSE |  | 2.74 | 2010-10-14 |  |  |  | 2010-12-21 | 2011-01-04 | 5014 | 9781 | Up-front Payment
SDG-000175 | Single Family Residential | Domestic Hot Water | Electric | San Diego Gas and Electric | Incentive:Paid | 1088 |  | 0.37 | 1 |  | 3096 |  | 2941 | 2010-11-29 14:48 | 2010-11-30 | SAN LUIS SOLAR | Retrofit | Lakeside | San Diego | 92040 | Host Customer is System Owner | 2 |  | 1993001C | SunEarth, Inc. | SolaRay | TE40P-80-1 | Indirect Forced Circulation (IF) | 40.9 |  | EP-40 | Glycol | Advanced Controller with a Vacation or Holiday Mode | Solar Storage and Auxiliary Tanks are separate | 80 | 1 | 0.95 | 35 | Z14 | [18 empty] | San Diego County | FALSE |  | 2.13 | 2010-10-18 |  |  |  | 2010-11-29 | 2010-11-30 | 5056 | 6600 | Up-front Payment
PGE-000176 | Single Family Residential | Domestic Hot Water | Gas | Pacific Gas and Electric | Incentive:Canceled |  | 29.85 |  | 1 | 0 |  | 0 |  |  |  | OXYPOWER INC | Retrofit | San Francisco | San Francisco | 94114 | Host Customer is System Owner | 2 | [11 empty] | Solar Storage and Auxiliary Tanks are separate | 47 | 1 | 1 | 35 | [20 empty] | FALSE | 0 |  | 2010-10-18 | [5 empty] | 5122 | 11000 | Up-front Payment
PGE-000177 | Commercial/Multifamily Residential | Domestic Hot Water | Gas | Pacific Gas and Electric | Reservation:Canceled |  | 17.16 |  | 2 | 0 |  | 0 |  |  |  |  | Retrofit | San Francisco | San Francisco | 94122 | Host Customer is System Owner | [16 empty] | 0 |  |  |  | Elementary Schools (Year round operation) |  | 6 | 6 | 360 | 3 |  |  |  | TRUE | 130 | 120 | [5 empty] | FALSE | 0 |  | 2010-10-18 | [5 empty] | 5122 | 24869 | Up-front Payment
PGE-000178 | Single Family Residential | Domestic Hot Water | Electric | Pacific Gas and Electric | Incentive:Canceled | 969 |  | 0.37 | 1 |  | 2620 |  | 2620 | 2010-11-18 16:52 |  |  | Retrofit | Colfax | Placer | 95713 | Host Customer is System Owner | 5 |  | 2009031H | SunEarth, Inc. | SolaRay | TE40P-80N-1 | Indirect Forced Circulation (IF) | 40.9 |  | EP-40 | Glycol | HartStat, or equivalent | Solar and Auxiliary Storage are the same Tank | 80 | 1 | 1 | 65 | Z11 | [18 empty] | Placer County | FALSE |  | 3.09 | 2010-10-18 | 2010-11-19 |  |  | 2010-11-18 |  | 5063 | 8105.1 | Up-front Payment
PGE-000179 | Commercial/Multifamily Residential | Domestic Hot Water | Gas | Pacific Gas and Electric | Incentive:Paid | 8615 | 12.82 |  | 1 | 672 |  | 638 |  | 2010-11-30 15:56 | 2010-12-03 | SUNWATER SOLAR INC | Retrofit | San Francisco | San Francisco | 94117 | Host Customer is System Owner | [7 empty] | 232.4 |  |  | Glycol | Advanced Controller with a Vacation or Holiday Mode | Solar Storage and Auxiliary Tanks are separate |  | 1 | 0.95 | 504 | Z03 | 12 | Units | Apartments/Condos | 2005008A | 8 | 1 | 301 | 3 | 58 | 1 | 199000 | TRUE | 120 | 120 |  |  |  |  | City and County of San Francisco | FALSE | 75.29 |  | 2010-10-18 |  | 2010-11-30 | 2010-12-03 | 2010-12-07 | 2011-01-06 | 5015 | 50594 | Up-front Payment
PGE-000180 | Single Family Residential | Domestic Hot Water | Electric | Pacific Gas and Electric | Incentive:Paid | 1132 |  | 0.37 | 1 |  | 3220 |  | 3059 | 2010-11-16 13:03 | 2010-11-18 | AZTEC SOLAR INC | Retrofit | Cameron Park | El Dorado | 95682 | Host Customer is System Owner | 4 |  | 1993001G | SunEarth, Inc. | SolaRay | TE64P-80-1 | Indirect Forced Circulation (IF) | 65.7 |  | EP-32 | Glycol | HartStat, or equivalent | Solar and Auxiliary Storage are the same Tank | 80 | 1 | 0.95 | 55 | Z12 | [18 empty] | El Dorado County | FALSE |  | 2.34 | 2010-10-19 |  |  |  | 2010-11-16 | 2010-11-18 | 5079 | 7550 | Up-front Payment
PGE-000181 | Commercial/Multifamily Residential | Domestic Hot Water | Gas | Pacific Gas and Electric | Incentive:Paid | 12807 | 12.82 |  | 1 | 999 |  | 949 |  | 2011-01-10 12:19 | 2011-01-18 | OXYPOWER INC | Retrofit | San Francisco | San Francisco | 94115 | Host Customer is System Owner | [7 empty] | 322.3 |  |  | Glycol | Pressure Stagnation Protection (PSP) | Solar Storage and Auxiliary Tanks are separate |  | 1 | 0.95 | 680 | Z03 | 17 | Units | Apartments/Condos | 2007027C | 10 | 1 | 480 | 4 | 100 | 1 | 250000 | TRUE | 130 | 120 |  |  |  |  | San Francisco, San Francisco, CA | FALSE | 34.9 |  | 2010-10-19 | 2011-01-12 | 2011-01-10 | 2011-01-18 | 2011-01-25 | 2011-03-03 | 4979 | 34869 | Up-front Payment
PGE-000182 | Commercial/Multifamily Residential | Domestic Hot Water | Gas | Pacific Gas and Electric | Reservation:Canceled |  | 17.16 |  | 2 | 0 |  | 0 |  |  |  | OXYPOWER INC | New Construction | San Francisco | San Francisco | 94108 | Host Customer is System Owner | [15 empty] | 1 | [21 empty] | FALSE | 0 |  | 2010-10-19 | [5 empty] | 5121 | 56228 | Up-front Payment
PGE-000183 | Commercial/Multifamily Residential | Domestic Hot Water | Gas | Pacific Gas and Electric | Incentive:Paid | 14794 | 12.82 |  | 1 | 1154 |  | 1154 |  | 2011-01-10 13:26 | 2011-01-12 | OXYPOWER INC | Retrofit | Burlingame | San Mateo | 94010 | Host Customer is System Owner | [7 empty] | 321.2 |  |  | Glycol | Advanced Controller with a Vacation or Holiday Mode | Solar Storage and Auxiliary Tanks are separate |  | 1 | 1 | 840 | Z03 | 21 | Units | Apartments/Condos | 2007027D | 8 | 1 | 480 | 4 | 280 | 1 | 225000 | TRUE | 130 | 120 |  |  |  |  | Burlingame, San Mateo, California | FALSE | 30.22 |  | 2010-10-19 |  | 2011-01-10 | 2011-01-12 | 2011-01-28 | 2011-03-03 | 4979 | 34869 | Up-front Payment
PGE-000186 | Commercial/Multifamily Residential | Domestic Hot Water | Gas | Pacific Gas and Electric | Reservation:Canceled | 3516 | 17.16 |  | 2 | 242 |  | 242 |  |  |  | OXYPOWER INC | Retrofit | San Francisco | San Francisco | 94102 | Host Customer is System Owner | [7 empty] | 95.2 | 23.8 |  | Glycol | Pressure Stagnation Protection (PSP) | Solar Storage and Auxiliary Tanks are separate |  | 1 | 1 | 168 | Z03 | 4 | Units | Apartments/Condos | 2007060A | 4 | 1 | 160 | 2 | 119 | 1 | 142000 | TRUE | 140 | 120 | [5 empty] | FALSE | 78.08 |  | 2010-10-20 | [5 empty] | 4846 | 18896 | Up-front Payment
PGE-000187 | Single Family Residential | Domestic Hot Water | Gas | Pacific Gas and Electric | Incentive:Canceled |  | 29.85 |  | 1 | 0 |  | 0 |  |  |  | OXYPOWER INC | Retrofit | San Francisco | San Francisco | 94116 | Host Customer is System Owner |  | 4 | [10 empty] | Solar Storage and Auxiliary Tanks are separate | 80 | 1 | 0.95 | 55 | [19 empty] | San Francisco, San Francisco, California | FALSE | 0 |  | 2010-10-20 | [5 empty] | 5120 | 9846 | Up-front Payment
PGE-000188 | Single Family Residential | Domestic Hot Water | Gas | Pacific Gas and Electric | Incentive:Canceled |  | 29.85 |  | 1 | 0 |  | 0 |  |  |  | OXYPOWER INC | Retrofit | San Francisco | San Francisco | 94110 | Host Customer is System Owner | [12 empty] | Solar and Auxiliary Storage are the same Tank | 80 |  |  | 0 | [12 empty] | FALSE | [7 empty] | FALSE | 0 |  | 2010-10-20 | [5 empty] | 5120 | 10869 | Up-front Payment
PGE-000189 | Single Family Residential | Domestic Hot Water | Gas | Pacific Gas and Electric | Incentive:Canceled |  | 29.85 |  | 1 | 0 |  | 0 |  |  |  | OXYPOWER INC | Retrofit | San Francisco | San Francisco | 94110 | Host Customer is System Owner |  | 2 | [10 empty] | Solar Storage and Auxiliary Tanks are separate | 120 | 1 | 1 | 35 | [19 empty] | San Francisco, San Francisco, CA | FALSE | 0 |  | 2010-10-20 | [5 empty] | 5120 | 9999 | Up-front Payment
PGE-000190 | Single Family Residential | Domestic Hot Water | Gas | Pacific Gas and Electric | Incentive:Canceled |  | 29.85 |  | 1 | 0 |  | 0 |  |  |  |  | Retrofit | Half Moon Bay | San Mateo | 94019 | Host Customer is System Owner | [12 empty] | Solar Storage and Auxiliary Tanks are separate | 80 | 1 | 0.85 | 0 | [19 empty] | Half Moon Bay | FALSE | 0 |  | 2010-10-20 | [5 empty] | 5120 | 10869 | Up-front Payment
PGE-000192 | Single Family Residential | Domestic Hot Water | Gas | Pacific Gas and Electric | Incentive:Canceled |  | 29.85 |  | 1 | 0 |  | 0 |  |  |  |  | Retrofit | Milbrae | San Mateo | 94030 | Host Customer is System Owner | [12 empty] | Solar and Auxiliary Storage are the same Tank | 80 |  |  | 0 | [20 empty] | FALSE | 0 |  | 2010-10-20 | [5 empty] | 5120 | 18999 | Up-front Payment
PGE-000193 | Single Family Residential | Domestic Hot Water | Gas | Pacific Gas and Electric | Incentive:Paid | 1340 | 12.82 |  | 1 | 123 |  | 105 |  | 2011-12-02 13:59 | 2011-12-08 | SUN FIRST! INC | Retrofit | BERKELEY | Alameda | 94708 | Host Customer is System Owner | 3 |  | 2006013A | Schuco USA LLLP | Slimline Package | Slimline II-80G | Indirect Forced Circulation (IF) | 49.7 |  | V, LA, Plus |  |  | Solar and Auxiliary Storage are the same Tank | 80 | 1 | 0.85 | 45 | Z03 | [18 empty] | Berkley | FALSE | 76.24 |  | 2010-10-20 |  |  |  | 2011-12-02 | 2011-12-08 | 4700 | 9377 | Up-front Payment
PGE-000194 | Commercial/Multifamily Residential | Domestic Hot Water | Gas | Pacific Gas and Electric | Incentive:Paid | 19192 | 12.82 |  | 1 | 1497 |  | 1497 |  | 2011-01-10 15:07 | 2011-02-03 | OXYPOWER INC | Retrofit | San Francisco | San Francisco | 94115 | Host Customer is System Owner | [7 empty] | 401.2 | 40.12 |  | Glycol | Advanced Controller with a Vacation or Holiday Mode | Solar Storage and Auxiliary Tanks are separate |  | 1 | 1 | 1440 | Z03 | 36 | Units | Apartments/Condos | 1981085D | 10 | 1 | 720 | 6 | 119 | 1 | 30000 | TRUE | 120 | 130 |  |  |  |  | San Francisco, CA, CA | FALSE | 25.96 |  | 2010-10-20 | 2011-01-12 | 2011-01-10 | 2011-02-03 | 2011-02-14 | 2011-03-04 | 4979 | 38869 | Up-front Payment
PGE-000195 | Commercial/Multifamily Residential | Domestic Hot Water | Gas | Pacific Gas and Electric | Reservation:Canceled | 26096 | 17.16 |  | 2 | 1796 |  | 1796 |  |  |  | OXYPOWER INC | Retrofit | San Francisco | San Francisco | 94115 | Host Customer is System Owner | [7 empty] | 481.8 |  |  | Glycol |  | Solar Storage and Auxiliary Tanks are separate |  | 1 | 1 | 1680 | Z03 | 42 | Units | Apartments/Condos | 2007027D | 12 | 1 | 720 | 6 | 119 | 2 | 247200 | TRUE | 130 | 120 | [5 empty] | FALSE | 26.65 |  | 2010-10-20 | 2013-03-13 |  |  |  |  | 4245 | 47869 | Up-front Payment
PGE-000198 | Single Family Residential | Domestic Hot Water | Gas | Pacific Gas and Electric | Incentive:Canceled | 4366 | 29.85 |  | 1 | 179 |  | 179 |  |  |  | OXYPOWER INC | New Construction | San Francisco | San Francisco | 94114 | Host Customer is System Owner |  |  | 2007023B | Heat Transfer Products | Phoenix Solar | PH-119S | Indirect Forced Circulation (IF) | 63.8 |  | AE-32E |  |  | Solar and Auxiliary Storage are the same Tank | 119 | 1 | 1 | 0 | Z03 | [19 empty] | FALSE | 50.11 |  | 2010-10-21 | [5 empty] | 5119 | 8969 | Up-front Payment
PGE-000203 | Single Family Residential | Domestic Hot Water | Electric | Pacific Gas and Electric | Incentive:Paid | 790 |  | 0.37 | 1 |  | 2248 |  | 2136 | 2011-05-06 14:03 | 2011-05-10 | AZTEC SOLAR INC | Retrofit | Davis | Yolo | 95616 | Host Customer is System Owner | 4 |  | 2001010C | Solahart Industries | SOLAHART | 302J & 302J Free Heat | Indirect Thermosyphon (IT) | 42.7 |  | J | Glycol | HartStat, or equivalent | Solar and Auxiliary Storage are the same Tank | 80 | 1 | 0.95 | 55 | Z12 | [18 empty] | Yolo County | FALSE |  | 3.25 | 2010-10-26 |  |  |  | 2011-05-06 | 2011-05-10 | 4917 | 7297.4 | Up-front Payment
SCG-000204 | Single Family Residential | Domestic Hot Water | Gas | Southern California Gas Company | Incentive:Paid | 1244 | 12.82 |  | 1 | 97 |  | 97 |  | 2010-11-18 10:12 | 2011-02-16 | REVCO SOLAR ENGINEERING INC | Retrofit | Fountain Valley | Orange | 92708 | Host Customer is System Owner | 2 |  | 2001019A | ACR Solar International | Skyline System 5 | 200152C80EX2TG | Indirect Forced Circulation (IF) | 40.1 |  | 20-01 | Glycol | Advanced Controller with a Thermal Cycling Function | Solar and Auxiliary Storage are the same Tank | 80 | 1 | 1 | 35 | Z08 | [18 empty] | City of Fountain Valley | FALSE | 77.33 |  | 2010-10-26 |  |  |  | 2010-11-18 | 2011-02-16 | 4938 | 7501.16 | Up-front Payment
PGE-000206 | Commercial/Multifamily Residential | Domestic Hot Water | Gas | Pacific Gas and Electric | Incentive:Paid | 29076 | 12.82 |  | 1 | 2268 |  | 2268 |  | 2010-11-01 11:40 | 2010-12-27 | SUN LIGHT & POWER | New Construction | Sunnyvale | Santa Clara | 94086 | Host Customer is System Owner | [7 empty] | 642.4 | 40.15 |  | Glycol | Advanced Controller with a Vacation or Holiday Mode | Solar and Auxiliary Storage are the same Tank |  | 1 | 1 | 1938 | Z03 | 51 | Units | Apartments/Condos | 2007027D | 16 | 1 | 1000 | 1 | 200 | 0 | 500000 | TRUE | 120 | 120 |  |  |  |  | City of Sunnyvale | FALSE | 39.72 |  | 2010-10-29 | 2010-11-04 | 2010-11-01 |  | 2011-10-03 | 2011-10-20 | 4748 | 90075 | Up-front Payment
SCG-000207 | Single Family Residential | Domestic Hot Water | Gas | Southern California Gas Company | Incentive:Paid | 1786 | 12.82 |  | 1 | 147 |  | 140 |  | 2010-11-19 16:06 | 2011-02-22 | T AND M SOLAR INC | Retrofit | Rancho Mirage | Riverside | 92270 | Host Customer is System Owner | 4 |  | 2001001B | SunEarth, Inc. | SolaRay | TE40C-80-2G | Indirect Forced Circulation (IF) | 40.9 |  | EC-40 | Glycol | Advanced Controller with a Vacation or Holiday Mode | Solar Storage and Auxiliary Tanks are separate | 80 | 0.95 | 1 | 55 | Z15 | [18 empty] | City of Rancho Mirage | FALSE | 52.56 |  | 2010-10-27 |  |  |  | 2010-11-19 | 2011-02-22 | 4995 | 7725.83 | Up-front Payment
PGE-000208 | Commercial/Multifamily Residential | Domestic Hot Water | Gas | Pacific Gas and Electric | Incentive:Paid | 19358 | 12.82 |  | 1 | 1510 |  | 1510 |  | 2010-11-01 11:39 | 2010-12-23 | SUN LIGHT & POWER | New Construction | Sunnyvale | Santa Clara | 94086 | Host Customer is System Owner | [7 empty] | 401.5 | 40.15 |  | Glycol | Advanced Controller with a Vacation or Holiday Mode | Solar and Auxiliary Storage are the same Tank |  | 1 | 1 | 1080 | Z03 | 27 | Units | Apartments/Condos | 2007027D | 10 | 1 | 600 | 1 | 200 | 1 | 500000 | TRUE | 120 | 120 |  |  |  |  | City of Sunnyvale | FALSE | 46.74 |  | 2010-10-29 | 2010-11-04 | 2010-11-01 | 2010-12-23 | 2011-10-03 | 2011-10-20 | 4750 | 70576 | Up-front Payment
SCG-000209 | Single Family Residential | Domestic Hot Water | Gas | Southern California Gas Company | Incentive:Paid | 1145 | 12.82 |  | 1 | 94 |  | 89 |  | 2011-04-13 10:42 | 2011-06-01 | SUNTREK INDUSTRIES INC | Retrofit | Los Angeles | Los Angeles | 90045 | Owner/Tenant | 2 |  | 2001002C | SunEarth, Inc. | CopperHeart | CP-40G | Direct Integral Collector Storage (DI) | 24.9 |  | (No Model Number) |  |  | Solar and Auxiliary Storage are the same Tank | 40 | 1 | 0.95 | 35 | Z08 | [18 empty] | Los Angeles | FALSE | 57.45 |  | 2010-10-27 | 2011-04-13 |  |  | 2011-04-13 | 2011-06-01 | 4847 | 5400 | Up-front Payment
PGE-000211 | Commercial/Multifamily Residential | Domestic Hot Water | Gas | Pacific Gas and Electric | Incentive:Paid | 9769 | 12.82 |  | 1 | 762 |  | 762 |  | 2011-01-06 12:37 | 2011-01-11 | SUN LIGHT & POWER | Retrofit | Mountain View | Santa Clara | 94040 | Host Customer is System Owner | [7 empty] | 200.75 | 40.15 |  | Glycol | Pressure Stagnation Protection (PSP) | Solar Storage and Auxiliary Tanks are separate |  | 1 | 1 | 1640 | Z03 | 41 | Units | Apartments/Condos | 2007027D | 5 | 1 | 238 | 2 | 98 | 2 | 72000 | TRUE | 120 | 120 |  |  |  |  | Mountain View | FALSE | 37.76 |  | 2010-11-12 |  | 2011-01-06 | 2011-01-11 | 2011-05-12 | 2011-05-19 | 4904 | 28776 | Up-front Payment
PGE-000212 | Commercial/Multifamily Residential | Domestic Hot Water | Gas | Pacific Gas and Electric | Incentive:Paid | 8846 | 12.82 |  | 1 | 690 |  | 621 |  | 2011-01-06 12:36 | 2011-01-11 | SUN LIGHT & POWER | Retrofit | Mountain View | Santa Clara | 94040 | Host Customer is System Owner | [7 empty] | 200.75 | 40.15 |  | Glycol | Pressure Stagnation Protection (PSP) | Solar Storage and Auxiliary Tanks are separate |  | 1 | 0.9 | 1640 | Z03 | 41 | Units | Apartments/Condos | 2007027D | 5 | 1 | 238 | 2 | 98 | 2 | 65000 | TRUE | 120 | 120 |  |  |  |  | Mountain View | FALSE | 39.34 |  | 2010-11-12 |  | 2011-01-06 | 2011-01-11 | 2011-05-12 | 2011-05-19 | 4903 | 27147 | Up-front Payment
PGE-000213 | Commercial/Multifamily Residential | Domestic Hot Water | Gas | Pacific Gas and Electric | Incentive:Paid | 5731 | 12.82 |  | 1 | 447 |  | 447 |  | 2011-01-06 12:36 | 2011-01-11 | SUN LIGHT & POWER | Retrofit | Mountain View | Santa Clara | 94040 | Host Customer is System Owner | [7 empty] | 120.45 | 40.15 |  | Glycol | Pressure Stagnation Protection (PSP) | Solar Storage and Auxiliary Tanks are separate |  |  |  | 672 | Z03 | 16 | Units | Apartments/Condos | 2007027D | 3 | 1 | 130 | 1 | 100 | 2 | 75000 | TRUE | 120 | 120 |  |  |  |  | Mountain View | FALSE | 39.03 |  | 2010-11-12 |  | 2011-01-06 | 2011-01-11 | 2011-05-12 | 2011-05-19 | 4903 | 17448 | Up-front Payment
PGE-000214 | Commercial/Multifamily Residential | Domestic Hot Water | Gas | Pacific Gas and Electric | Incentive:Paid | 7256 | 12.82 |  | 1 | 566 |  | 566 |  | 2011-01-06 12:35 | 2011-01-11 | SUN LIGHT & POWER | Retrofit | Mountain View | Santa Clara | 94040 | Host Customer is System Owner | [7 empty] | 160.6 | 40.15 |  | Glycol | Pressure Stagnation Protection (PSP) | Solar Storage and Auxiliary Tanks are separate |  | 1 | 1 | 672 | Z03 | 16 | Units | Apartments/Condos | 2007027D | 4 | 1 | 161 | 1 | 130 | 2 | 65000 | TRUE | 120 | 120 |  |  |  |  | Mountain View | FALSE | 30.83 |  | 2010-11-12 |  | 2011-01-06 | 2011-01-11 | 2011-05-12 | 2011-05-18 | 4903 | 17448 | Up-front Payment
PGE-000215 | Commercial/Multifamily Residential | Domestic Hot Water | Gas | Pacific Gas and Electric | Incentive:Paid | 4231 | 12.82 |  | 1 | 330 |  | 330 |  | 2011-01-06 12:35 | 2011-01-11 | SUN LIGHT & POWER | Retrofit | Mountain View | Santa Clara | 94040 | Host Customer is System Owner | [7 empty] | 80.3 | 40.15 |  | Glycol | Pressure Stagnation Protection (PSP) | Solar Storage with Tankless Auxiliary Water Heater |  | 1 | 1 | 714 | Z03 | 17 | Units | Apartments/Condos | 2007027D | 2 | 1 | 119 | 1 | 0 | 0 | 130000 | TRUE | 120 | 120 |  |  |  |  | Mountain View | FALSE | 66.02 |  | 2010-11-12 |  | 2011-01-06 | 2011-01-11 | 2011-05-12 | 2011-05-19 | 4903 | 21786 | Up-front Payment
PGE-000216 | Commercial/Multifamily Residential | Domestic Hot Water | Gas | Pacific Gas and Electric | Incentive:Paid | 3590 | 12.82 |  | 1 | 280 |  | 252 |  | 2011-01-06 12:33 | 2011-01-11 | SUN LIGHT & POWER | Retrofit | Mountain View | Santa Clara | 94040 | Host Customer is System Owner | [7 empty] | 80.3 | 40.15 |  | Glycol | Pressure Stagnation Protection (PSP) | Solar Storage with Tankless Auxiliary Water Heater |  | 1 | 0.9 | 714 | Z03 | 17 | Units | Apartments/Condos | 2007027D | 2 | 1 | 119 | 1 | 0 | 0 | 130000 | TRUE | 120 | 120 |  |  |  |  | Mountain View | FALSE | 76.96 |  | 2010-11-12 |  | 2011-01-06 | 2011-01-11 | 2011-05-12 | 2011-05-19 | 4903 | 21550 | Up-front Payment
PGE-000217 | Commercial/Multifamily Residential | Domestic Hot Water | Gas | Pacific Gas and Electric | Incentive:Paid | 8859 | 12.82 |  | 1 | 691 |  | 691 |  | 2010-11-30 16:12 | 2010-12-03 | SUNWATER SOLAR INC | Retrofit | San Francisco | San Francisco | 94117 | Host Customer is System Owner | [7 empty] | 232.4 |  |  | Glycol | Advanced Controller with a Vacation or Holiday Mode | Solar Storage and Auxiliary Tanks are separate |  | 1 | 1 | 630 | Z03 | 15 | Units | Apartments/Condos | 2005008A | 8 | 1 | 240 | 2 | 120 | 1 | 199000 | TRUE | 120 | 120 |  |  |  |  | City and County of San Francisco | FALSE | 59.25 |  | 2010-10-29 |  | 2010-11-30 | 2010-12-03 | 2010-12-07 | 2010-12-14 | 5059 | 40944 | Up-front Payment
PGE-000218 | Commercial/Multifamily Residential | Domestic Hot Water | Gas | Pacific Gas and Electric | Incentive:Paid | 4320 | 12.82 |  | 1 | 337 |  | 337 |  | 2010-11-30 16:18 | 2010-12-06 | SUNWATER SOLAR INC | Retrofit | San Francisco | San Francisco | 94109 | Host Customer is System Owner | [7 empty] | 116.2 |  |  | Glycol | Advanced Controller with a Vacation or Holiday Mode | Solar Storage and Auxiliary Tanks are separate |  | 1 | 1 | 378 | Z03 | 9 | Units | Apartments/Condos | 2005008A | 4 | 1 | 117 | 2 | 38 | 1 | 199000 | TRUE | 120 | 120 |  |  |  |  | City and County of San Francisco | FALSE | 96.3 |  | 2010-10-29 | 2010-12-03 | 2010-11-30 | 2010-12-06 | 2010-12-07 | 2010-12-14 | 5059 | 32454 | Up-front Payment
SDG-000219 | Single Family Residential | Domestic Hot Water | Gas | San Diego Gas and Electric | Incentive:Paid | 259 | 12.82 |  | 1 | 79 |  | 79 |  | 2010-11-02 17:20 | 2010-11-02 | ALANIZ VENTURES INC | Retrofit | San Diego | San Diego | 92111 | Host Customer is System Owner | 3 |  | 2007004A | Fafco, Inc. | 200 Series | VDB-48U-50G-50S | Indirect Forced Circulation (IF) | 47.4 |  | Revolution | Automatic Drainback |  | Solar Storage and Auxiliary Tanks are separate | 50 | 1 | 1 | 45 | Z07 | [18 empty] | City of San Diego | FALSE | 87.98 |  | 2010-10-29 |  |  |  | 2010-11-02 | 2010-11-02 | 5035 | 6950.22 | Up-front Payment
PGE-000221 | Single Family Residential | Domestic Hot Water | Gas | Pacific Gas and Electric | Incentive:Paid | 1875 | 12.82 |  | 1 | 155 |  | 147 |  | 2010-11-22 18:20 | 2010-11-30 | AZTEC SOLAR INC | Retrofit | Davis | Yolo | 95616 | Host Customer is System Owner | 4 |  | 2001001E | SunEarth, Inc. | SolaRay | TE64P-80-2G | Indirect Forced Circulation (IF) | 65.7 |  | EP-32 | Glycol | Advanced Controller with a Vacation or Holiday Mode | Solar Storage and Auxiliary Tanks are separate | 80 | 1 | 0.95 | 55 | Z12 | [18 empty] | City of Davis | FALSE | 46.04 |  | 2010-11-02 | 2010-11-24 |  |  | 2010-11-22 | 2010-11-30 | 5077 | 7136.5 | Up-front Payment
PGE-000223 | Single Family Residential | Domestic Hot Water | Gas | Pacific Gas and Electric | Incentive:Paid | 1474 | 12.82 |  | 1 | 115 |  | 115 |  | 2010-11-15 16:39 | 2010-11-16 |  | Retrofit | Davis | Yolo | 95616 | Host Customer is System Owner | 2 |  | 2001016C | Solahart Industries | SOLAHART | ASG 302J & ASG 302J Free Heat | Indirect Thermosyphon (IT) | 42.7 |  | J | Glycol | HartStat, or equivalent | Solar Storage and Auxiliary Tanks are separate | 80 | 1 | 1 | 35 | Z12 | [18 empty] | City of Davis | FALSE | 80.39 |  | 2010-11-02 |  |  |  | 2010-11-15 | 2010-11-16 | 5086 | 9245 | Up-front Payment
SCG-000225 | Single Family Residential | Domestic Hot Water | Gas | Southern California Gas Company | Incentive:Paid | 1200 | 12.82 |  | 1 | 104 |  | 99 |  | 2011-03-28 15:09 | 2011-04-11 | Self Installer | Retrofit | Murrieta | Riverside | 92562 | Host Customer is System Owner | 5 |  | 1998006D | Thermal Conversion Technology, Inc. (TCT Solar) | ProgressivTube | PT-50-CN-G | Direct Integral Collector Storage (DI) | 32.1 |  | (No Model Number) | Automatic Drainback |  | Solar and Auxiliary Storage are the same Tank | 50 | 1 | 0.95 | 65 | Z10 | [18 empty] | Murrieta, Riverside, Ca | FALSE | 54.76 |  | 2010-11-05 |  |  |  | 2011-03-28 | 2011-04-11 | 4940 | 5695 | Up-front Payment
SCE-000226 | Single Family Residential | Domestic Hot Water | Electric | Southern California Edison | Incentive:Paid | 1243 |  | 0.37 | 1 |  | 3429 |  | 3360 | 2011-04-15 09:01 | 2011-06-16 | MOHR POWER SOLAR INC | Retrofit | Canyon Lake | Riverside | 92587 | Host Customer is System Owner | 4 |  | 1996001E | SunEarth, Inc. | SolaRay | TE64P-80-2 | Indirect Forced Circulation (IF) | 65.7 |  | EP-32 | Glycol | Pressure Stagnation Protection (PSP) | Solar and Auxiliary Storage are the same Tank | 80 | 0.98 | 1 | 55 | Z10 | [18 empty] | City of Canyon Lake | FALSE |  | 2.63 | 2010-11-05 | 2011-05-03 |  |  | 2011-04-15 | 2011-06-16 | 4855 | 9010 | Up-front Payment
PGE-000227 | Single Family Residential | Domestic Hot Water | Electric | Pacific Gas and Electric | Incentive:Paid | 864 |  | 0.37 | 1 |  | 2458 |  | 2335 | 2010-11-08 13:21 | 2010-11-15 |  | Retrofit | Shingle Springs | El Dorado | 95682 | Host Customer is System Owner | 2 |  | 2000007A | ACR Solar International | Skyline System 5 | 200152C80EX | Indirect Forced Circulation (IF) | 40.1 |  | 20-01 | Glycol | Advanced Controller with a Vacation or Holiday Mode | Solar and Auxiliary Storage are the same Tank | 80 | 1 | 0.95 | 35 | Z12 | [18 empty] | El Dorado County | FALSE |  | 2.88 | 2010-11-08 | 2010-11-10 |  |  | 2010-11-08 | 2010-11-15 | 5086 | 7070 | Up-front Payment
SDG-000228 | Single Family Residential | Domestic Hot Water | Electric | San Diego Gas and Electric | Incentive:Paid | 1263 |  | 0.37 | 1 |  | 3559 |  | 3559 | 2011-01-12 16:04 | 2011-01-25 | GIRA CORP | Retrofit | Pauma Valley | San Diego | 92061 | Host Customer is System Owner | 2 |  | 2010005B | Schuco USA LLLP | Slimline Package | Slimline III-115E | Indirect Forced Circulation (IF) | 74.6 |  | V, LA, Plus | Glycol | Advanced Controller with a Vacation or Holiday Mode | Solar and Auxiliary Storage are the same Tank | 115 | 1 | 1 | 35 | Z10 | [18 empty] | County of San Diego | FALSE |  | 1.52 | 2010-11-08 |  |  |  | 2011-01-12 | 2011-01-25 | 4992 | 5400 | Up-front Payment
PGE-000229 | Single Family Residential | Domestic Hot Water | Gas | Pacific Gas and Electric | Incentive:Paid | 1875 | 12.82 |  | 1 | 149 |  | 149 |  | 2010-11-16 15:46 | 2011-01-21 | RENEWABLE POWER SOLUTIONS INC | Retrofit | San Jose | Santa Clara | 95127 | Host Customer is System Owner | 3 |  | 2010114A | Schuco USA LLLP | Slimline Package | Slimline II-70Gi | Indirect Forced Circulation (IF) | 49.7 |  | V, LA, Plus | Glycol | Advanced Controller with a Thermal Cycling Function | Solar and Auxiliary Storage are the same Tank | 70 | 1 | 1 | 45 | Z04 | [18 empty] | Santa Clara County | FALSE | 98.64 |  | 2010-11-08 | 2010-12-16 |  |  | 2010-11-16 | 2011-01-21 | 5015 | 14698 | Up-front Payment
PGE-000230 | Single Family Residential | Domestic Hot Water | Gas | Pacific Gas and Electric | Incentive:Paid | 610 | 12.82 |  | 1 | 56 |  | 48 |  | 2011-02-03 10:03 | 2011-02-28 | SOLEX | Retrofit | Seaside | Monterey | 93955 | Owner/Tenant | 2 |  | 2009008A | Harpiris Energy, LLC | SunCache | SCG-50-GS | Indirect Integral Collector Storage (II) | 34.6 |  | 10001 |  |  | Solar and Auxiliary Storage are the same Tank | 50 | 1 | 0.85 | 35 | Z03 | [18 empty] | City of Seaside CA | FALSE | 24.26 |  | 2010-11-09 | 2011-03-02 |  |  | 2011-02-03 | 2011-02-28 | 4940 | 1358.5 | Up-front Payment
PGE-000231 | Commercial/Multifamily Residential | Domestic Hot Water | Gas | Pacific Gas and Electric | Incentive:Canceled | 22158 | 14.53 |  | 1 | 1525 |  | 1525 |  | 2010-12-29 13:20 | 2010-12-29 | LUMINALT ENERGY CORPORATION | Retrofit | San Francisco | San Francisco | 94112 | Host Customer is System Owner | [7 empty] | 697.2 |  |  | Glycol |  | Solar and Auxiliary Storage are the same Tank |  | 1 | 1 | 880 | Z03 | 22 | Units | Apartments/Condos | 2005008A | 24 | 12 | 1040 | 1 | 238 | 2 | 398000 | TRUE | 120 | 120 | [5 empty] | FALSE | 68.94 |  | 2010-11-09 |  | 2010-12-29 |  |  |  | 5050 | 105137 | Up-front Payment
PGE-000232 | Single Family Residential | Domestic Hot Water | Electric | Pacific Gas and Electric | Incentive:Paid | 1131 |  | 0.37 | 1 |  | 3219 |  | 3058 | 2010-11-15 16:38 | 2010-11-16 | AZTEC SOLAR INC | Retrofit | Cameron Park | El Dorado | 95682 | Host Customer is System Owner | 8 |  | 1993001P | SunEarth, Inc. | SolaRay | TE64P-120-1 | Indirect Forced Circulation (IF) | 65.7 |  | EP-32 | Glycol | HartStat, or equivalent | Solar and Auxiliary Storage are the same Tank | 120 | 1 | 0.95 | 95 | Z12 | [18 empty] | El Dorado County | FALSE |  | 2.38 | 2010-11-09 |  |  |  | 2010-11-15 | 2010-11-16 | 5086 | 7647 | Up-front Payment
PGE-000233 | Commercial/Multifamily Residential | Domestic Hot Water | Gas | Pacific Gas and Electric | Incentive:Paid | 7423 | 12.82 |  | 1 | 579 |  | 579 |  | 2011-09-29 22:02 | 2011-11-08 | AARON GARFINKEL CONSTRUCTION | Retrofit | Santa Cruz | Santa Cruz | 95060 | Host Customer is System Owner | [7 empty] | 332.04 | 27.67 |  | Glycol | Advanced Controller with a Vacation or Holiday Mode | Solar Storage and Auxiliary Tanks are separate |  |  |  | 328 | Z03 |  |  | Other | 2010020A | 12 | 1 | 336 | 2 | 120 | 1 | 270000 | TRUE | 140 | 120 |  |  |  |  | City of Santa Cruz, Santa Cruz County, CA | FALSE | 44.73 |  | 2010-11-10 | 2011-10-05 | 2011-09-29 | 2011-11-08 | 2011-12-16 | 2012-01-05 | 4664 | 25896.99 | Up-front Payment
PGE-000234 | Single Family Residential | Domestic Hot Water | Gas | Pacific Gas and Electric | Incentive:Paid | 1782 | 12.82 |  | 1 | 160 |  | 160 |  | 2011-01-04 11:05 | 2011-01-07 | SUNWATER SOLAR INC | Retrofit | San Jose | Santa Clara | 95128 | Host Customer is System Owner | 3 |  | 2010004A | Schuco USA LLLP | Slimline Package | Slimline II-75G | Indirect Forced Circulation (IF) | 49.7 |  | V, LA, Plus | Glycol | Steam Back | Solar Storage and Auxiliary Tanks are separate | 75 | 1 | 1 | 45 | Z04 | [18 empty] | County of Santa Clara, Planning Dept. | FALSE | 65.61 |  | 2010-11-10 | 2011-01-05 |  |  | 2011-01-04 | 2011-01-07 | 5030 | 10498 | Up-front Payment
PGE-000235 | Single Family Residential | Domestic Hot Water | Gas | Pacific Gas and Electric | Incentive:Paid | 1833 | 12.82 |  | 1 | 166 |  | 166 |  | 2011-01-03 16:28 | 2011-01-04 | SUNWATER SOLAR INC | Retrofit | San Francisco | San Francisco | 94114 | Host Customer is System Owner | 4 |  | 2010002A | Schuco USA L.P. | Premium Package | Premium II-75G | Indirect Forced Circulation (IF) | 58.1 |  | V, H, LA | Glycol | Steam Back | Solar Storage and Auxiliary Tanks are separate | 75 | 1 | 1 | 55 | Z03 | [18 empty] | City & County of San Francisco | FALSE | 81.43 |  | 2010-11-10 | 2011-01-04 |  |  | 2011-01-03 | 2011-01-04 | 5014 | 13518 | Up-front Payment
SCG-000237 | Commercial/Multifamily Residential | Domestic Hot Water | Gas | Southern California Gas Company | Incentive:Canceled | 61258 | 14.53 |  | 1 | 4216 |  | 4216 |  | 2011-06-30 15:44 | 2011-07-14 | EMPOWER CONSTRUCTION CORP | New Construction | Los Angeles | Los Angeles | 90028 | Host Customer is System Owner | [7 empty] | 1260 | 30 |  | Glycol | Steam Back | Solar Storage and Auxiliary Tanks are separate |  | 1 | 1 | 2660 | Z09 | 70 | Units | Apartments/Condos | 2005008A | 42 | 1 | 1320 | 3 | 260 | 2 | 6000 | TRUE | 122 | 122 |  |  | SunReports, Inc |  | City of Los Angeles | FALSE | 67.72 |  | 2010-11-11 | 2012-06-11 | 2011-06-30 | 2011-07-14 |  |  | 4520 | 285500 | Up-front Payment
PGE-000238 | Single Family Residential | Domestic Hot Water | Gas | Pacific Gas and Electric | Incentive:Paid | 1526 | 12.82 |  | 1 | 140 |  | 119 |  | 2010-11-16 13:35 | 2010-12-09 | SUNWATER SOLAR INC | Retrofit | San Francisco | San Francisco | 94123 | Host Customer is System Owner | 3 |  | 2010114A | Schuco USA LLLP | Slimline Package | Slimline II-70Gi | Indirect Forced Circulation (IF) | 49.7 |  | V, LA, Plus | Glycol | Steam Back | Solar and Auxiliary Storage are the same Tank | 70 | 1 | 0.85 | 45 | Z03 | [18 empty] | City & County of San Francisco | FALSE | 83.23 |  | 2010-11-11 |  |  |  | 2010-11-16 | 2010-12-09 | 5065 | 11652 | Up-front Payment
PGE-000240 | Single Family Residential | Domestic Hot Water | Gas | Pacific Gas and Electric | Incentive:Paid | 1875 | 12.82 |  | 1 | 179 |  | 152 |  | 2011-01-03 09:20 | 2011-01-04 | SUNWATER SOLAR INC | Retrofit | San Francisco | San Francisco | 94127 | Host Customer is System Owner | 4 |  | 2007023B | Heat Transfer Products | Phoenix Solar | PH-119S | Indirect Forced Circulation (IF) | 63.8 |  | AE-32E | Glycol | Advanced Controller with a Vacation or Holiday Mode | Solar and Auxiliary Storage are the same Tank | 119 | 1 | 0.85 | 55 | Z03 | [18 empty] | City & County of San Francisco | FALSE | 108.46 |  | 2010-11-11 |  |  |  | 2011-01-03 | 2011-01-04 | 5014 | 19414 | Up-front Payment
PGE-000241 | Single Family Residential | Domestic Hot Water | Gas | Pacific Gas and Electric | Incentive:Paid | 1515 | 12.82 |  | 1 | 160 |  | 136 |  | 2011-02-04 09:50 | 2011-02-09 | SUNWATER SOLAR INC | Retrofit | San Jose | Santa Clara | 95119 | Host Customer is System Owner | 4 |  | 2010004A | Schuco USA LLLP | Slimline Package | Slimline II-75G | Indirect Forced Circulation (IF) | 49.7 |  | V, LA, Plus | Glycol | Steam Back | Solar Storage and Auxiliary Tanks are separate | 75 | 1 | 0.85 | 55 | Z04 | [18 empty] | City of San Jose | FALSE | 62.76 |  | 2010-11-11 |  |  |  | 2011-02-04 | 2011-02-09 | 4993 | 10042 | Up-front Payment
PGE-000242 | Single Family Residential | Domestic Hot Water | Gas | Pacific Gas and Electric | Incentive:Paid | 1426 | 12.82 |  | 1 | 160 |  | 128 |  | 2010-12-06 12:47 | 2010-12-08 | SUNWATER SOLAR INC | Retrofit | GILROY | Santa Clara | 95020 | Host Customer is System Owner | 3 |  | 2010004A | Schuco USA LLLP | Slimline Package | Slimline II-75G | Indirect Forced Circulation (IF) | 49.7 |  | V, LA, Plus |  |  | Solar Storage and Auxiliary Tanks are separate | 75 | 1 | 0.8 | 45 | Z04 | [18 empty] | City of Gilroy | FALSE | 61.7 |  | 2010-11-11 | 2010-12-14 |  |  | 2010-12-06 | 2010-12-08 | 5056 | 9872 | Up-front Payment
PGE-000244 | Single Family Residential | Domestic Hot Water | Electric | Pacific Gas and Electric | Incentive:Paid | 1022 |  | 0.37 | 1 |  | 3735 |  | 2762 | 2010-12-06 15:09 | 2011-03-15 | GREENOVATION | Retrofit | SAN MIGUEL | Monterey | 93451 | Host Customer is System Owner | 2 |  | 2008020B | VELUX America Inc. | VELUX | CLI-U12 SKO W/L 318 EL B/U | Indirect Forced Circulation (IF) | 81.2 |  | CLI U12 4000 |  |  | Solar and Auxiliary Storage are the same Tank | 119 | 0.87 | 0.85 | 35 | Z04 | [18 empty] | Monterey County | FALSE |  | 2.81 | 2010-11-12 | 2010-12-14 |  |  | 2010-12-06 | 2011-03-15 | 4971 | 10501 | Up-front Payment
PGE-000245 | Commercial/Multifamily Residential | Domestic Hot Water | Gas | Pacific Gas and Electric | Incentive:Paid | 10704 | 12.82 |  | 1 | 852 |  | 793 |  | 2010-11-12 13:28 | 2011-02-03 | SUN LIGHT & POWER | New Construction | San Francisco | San Francisco | 94121 | Host Customer is System Owner | [7 empty] | 240.9 | 40.15 |  | Glycol | Pressure Stagnation Protection (PSP) | Solar Storage and Auxiliary Tanks are separate |  | 0.98 | 0.95 | 840 | Z03 | 20 | Units | Apartments/Condos | 2007027D | 6 | 1 | 400 | 2 | 300 | 1 | 300000 | TRUE | 140 | 120 |  |  |  |  | San Francisco | FALSE | 48.34 |  | 2010-11-12 | 2011-01-11 | 2010-11-12 | 2011-02-03 | 2011-04-06 | 2011-04-14 | 4936 | 41184.29 | Up-front Payment
SDG-000246 | Single Family Residential | Domestic Hot Water | Electric | San Diego Gas and Electric | Incentive:Paid | 1221 |  | 0.37 | 1 |  | 3299 |  | 3299 | 2010-11-15 10:48 | 2010-11-29 | SUNCRAFT SOLAR INC | Retrofit | Jamul | San Diego | 91935 | Host Customer is System Owner | 4 |  | 2010005A | Schuco USA LLLP | Slimline Package | Slimline II-75E | Indirect Forced Circulation (IF) | 49.7 |  | V, LA, Plus |  |  | Solar and Auxiliary Storage are the same Tank | 75 | 1 | 1 | 55 | Z10 | [18 empty] | county of San Diego | FALSE |  | 2.58 | 2010-11-15 |  |  |  | 2010-11-15 | 2010-11-29 | 5036 | 8500 | Up-front Payment
PGE-000247 | Single Family Residential | Domestic Hot Water | Gas | Pacific Gas and Electric | Incentive:Paid | 1305 | 12.82 |  | 1 | 106 |  | 102 |  | 2010-11-29 11:33 | 2010-12-15 | HORIZON ENERGY SYSTEMS INC | Retrofit | Sunnyvale | Santa Clara | 94087 | Host Customer is System Owner | 2 |  | 1998006E | Thermal Conversion Technology, Inc. (TCT Solar) | ProgressivTube | PT-40-CN-GX | Direct Integral Collector Storage (DI) | 32.1 |  | (No Model Number) |  |  | Solar and Auxiliary Storage are the same Tank | 40 | 0.96 | 1 | 35 | Z04 | [18 empty] | Sunnyvale | FALSE | 61.32 |  | 2010-11-15 | 2010-11-30 |  |  | 2010-11-29 | 2010-12-15 | 5059 | 6500.05 | Up-front Payment
SDG-000248 | Single Family Residential | Domestic Hot Water | Electric | San Diego Gas and Electric | Incentive:Paid | 1263 |  | 0.37 | 1 |  | 3561 |  | 3561 | 2011-10-11 13:44 | 2011-11-03 | CLEANTECH ENERGY SOLUTIONS INC | Retrofit | Coronado | San Diego | 92118 | Host Customer is System Owner | 2 |  | 2011028B | Schuco USA LLLP | Premium Package | Premium III - 115E | Indirect Forced Circulation (IF) | 87 |  | CTE 520 CH 1 | Glycol | Advanced Controller with a Vacation or Holiday Mode | Solar and Auxiliary Storage are the same Tank | 115 |  |  | 35 | Z07 | [18 empty] | Coronado | FALSE |  | 4.52 | 2010-12-15 | 2011-11-01 |  |  | 2011-10-11 | 2011-11-03 | 4713 | 16100 | Up-front Payment
PGE-000249 | Single Family Residential | Domestic Hot Water | Gas | Pacific Gas and Electric | Incentive:Canceled | 4366 | 29.85 |  | 1 | 179 |  | 179 |  |  |  |  | Retrofit | Oakland | Alameda | 94609 | Host Customer is System Owner | 3 |  | 2007023B | Heat Transfer Products | Phoenix Solar | PH-119S | Indirect Forced Circulation (IF) | 63.8 |  | AE-32E | Glycol | Pressure Stagnation Protection (PSP) | Solar and Auxiliary Storage are the same Tank | 80 | 1 | 1 | 45 | Z03 | [18 empty] | Oakland | FALSE | 175.11 |  | 2010-11-16 | [5 empty] | 5093 | 31344.72 | Up-front Payment
PGE-000250 | Commercial/Multifamily Residential | Domestic Hot Water | Gas | Pacific Gas and Electric | Incentive:Paid | 68497 | 12.82 |  | 1 | 5343 |  | 5343 |  | 2011-01-04 13:50 | 2011-01-14 | SUN LIGHT & POWER | Retrofit | Campbell | Modoc | 95008 | Host Customer is System Owner | 156 | [6 empty] | 1445.4 |  |  | Glycol | Advanced Controller with a Vacation or Holiday Mode | Solar and Auxiliary Storage are the same Tank |  | 1 | 1 | 5772 | Z03 | 156 | Units | Apartments/Condos | 2007027D | 36 | 1 | 1900 | 1 | 0 | 0 | 2400000 | TRUE | 148 | 120 |  |  |  |  | City of Campbell | FALSE | 23.55 |  | 2010-11-16 | 2011-01-05 | 2011-01-04 |  | 2011-01-31 | 2011-03-07 | 4979 | 125803 | Up-front Payment
SCE-000252 | Single Family Residential | Domestic Hot Water | Electric | Southern California Edison | Incentive:Paid | 1093 |  | 0.37 | 1 |  | 3109 |  | 2954 | 2011-01-05 11:34 | 2011-02-08 | INLAND SOLAR INC | Retrofit | Homeland | Riverside | 92548 | Host Customer is System Owner | 4 |  | 2000007B | ACR Solar International | Skyline System 5 | 200153C80EX | Indirect Forced Circulation (IF) | 60.2 |  | 20-01 | Glycol | Other | Solar and Auxiliary Storage are the same Tank | 80 | 0.95 | 1 | 55 | Z10 | [18 empty] | Riverside | FALSE |  | 2.47 | 2010-11-17 | 2011-01-07 |  |  | 2011-01-05 | 2011-02-08 | 4986 | 7665 | Up-front Payment
PGE-000253 | Single Family Residential | Domestic Hot Water | Gas | Pacific Gas and Electric | Incentive:Paid | 1795 | 12.82 |  | 1 | 140 |  | 140 |  | 2011-04-07 16:49 | 2011-05-26 | LUMINALT ENERGY CORPORATION | Retrofit | San Francisco | San Francisco | 94115 | Host Customer is System Owner | 3 |  | 2010114A | Schuco USA LLLP | Slimline Package | Slimline II-70Gi | Indirect Forced Circulation (IF) | 49.7 |  | V, LA, Plus | Glycol | Steam Back | Solar and Auxiliary Storage are the same Tank | 70 | 1 | 1 | 45 | Z03 | [18 empty] | San Francisco | FALSE | 108.93 |  | 2010-11-18 | 2011-04-20 |  |  | 2011-04-07 | 2011-05-26 | 4895 | 15250 | Up-front Payment
PGE-000254 | Single Family Residential | Domestic Hot Water | Electric | Pacific Gas and Electric | Incentive:Paid | 868 |  | 0.37 | 1 |  | 2393 |  | 2345 | 2010-11-19 14:03 | 2010-11-30 | SIERRA PACIFIC HOME & COMFORT INC | Retrofit | Lincoln | Placer | 95648 | Host Customer is System Owner | 2 |  | 2000007A | ACR Solar International | Skyline System 5 | 200152C80EX | Indirect Forced Circulation (IF) | 40.1 |  | 20-01 | Glycol | Advanced Controller with a Vacation or Holiday Mode | Solar and Auxiliary Storage are the same Tank | 80 | 0.98 | 1 | 35 | Z11 | [18 empty] | Placer County | FALSE |  | 2.88 | 2010-11-19 | 2010-11-22 |  |  | 2010-11-19 | 2010-11-30 | 5077 | 6891.99 | Up-front Payment
PGE-000255 | Single Family Residential | Domestic Hot Water | Electric | Pacific Gas and Electric | Incentive:Paid | 804 |  | 0.37 | 1 |  | 2458 |  | 2172 | 2010-12-14 16:02 | 2010-12-20 | SIERRA PACIFIC HOME & COMFORT INC | Retrofit | PLACERVILLE | El Dorado | 95667 | Host Customer is System Owner | 2 |  | 2000007A | ACR Solar International | Skyline System 5 | 200152C80EX | Indirect Forced Circulation (IF) | 40.1 |  | 20-01 | Glycol | Advanced Controller with a Vacation or Holiday Mode | Solar and Auxiliary Storage are the same Tank | 80 | 0.93 | 0.95 | 35 | Z12 | [18 empty] | El Dorado County | FALSE |  | 3.01 | 2010-11-19 |  |  |  | 2010-12-14 | 2010-12-20 | 5056 | 7392 | Up-front Payment
SCG-000256 | Single Family Residential | Domestic Hot Water | Gas | Southern California Gas Company | Incentive:Paid | 1691 | 12.82 |  | 1 | 156 |  | 132 |  | 2011-01-05 16:35 | 2011-02-08 | ALL VALLEY SOLAR INC | Retrofit | Santa Monica | Los Angeles | 90405 | Host Customer is System Owner | 4 |  | 2001028H | SunEarth, Inc. | Cascade | ECRD-64-80-2G | Indirect Forced Circulation (IF) | 65.7 |  | EC-32 | Automatic Drainback |  | Solar Storage and Auxiliary Tanks are separate | 80 | 0.89 | 0.95 | 55 | Z06 | [18 empty] | City of Santa Monica Building and Safety Division | FALSE | 69.23 |  | 2010-11-19 |  |  |  | 2011-01-05 | 2011-02-08 | 4938 | 10800 | Up-front Payment
SCG-000257 | Single Family Residential | Domestic Hot Water | Gas | Southern California Gas Company | Incentive:Paid | 983 | 12.82 |  | 1 | 95 |  | 68 |  | 2011-01-11 10:20 | 2011-05-09 | CUSTOM DESIGN FURNISHINGS | Retrofit | Claremont | Los Angeles | 91711 | Host Customer is System Owner | 2 |  | 2001002C | SunEarth, Inc. | CopperHeart | CP-40G | Direct Integral Collector Storage (DI) | 24.9 |  | (No Model Number) |  |  | Solar and Auxiliary Storage are the same Tank | 40 | 0.95 | 0.75 | 35 | Z09 | [18 empty] | City of Claremont | FALSE | 48.32 |  | 2010-11-19 |  |  |  | 2011-01-11 | 2011-05-09 | 4834 | 4590 | Up-front Payment
SCG-000258 | Single Family Residential | Domestic Hot Water | Gas | Southern California Gas Company | Incentive:Paid | 1035 | 12.82 |  | 1 | 95 |  | 81 |  | 2011-01-11 10:22 | 2011-05-09 | CUSTOM DESIGN FURNISHINGS | Retrofit | Claremont | Los Angeles | 91711 | Host Customer is System Owner | 3 |  | 2001002C | SunEarth, Inc. | CopperHeart | CP-40G | Direct Integral Collector Storage (DI) | 24.9 |  | (No Model Number) |  |  | Solar and Auxiliary Storage are the same Tank | 40 | 1 | 0.85 | 45 | Z09 | [18 empty] | City of Claremont | FALSE | 48.84 |  | 2010-11-19 |  |  |  | 2011-01-11 | 2011-05-09 | 4834 | 4640 | Up-front Payment
SDG-000260 | Single Family Residential | Domestic Hot Water | Electric | San Diego Gas and Electric | Incentive:Paid | 928 |  | 0.37 | 1 |  | 2508 |  | 2508 | 2010-12-14 15:51 | 2010-12-17 | SOLAR SERVICES OF SAN DIEGO INC | Retrofit | alpine | San Diego | 91901 | Host Customer is System Owner | 3 |  | 2001010C | Solahart Industries | SOLAHART | 302J & 302J Free Heat | Indirect Thermosyphon (IT) | 42.7 |  | J | Glycol | HartStat, or equivalent | Solar and Auxiliary Storage are the same Tank | 80 | 1 | 1 | 45 | Z10 | [18 empty] | san diego county | FALSE |  | 2.69 | 2010-11-22 |  |  |  | 2010-12-14 | 2010-12-17 | 5009 | 6750 | Up-front Payment
SCG-000261 | Single Family Residential | Domestic Hot Water | Gas | Southern California Gas Company | Incentive:Paid | 1628 | 12.82 |  | 1 | 127 |  | 127 |  | 2011-01-04 17:31 | 2011-02-16 | ADVANCED CONSERVATION SYSTEMS INC | Retrofit | Palmdale | Los Angeles | 93551 | Host Customer is System Owner | 1 |  | 2001028A | SunEarth, Inc. | Cascade | EPRD-40-80-2G | Indirect Forced Circulation (IF) | 40.9 |  | EP-40 | Automatic Drainback |  | Solar Storage and Auxiliary Tanks are separate | 80 | 1 | 1 | 20 | Z14 | [18 empty] | Los Angeles County | FALSE | 57.63 |  | 2010-11-22 |  |  |  | 2011-01-04 | 2011-02-16 | 4938 | 7319 | Up-front Payment
SCG-000264 | Single Family Residential | Domestic Hot Water | Gas | Southern California Gas Company | Incentive:Paid | 1875 | 12.82 |  | 1 | 128 |  | 124 |  | 2011-04-04 19:08 | 2011-06-08 | SAL T VARGAS PLUMBING CORPORATION | Retrofit | Monrovia | Los Angeles | 91016 | Host Customer is System Owner | 3 |  | 2001006H | TrendSetter Solar Products, Inc. | Six Rivers Solar | SRS-100-2-32-PC | Indirect Forced Circulation (IF) | 65.7 |  | SP-32 | Automatic Drainback | Advanced Controller with a Vacation or Holiday Mode | Solar Storage and Auxiliary Tanks are separate | 100 | 0.97 | 1 | 45 | Z09 | [18 empty] | Monrovia, CA | FALSE | 94.59 |  | 2010-11-22 |  |  |  | 2011-04-04 | 2011-06-08 | 4834 | 12107 | Up-front Payment
PGE-000266 | Single Family Residential | Domestic Hot Water | Gas | Pacific Gas and Electric | Incentive:Paid | 1336 | 12.82 |  | 1 | 156 |  | 117 |  | 2010-12-16 14:40 | 2010-12-31 | SUNWATER SOLAR INC | Retrofit | SAN FRANCISCO | San Francisco | 94107 | Host Customer is System Owner | 3 |  | 2010004A | Schuco USA LLLP | Slimline Package | Slimline II-75G | Indirect Forced Circulation (IF) | 49.7 |  | V, LA, Plus | Glycol | Steam Back | Solar Storage and Auxiliary Tanks are separate | 75 | 1 | 0.75 | 45 | Z03 | [18 empty] | City & County of San Francisco | FALSE | 61.1 |  | 2010-11-24 | 2010-12-20 |  |  | 2010-12-16 | 2010-12-31 | 5041 | 9532 | Up-front Payment
PGE-000268 | Commercial/Multifamily Residential | Domestic Hot Water | Gas | Pacific Gas and Electric | Incentive:Paid | 47863 | 12.82 |  | 1 | 3930 |  | 3734 |  | 2011-01-21 14:50 | 2011-02-03 | SUNWATER SOLAR INC | Retrofit | Alameda | Alameda | 94501 | Host Customer is System Owner | [7 empty] | 1124.2 |  |  | Glycol | Advanced Controller with a Vacation or Holiday Mode | Solar Storage and Auxiliary Tanks are separate |  | 0.95 | 1 | 2470 | Z03 | 65 | Units | Apartments/Condos | 2007027D | 28 | 1 | 1650 | 1 | 240 | 1 | 200000 | TRUE | 120 | 120 |  |  |  |  | City of Alameda | FALSE | 35.36 |  | 2010-11-24 |  | 2011-01-21 |  | 2011-02-15 | 2011-02-24 | 4986 | 138977 | Up-front Payment
PGE-000269 | Commercial/Multifamily Residential | Domestic Hot Water | Gas | Pacific Gas and Electric | Incentive:Paid | 14538 | 12.82 |  | 1 | 915 |  | 915 |  | 2011-01-24 11:39 | 2011-02-08 | SUNWATER SOLAR INC | Retrofit | Fresno | Fresno | 93760 | Host Customer is System Owner | [7 empty] | 240.9 |  |  | Glycol | Advanced Controller with a Vacation or Holiday Mode | Solar Storage and Auxiliary Tanks are separate |  | 1 | 1 | 1000 | Z13 | 1000 |  | Office Building without showers | 2007027D | 6 | 1 | 480 | 4 | 300 | 1 | 339999 | TRUE | 120 | 120 |  |  |  |  | General Services Administration | FALSE | 52.73 |  | 2010-11-24 | 2011-02-02 | 2011-01-24 | 2011-02-08 | 2011-02-22 | 2011-03-07 | 4979 | 48246 | Up-front Payment
PGE-000270 | Commercial/Multifamily Residential | Domestic Hot Water | Gas | Pacific Gas and Electric | Incentive:Paid | 19409 | 12.82 |  | 1 | 1514 |  | 1514 |  | 2011-02-07 10:02 | 2011-02-16 | SUNWATER SOLAR INC | Retrofit | OAKLAND | Alameda | 94609 | Host Customer is System Owner | [7 empty] | 401.5 |  |  | Glycol | Advanced Controller with a Vacation or Holiday Mode | Solar Storage and Auxiliary Tanks are separate |  | 1 | 1 | 1440 | Z03 | 36 | Units | Apartments/Condos | 2007027D | 10 | 1 | 480 | 4 | 119 | 1 | 420000 | TRUE | 120 | 120 |  |  |  |  | City of Oakland | FALSE | 24.34 |  | 2010-11-24 | 2011-02-11 | 2011-02-07 | 2011-02-16 | 2011-02-23 | 2011-02-24 | 4986 | 36855 | Up-front Payment
PGE-000273 | Commercial/Multifamily Residential | Domestic Hot Water | Gas | Pacific Gas and Electric | Incentive:Paid | 6308 | 12.82 |  | 1 | 497 |  | 492 |  | 2010-12-15 08:10 | 2010-12-20 | SEBASTOPOL HEAT & COOL INC | Retrofit | Sebastopol | Sonoma | 95472 | Host Customer is System Owner | [7 empty] | 143.04 |  |  | Glycol | Advanced Controller with a Vacation or Holiday Mode | Solar Storage and Auxiliary Tanks are separate |  | 0.99 | 1 | 750 | Z02 | 313 | Full meals served | Meal Service Restaurant | 2007060A | 6 | 2 | 214 | 2 | 100 | 1 | 199000 | TRUE | 140 | 140 |  |  |  |  | City of Sebastopol | FALSE | 60.36 |  | 2010-11-30 | 2010-12-17 | 2010-12-15 | 2010-12-20 | 2010-12-31 | 2011-01-21 | 5009 | 30000 | Up-front Payment
PGE-000274 | Single Family Residential | Domestic Hot Water | Electric | Pacific Gas and Electric | Incentive:Paid | 969 |  | 0.37 | 1 |  | 2620 |  | 2620 | 2010-12-14 15:10 | 2010-12-15 | AZTEC SOLAR INC | Retrofit | COLFAX | Placer | 95713 | Lease | 5 |  | 2009031H | SunEarth, Inc. | SolaRay | TE40P-80N-1 | Indirect Forced Circulation (IF) | 40.9 |  | EP-40 | Glycol | HartStat, or equivalent | Solar and Auxiliary Storage are the same Tank | 80 | 1 | 1 | 65 | Z11 | [18 empty] | Placer County | FALSE |  | 3.09 | 2010-11-30 | 2010-12-20 |  |  | 2010-12-14 | 2010-12-15 | 5041 | 8105.1 | Up-front Payment
PGE-000275 | Commercial/Multifamily Residential | Domestic Hot Water | Gas | Pacific Gas and Electric | Incentive:Paid | 4353 | 12.82 |  | 1 | 349 |  | 346 |  | 2010-12-06 12:53 | 2010-12-14 | SUN LIGHT & POWER | Retrofit | Rancho Cordova | Sacramento | 95827 | Host Customer is System Owner | [7 empty] | 80.3 |  |  | Glycol | Advanced Controller with a Vacation or Holiday Mode | Solar Storage with Tankless Auxiliary Water Heater |  | 0.99 | 1 | 560 | Z12 | 800 | Full meals served | Quick Service Restaurant | 2007027D | 2 | 1 | 120 | 1 | 0 | 0 | 250000 | TRUE | 140 | 125 |  |  |  |  | Rancho Cordova | FALSE | 40.89 |  | 2010-11-30 |  | 2010-12-06 | 2010-12-14 | 2011-02-14 | 2011-02-15 | 4995 | 14271.09 | Up-front Payment
SCG-000277 | Single Family Residential | Domestic Hot Water | Gas | Southern California Gas Company | Incentive:Paid | 1875 | 12.82 |  | 1 | 184 |  | 175 |  | 2010-12-15 16:13 | 2011-01-28 | Self Installer | Retrofit | TUJUNGA | Los Angeles | 91042 | Host Customer is System Owner | 4 |  | 2010136E | Heliodyne, Inc. | Heliopak | HPAK 016 2 406 G 80 ACS F | Indirect Forced Circulation (IF) | 53.9 |  | 406 001 | Glycol | Advanced Controller with a Vacation or Holiday Mode | Solar Storage with Tankless Auxiliary Water Heater | 80 | 1 | 0.95 | 55 | Z09 | [18 empty] | City of Los Angeles | FALSE | 29.47 |  | 2010-12-06 |  |  |  | 2010-12-15 | 2011-01-28 | 4937 | 5423.04 | Up-front Payment
SDG-000278 | Single Family Residential | Domestic Hot Water | Electric | San Diego Gas and Electric | Incentive:Paid | 928 |  | 0.37 | 1 |  | 2508 |  | 2508 | 2010-12-14 15:45 | 2010-12-17 | SOLAR SERVICES OF SAN DIEGO INC | Retrofit | bonsall | San Diego | 92003 | Host Customer is System Owner | 3 |  | 2001010C | Solahart Industries | SOLAHART | 302J & 302J Free Heat | Indirect Thermosyphon (IT) | 42.7 |  | J | Glycol | HartStat, or equivalent | Solar and Auxiliary Storage are the same Tank | 80 | 1 | 1 | 45 | Z10 | [18 empty] | county | FALSE |  | 2.85 | 2010-12-06 |  |  |  | 2010-12-14 | 2010-12-17 | 5009 | 7150 | Up-front Payment
SDG-000279 | Single Family Residential | Domestic Hot Water | Electric | San Diego Gas and Electric | Incentive:Paid | 928 |  | 0.37 | 1 |  | 2508 |  | 2508 | 2011-01-10 10:48 | 2011-01-12 | SOLAR SERVICES OF SAN DIEGO INC | Retrofit | Ramona | San Diego | 92065 | Host Customer is System Owner | 3 |  | 2001010C | Solahart Industries | SOLAHART | 302J & 302J Free Heat | Indirect Thermosyphon (IT) | 42.7 |  | J | Glycol | HartStat, or equivalent | Solar and Auxiliary Storage are the same Tank | 80 | 1 | 1 | 45 | Z10 | [18 empty] | county | FALSE |  | 3.13 | 2010-12-06 |  |  |  | 2011-01-10 | 2011-01-12 | 5014 | 7850 | Up-front Payment
PGE-000286 | Single Family Residential | Domestic Hot Water | Electric | Pacific Gas and Electric | Incentive:Paid | 1191 |  | 0.37 | 1 |  | 3220 |  | 3220 | 2010-12-09 10:14 | 2010-12-15 | AZTEC SOLAR INC | Retrofit | Cameron Park | El Dorado | 95682 | Host Customer is System Owner | 4 |  | 1993001G | SunEarth, Inc. | SolaRay | TE64P-80-1 | Indirect Forced Circulation (IF) | 65.7 |  | EP-32 | Glycol | HartStat, or equivalent | Solar and Auxiliary Storage are the same Tank | 80 | 1 | 1 | 55 | Z12 | [18 empty] | El Dorado County | FALSE |  | 2.19 | 2010-12-06 |  |  |  | 2010-12-09 | 2010-12-15 | 5059 | 7050 | Up-front Payment
PGE-000287 | Single Family Residential | Domestic Hot Water | Electric | Pacific Gas and Electric | Incentive:Paid | 864 |  | 0.37 | 1 |  | 2458 |  | 2335 | 2011-01-05 13:22 | 2011-01-18 | ACR SOLAR INTERNATIONAL CORP | Retrofit | El Dorado | El Dorado | 95623 | Host Customer is System Owner | 4 |  | 2000007A | ACR Solar International | Skyline System 5 | 200152C80EX | Indirect Forced Circulation (IF) | 40.1 |  | 20-01 | Glycol | Other | Solar and Auxiliary Storage are the same Tank | 80 | 1 | 0.95 | 55 | Z12 | [18 empty] | El Dorado County | FALSE |  | 2.64 | 2010-12-07 | 2011-01-07 |  |  | 2011-01-05 | 2011-01-18 | 5028 | 6500 | Up-front Payment
PGE-000288 | Single Family Residential | Domestic Hot Water | Electric | Pacific Gas and Electric | Incentive:Paid | 1092 |  | 0.37 | 1 |  | 2952 |  | 2952 | 2010-12-09 17:28 | 2011-01-12 | ACR SOLAR INTERNATIONAL CORP | Retrofit | Granite Bay | Placer | 95746 | Host Customer is System Owner | 4 |  | 2000007B | ACR Solar International | Skyline System 5 | 200153C80EX | Indirect Forced Circulation (IF) | 60.2 |  | 20-01 | Glycol | Other | Solar and Auxiliary Storage are the same Tank | 80 | 1 | 1 | 55 | Z12 | [18 empty] | Placer County | FALSE |  | 2.1 | 2010-12-07 | 2010-12-14 |  |  | 2010-12-09 | 2011-01-12 | 5028 | 6195.64 | Up-front Payment
PGE-000289 | Single Family Residential | Domestic Hot Water | Electric | Pacific Gas and Electric | Incentive:Paid | 909 |  | 0.37 | 1 |  | 2458 |  | 2458 | 2011-01-12 10:01 | 2011-01-18 | ACR SOLAR INTERNATIONAL CORP | Retrofit | Cameron Park | El Dorado | 95682 | Host Customer is System Owner | 2 |  | 2000007A | ACR Solar International | Skyline System 5 | 200152C80EX | Indirect Forced Circulation (IF) | 40.1 |  | 20-01 | Glycol | Other | Solar and Auxiliary Storage are the same Tank | 80 | 1 | 1 | 35 | Z12 | [18 empty] | El Dorado County | FALSE |  | 2.29 | 2010-12-07 | 2011-01-13 |  |  | 2011-01-12 | 2011-01-18 | 5028 | 5625 | Up-front Payment
SDG-000291 | Commercial/Multifamily Residential | Domestic Hot Water | Gas | San Diego Gas and Electric | Incentive:Paid | 31435 | 12.82 |  | 1 | 2671 |  | 2671 |  | 2011-12-14 09:19 | 2011-12-15 | ADROIT ENERGY INC | Retrofit | San Diego | San Diego | 92106 | Host Customer is System Owner | [7 empty] | 944.65 |  |  | Glycol | Advanced Controller with a Vacation or Holiday Mode | Solar and Auxiliary Storage are the same Tank |  | 1 | 1 | 1528 | Z07 | 102 | Persons | Women's Dormitories | 2009117A | 35 | 5 | 1200 | 1 | 0 | 0 | 500000 | TRUE | 120 | 120 |  |  | SunReports, Inc |  | City of San Diego | FALSE | 29.91 |  | 2011-11-29 |  | 2011-12-14 |  | 2011-12-19 | 2011-12-22 | 4672 | 79900 | Up-front Payment
SDG-000292 | Single Family Residential | Domestic Hot Water | Gas | San Diego Gas and Electric | Incentive:Paid | 1210 | 12.82 |  | 1 | 111 |  | 94 |  | 2011-02-01 14:57 | 2011-02-08 | SOLAR SERVICES OF SAN DIEGO INC | Retrofit | san diego | San Diego | 92109 | Host Customer is System Owner | 3 |  | 2001016C | Solahart Industries | SOLAHART | ASG 302J & ASG 302J Free Heat | Indirect Thermosyphon (IT) | 42.7 |  | J | Glycol | HartStat, or equivalent | Solar and Auxiliary Storage are the same Tank | 80 | 0.85 | 1 | 45 | Z07 | [18 empty] | san diego | FALSE | 70.72 |  | 2010-12-08 | 2011-02-02 |  |  | 2011-02-01 | 2011-02-08 | 4968 | 7850 | Up-front Payment
SDG-000293 | Single Family Residential | Domestic Hot Water | Electric | San Diego Gas and Electric | Incentive:Paid | 1094 |  | 0.37 | 1 |  | 2958 |  | 2958 | 2011-03-28 08:39 | 2011-03-28 | SOLAR SERVICES OF SAN DIEGO INC | Retrofit | spring valley | San Diego | 91978 | Host Customer is System Owner | 3 |  | 2001010E | Solahart Industries | SOLAHART | 303J & 303J Free Heat | Indirect Thermosyphon (IT) | 64 |  | J | Glycol | HartStat, or equivalent | Solar and Auxiliary Storage are the same Tank | 80 | 1 | 1 | 45 | Z10 | [18 empty] | san diego county | FALSE |  | 2.62 | 2010-12-08 |  |  |  | 2011-03-28 | 2011-03-28 | 4940 | 7750 | Up-front Payment
PGE-000294 | Single Family Residential | Domestic Hot Water | Electric | Pacific Gas and Electric | Incentive:Paid | 1132 |  | 0.37 | 1 |  | 3220 |  | 3059 | 2010-12-09 15:40 | 2010-12-14 | AZTEC SOLAR INC | Retrofit | CAMERON PARK | El Dorado | 95682 | Host Customer is System Owner | 4 |  | 1993001G | SunEarth, Inc. | SolaRay | TE64P-80-1 | Indirect Forced Circulation (IF) | 65.7 |  | EP-32 | Glycol | HartStat, or equivalent | Solar and Auxiliary Storage are the same Tank | 80 | 1 | 0.95 | 55 | Z12 | [18 empty] | El Dorado County | FALSE |  | 2.19 | 2010-12-08 |  |  |  | 2010-12-09 | 2010-12-14 | 5059 | 7050 | Up-front Payment
PGE-000296 | Single Family Residential | Domestic Hot Water | Electric | Pacific Gas and Electric | Incentive:Paid | 743 |  | 0.37 | 1 |  | 2114 |  | 2008 | 2011-02-14 14:51 | 2011-05-18 | A C & R SERVICE HEATING & COOLING INC | Retrofit | Ukiah | Mendocino | 95482 | Host Customer is System Owner | 3 |  | 1995002D | Thermal Conversion Technology, Inc. (TCT Solar) | ProgressivTube | PT-50-CN | Direct Integral Collector Storage (DI) | 32.1 |  | (No Model Number) |  |  | Solar and Auxiliary Storage are the same Tank | 50 | 0.95 | 1 | 45 | Z02 | [18 empty] | Mendocino County | FALSE |  | 3.71 | 2010-12-08 | 2011-02-17 |  |  | 2011-02-14 | 2011-05-18 | 4903 | 7837.12 | Up-front Payment
SDG-000297 | Single Family Residential | Domestic Hot Water | Electric | San Diego Gas and Electric | Incentive:Paid | 1110 |  | 0.37 | 1 |  | 3158 |  | 3000 | 2010-12-29 15:02 | 2011-01-13 | SAN LUIS SOLAR | Retrofit | Ramona | San Diego | 92065 | Host Customer is System Owner | 2 |  | 1996001I | SunEarth, Inc. | SolaRay | TE48P-80-2 | Indirect Forced Circulation (IF) | 49.3 |  | EP-24 | Glycol | Advanced Controller with a Vacation or Holiday Mode | Solar Storage and Auxiliary Tanks are separate | 80 | 1 | 0.95 | 35 | Z10 | [18 empty] | San Diego County | FALSE |  | 2.09 | 2010-12-08 | 2011-01-05 |  |  | 2010-12-29 | 2011-01-13 | 5009 | 6600 | Up-front Payment
SCG-000299 | Single Family Residential | Domestic Hot Water | Gas | Southern California Gas Company | Incentive:Paid | 1538 | 12.82 |  | 1 | 120 |  | 120 |  | 2011-01-04 10:03 | 2011-03-08 | GERALD MOORE | Retrofit | Sherman Oaks | Los Angeles | 91423 | Host Customer is System Owner | 3 |  | 2001028A | SunEarth, Inc. | Cascade | EPRD-40-80-2G | Indirect Forced Circulation (IF) | 40.9 |  | EP-40 | Automatic Drainback |  | Solar Storage and Auxiliary Tanks are separate | 80 | 1 | 1 | 45 | Z09 | [18 empty] | Los Angeles - Departmant of Building and Safety | FALSE | 50.62 |  | 2010-12-09 |  |  |  | 2011-01-04 | 2011-03-08 | 4938 | 6075 | Up-front Payment
PGE-000301 | Single Family Residential | Domestic Hot Water | Gas | Pacific Gas and Electric | Incentive:Paid | 1423 | 12.82 |  | 1 | 111 |  | 111 |  | 2011-08-08 11:37 | 2011-09-19 | PLUMBING M D INC | Retrofit | Davis | Yolo | 95618 | Host Customer is System Owner | 2 |  | 2001016B | Solahart Industries | SOLAHART | ASG 182J & ASG 182J Free Heat | Indirect Thermosyphon (IT) | 42.7 |  | J | Glycol | HartStat, or equivalent | Solar and Auxiliary Storage are the same Tank | 80 | 1 | 1 | 35 | Z12 | [18 empty] | City of Davis | FALSE | 122.72 |  | 2010-12-14 | 2011-08-12 |  |  | 2011-08-08 | 2011-09-19 | 4782 | 13622.34 | Up-front Payment
PGE-000302 | Commercial/Multifamily Residential | Domestic Hot Water | Gas | Pacific Gas and Electric | Reservation:Canceled |  | 14.53 |  | 1 | 1480 |  | 1480 |  | 2011-02-24 12:50 |  | ROUNTREE PLUMBING AND HEATING INC | Retrofit | Emeryville | Alameda | 94608 | Owner/Tenant | [7 empty] | 642.4 |  |  | Glycol |  | Solar Storage and Auxiliary Tanks are separate |  | 0 | 1 | 1506 | Z03 | 1506 | Units | Apartments/Condos | 2007027D | 16 | 6 | 642.4 | 3 | 400 | 2 | 798000 | TRUE | 145 | 140 | [5 empty] | FALSE | 60.51 |  | 2010-12-15 | 2011-01-26 | 2011-02-24 |  |  |  | 4975 | 89556 | Up-front Payment
SDG-000303 | Single Family Residential | Domestic Hot Water | Gas | San Diego Gas and Electric | Incentive:Paid | 1731 | 12.82 |  | 1 | 163 |  | 163 |  | 2011-02-15 10:17 | 2011-03-29 | GIRA CORP | Retrofit | Poway | San Diego | 92064 | Host Customer is System Owner | 3 |  | 2010004A | Schuco USA LLLP | Slimline Package | Slimline II-75G | Indirect Forced Circulation (IF) | 49.7 |  | V, LA, Plus | Glycol | Advanced Controller with a Thermal Cycling Function | Solar and Auxiliary Storage are the same Tank | 75 | 1 | 1 | 45 | Z10 | [18 empty] | City Of Poway, CA. | FALSE | 40.49 |  | 2010-12-15 | 2011-02-22 |  |  | 2011-02-15 | 2011-03-29 | 4937 | 6600 | Up-front Payment
PGE-000305 | Commercial/Multifamily Residential | Domestic Hot Water | Gas | Pacific Gas and Electric | Incentive:Paid | 23717 | 12.82 |  | 1 | 1850 |  | 1850 |  | 2011-01-21 14:48 | 2011-01-31 | SUNWATER SOLAR INC | New Construction | San Leandro | Alameda | 94577 | Host Customer is System Owner | [7 empty] | 481.8 |  |  | Glycol | Advanced Controller with a Vacation or Holiday Mode | Solar Storage and Auxiliary Tanks are separate |  | 1 | 1 | 2000 | Z03 | 50 | Units | Apartments/Condos | 2007027D | 12 | 1 | 715 | 1 | 120 | 1 | 199999 | TRUE | 120 | 120 |  |  |  |  | City of San Leandro | FALSE | 33.53 |  | 2010-12-16 | 2011-01-26 | 2011-01-21 |  | 2011-02-04 | 2011-02-15 | 4995 | 62023 | Up-front Payment
PGE-000306 | Single Family Residential | Domestic Hot Water | Gas | Pacific Gas and Electric | Incentive:Paid | 1875 | 12.82 |  | 1 | 164 |  | 164 |  | 2011-12-02 08:54 | 2012-01-24 | SUN FIRST! INC | Retrofit | TIBURON | Marin | 94920 | Host Customer is System Owner |  |  | 2008022A | VELUX America Inc. | VELUX | CLI-U12 SKO W/L 218 AUX GAS | Indirect Forced Circulation (IF) | 54.1 |  | CLI U12 4000 |  |  | Solar Storage and Auxiliary Tanks are separate |  |  |  | 0 | Z03 | [18 empty] | Tiburon | FALSE | 65.24 |  | 2010-12-16 | 2012-01-24 |  |  | 2011-12-02 | 2012-01-24 | 4635 | 10700 | Up-front Payment
SCG-000307 | Commercial/Multifamily Residential | Domestic Hot Water | Gas | Southern California Gas Company | Incentive:Paid | 48844 | 12.82 |  | 1 | 3810 |  | 3810 |  | 2011-02-17 10:45 | 2011-02-17 | Self Installer | Retrofit | Santa Ynez | Santa Barbara | 93460 | Host Customer is System Owner | [7 empty] | 1074.24 | 44.76 |  | Glycol | Advanced Controller with a Vacation or Holiday Mode | Solar Storage and Auxiliary Tanks are separate |  |  | 1 | 8880 | Z05 | 3700 | Full meals served | Meal Service Restaurant | 2009097A | 24 | 3 | 1105 | 5 | 1275 | 3 | 1800000 | TRUE | 115 | 120 |  |  |  |  | Santa Ynez Band of Chumash Indians | FALSE | 25.49 |  | 2010-12-17 |  | 2011-02-17 |  | 2011-08-12 | 2011-10-28 | 4694 | 97113 | Up-front Payment
PGE-000309 | Single Family Residential | Domestic Hot Water | Electric | Pacific Gas and Electric | Incentive:Paid | 804 |  | 0.37 | 1 |  | 2264 |  | 2173 | 2011-02-07 14:05 | 2011-03-02 | HORIZON ENERGY SYSTEMS INC | Retrofit | Gilroy | Santa Clara | 95020 | Host Customer is System Owner | 3 |  | 1995002D | Thermal Conversion Technology, Inc. (TCT Solar) | ProgressivTube | PT-50-CN | Direct Integral Collector Storage (DI) | 32.1 |  | (No Model Number) |  |  | Solar and Auxiliary Storage are the same Tank | 50 | 0.96 | 1 | 45 | Z04 | [18 empty] | Santa Clara County | FALSE |  | 3.33 | 2010-12-17 |  |  |  | 2011-02-07 | 2011-03-02 | 4982 | 7550 | Up-front Payment
PGE-000310 | Single Family Residential | Domestic Hot Water | Gas | Pacific Gas and Electric | Incentive:Paid | 1644 | 12.82 |  | 1 | 136 |  | 129 |  | 2010-12-31 09:38 | 2011-02-16 | WILLIAM GOTELLI PLUMBING INC | Retrofit | TIBURON | Marin | 94920 | Host Customer is System Owner | 4 |  | 2009036H | Heliodyne, Inc. | Heliopak | HPAK 016 2 406 G 80 ACD Z | Indirect Forced Circulation (IF) | 53.9 |  | 406 001 | Glycol | Pressure Stagnation Protection (PSP) | Solar Storage and Auxiliary Tanks are separate | 80 | 1 | 0.95 | 55 | Z03 | [18 empty] | Tiburon, CA | FALSE | 91.9 |  | 2010-12-20 | 2010-12-31 |  |  | 2010-12-31 | 2011-02-16 | 4986 | 12498 | Up-front Payment
PGE-000311 | Single Family Residential | Domestic Hot Water | Electric | Pacific Gas and Electric | Incentive:Paid | 1093 |  | 0.37 | 1 |  | 2955 |  | 2955 | 2010-12-30 14:39 | 2011-01-04 | ACR SOLAR INTERNATIONAL CORP | Retrofit | Cameron Park | El Dorado | 95682 | Host Customer is System Owner | 4 |  | 2000007E | ACR Solar International | Skyline System 5 | 200153C120EX | Indirect Forced Circulation (IF) | 60.2 |  | 20-01 | Glycol | Other | Solar and Auxiliary Storage are the same Tank | 120 | 1 | 1 | 55 | Z12 | [18 empty] | El Dorado | FALSE |  | 2.54 | 2010-12-20 | 2010-12-31 |  |  | 2010-12-30 | 2011-01-04 | 5014 | 7495 | Up-front Payment
PGE-000312 | Single Family Residential | Domestic Hot Water | Gas | Pacific Gas and Electric | Incentive:Paid | 1392 | 12.82 |  | 1 | 122 |  | 109 |  | 2010-12-28 19:22 | 2011-03-15 | EFLOW SOLAR ENERGY | Retrofit | Berkeley | Alameda | 94707 | Host Customer is System Owner | 4 |  | 2009036A | Heliodyne, Inc. | Heliopak | HPAK 016 1 410 G 65 ACD Z | Indirect Forced Circulation (IF) | 40.2 |  | 410 001 | Glycol | Advanced Controller with a Thermal Cycling Function | Solar and Auxiliary Storage are the same Tank | 65 | 0.89 | 1 | 55 | Z03 | [18 empty] | Berkeley | FALSE | 55.27 |  | 2010-12-20 | 2010-12-31 |  |  | 2010-12-28 | 2011-03-15 | 4971 | 6743 | Up-front Payment
SDG-000313 | Commercial/Multifamily Residential | Domestic Hot Water | Gas | San Diego Gas and Electric | Incentive:Paid | 45832 | 12.82 |  | 1 | 3575 |  | 3575 |  | 2011-01-04 10:43 | 2011-01-04 | ADROIT ENERGY INC | Retrofit | San Diego | San Diego | 92108 | Host Customer is System Owner | [7 empty] | 1079.6 |  |  | Glycol | Advanced Controller with a Vacation or Holiday Mode | Solar Storage with Tankless Auxiliary Water Heater |  | 1 | 1 | 2356 | Z07 | 62 | Units | Apartments/Condos | 2009117A | 40 | 8 | 1180 | 1 | 0 | 0 | 942400 | TRUE | 120 | 120 |  |  |  |  | City of San Diego | FALSE | 27.1 |  | 2010-12-27 |  | 2011-01-04 |  | 2011-01-11 | 2011-01-24 | 4992 | 96886 | Up-front Payment
PGE-000314 | Single Family Residential | Domestic Hot Water | Electric | Pacific Gas and Electric | Incentive:Paid | 1171 |  | 0.37 | 1 |  | 3164 |  | 3164 | 2010-12-29 16:36 | 2010-12-31 | ACR SOLAR INTERNATIONAL CORP | Retrofit | FIDDLETOWN | Amador | 95629 | Host Customer is System Owner | 5 |  | 2000007F | ACR Solar International | Skyline System 5 | 200154C120EX | Indirect Forced Circulation (IF) | 80.3 |  | 20-01 | Glycol | Other | Solar and Auxiliary Storage are the same Tank | 120 | 1 | 1 | 65 | Z16 | [18 empty] | Amador County | FALSE |  | 2.46 | 2010-12-27 |  |  |  | 2010-12-29 | 2010-12-31 | 5041 | 7790 | Up-front Payment
PGE-000316 | Commercial/Multifamily Residential | Domestic Hot Water | Gas | Pacific Gas and Electric | Incentive:Paid | 41562 | 12.82 |  | 1 | 3242 |  | 3242 |  | 2011-02-01 14:14 | 2011-02-02 | SUNWATER SOLAR INC | New Construction | San Mateo | San Mateo | 94403 | Host Customer is System Owner | [7 empty] | 963.6 |  |  | Glycol | Advanced Controller with a Vacation or Holiday Mode | Solar Storage and Auxiliary Tanks are separate |  | 1 | 1 | 2584 | Z03 | 68 | Units | Apartments/Condos | 2007027D | 24 | 1 | 1225 | 1 | 300 | 1 | 399000 | TRUE | 120 | 120 |  |  |  |  | City of San Mateo | FALSE | 29.84 |  | 2010-12-28 | 2011-02-03 | 2011-02-01 |  | 2011-02-02 | 2011-02-15 | 4993 | 96737 | Up-front Payment
PGE-000317 | Commercial/Multifamily Residential | Domestic Hot Water | Gas | Pacific Gas and Electric | Incentive:Paid | 15153 | 12.82 |  | 1 | 1182 |  | 1182 |  | 2011-01-03 09:47 | 2011-01-04 | SUNWATER SOLAR INC | Retrofit | San Francisco | San Francisco | 94115 | Host Customer is System Owner | [7 empty] | 406.7 |  |  | Glycol | Advanced Controller with a Vacation or Holiday Mode | Solar Storage and Auxiliary Tanks are separate |  | 1 | 1 | 840 | Z03 | 21 | Units | Apartments/Condos | 2005008A | 14 | 1 | 480 | 4 | 120 | 1 | 199000 | TRUE | 120 | 120 |  |  |  |  | City & County of San Francisco | FALSE | 45.46 |  | 2010-12-28 |  | 2011-01-03 | 2011-01-04 | 2011-01-27 | 2011-02-03 | 5009 | 53733 | Up-front Payment
PGE-000318 | Single Family Residential | Domestic Hot Water | Electric | Pacific Gas and Electric | Incentive:Paid | 885 |  | 0.37 | 1 |  | 2393 |  | 2393 | 2011-01-07 09:36 | 2011-01-12 | ACR SOLAR INTERNATIONAL CORP | Retrofit | Lincoln | Placer | 95648 | Host Customer is System Owner | 3 |  | 2000007A | ACR Solar International | Skyline System 5 | 200152C80EX | Indirect Forced Circulation (IF) | 40.1 |  | 20-01 | Glycol | Other | Solar and Auxiliary Storage are the same Tank | 80 | 1 | 1 | 45 | Z11 | [18 empty] | Placer | FALSE |  | 2.92 | 2010-12-29 |  |  |  | 2011-01-07 | 2011-01-12 | 5028 | 6995.1 | Up-front Payment
PGE-000319 | Single Family Residential | Domestic Hot Water | Electric | Pacific Gas and Electric | Incentive:Paid | 909 |  | 0.37 | 1 |  | 2458 |  | 2458 | 2011-01-04 16:31 | 2011-01-05 | ACR SOLAR INTERNATIONAL CORP | Retrofit | Rescue | El Dorado | 95672 | Host Customer is System Owner | 2 |  | 2000007A | ACR Solar International | Skyline System 5 | 200152C80EX | Indirect Forced Circulation (IF) | 40.1 |  | 20-01 | Glycol | Other | Solar and Auxiliary Storage are the same Tank | 80 | 1 | 1 | 35 | Z12 | [18 empty] | El Dorado | FALSE |  | 2.85 | 2010-12-29 |  |  |  | 2011-01-04 | 2011-01-05 | 5030 | 6995 | Up-front Payment
SDG-000320 | Commercial/Multifamily Residential | Domestic Hot Water | Gas | San Diego Gas and Electric | Incentive:Paid | 22941 | 12.82 |  | 1 | 1826 |  | 1789 |  | 2011-01-04 14:39 | 2011-01-04 | ADROIT ENERGY INC | Retrofit | San Diego | San Diego | 92108 | Host Customer is System Owner | [7 empty] | 539.8 |  |  | Glycol | Advanced Controller with a Vacation or Holiday Mode | Solar Storage with Tankless Auxiliary Water Heater |  | 0.98 | 1 | 1680 | Z07 | 42 | Units | Apartments/Condos | 2010027A | 20 | 5 | 730 | 1 | 0 | 0 | 726000 | TRUE | 120 | 120 |  |  |  |  | City of San Diego | FALSE | 35 |  | 2010-12-29 |  | 2011-01-04 |  | 2011-01-11 | 2011-01-24 | 4992 | 63903 | Up-front Payment
SDG-000321 | Commercial/Multifamily Residential | Domestic Hot Water | Gas | San Diego Gas and Electric | Incentive:Paid | 10282 | 12.82 |  | 1 | 802 |  | 682 |  | 2011-01-03 14:17 | 2011-01-04 | ADROIT ENERGY INC | Retrofit | San Diego | San Diego | 92108 | Host Customer is System Owner | [7 empty] | 323.88 |  |  | Glycol | Advanced Controller with a Vacation or Holiday Mode | Solar Storage with Tankless Auxiliary Water Heater |  | 1 | 0.85 | 504 | Z07 | 12 | Units | Apartments/Condos | 2009117A | 12 | 4 | 340 | 1 | 0 | 0 | 409200 | TRUE | 120 | 120 |  |  |  |  | City of San Diego | FALSE | 56.55 |  | 2010-12-29 |  | 2011-01-03 | 2011-01-04 | 2011-01-11 | 2011-01-24 | 4992 | 45351 | Up-front Payment
PGE-000323 | Single Family Residential | Domestic Hot Water | Gas | Pacific Gas and Electric | Incentive:Paid | 1564 | 12.82 |  | 1 | 122 |  | 122 |  | 2011-01-04 11:03 | 2011-01-05 | SUN LIGHT & POWER | Retrofit | Berkeley | Alameda | 94703 | Host Customer is System Owner | 2 |  | 2009036A | Heliodyne, Inc. | Heliopak | HPAK 016 1 410 G 65 ACD Z | Indirect Forced Circulation (IF) | 40.2 |  | 410 001 | Glycol | Advanced Controller with a Vacation or Holiday Mode | Solar Storage and Auxiliary Tanks are separate | 65 | 1 | 1 | 35 | Z03 | [18 empty] | Berkeley | FALSE | 77.61 |  | 2011-01-03 |  |  |  | 2011-01-04 | 2011-01-05 | 5030 | 9468.71 | Up-front Payment
PGE-000324 | Single Family Residential | Domestic Hot Water | Gas | Pacific Gas and Electric | Incentive:Paid | 1875 | 12.82 |  | 1 | 158 |  | 147 |  | 2011-01-04 10:18 | 2011-02-04 | AZTEC SOLAR INC | Retrofit | Orinda | Contra Costa | 94563 | Host Customer is System Owner | 4 |  | 2001001E | SunEarth, Inc. | SolaRay | TE64P-80-2G | Indirect Forced Circulation (IF) | 65.7 |  | EP-32 | Glycol | HartStat, or equivalent | Solar Storage and Auxiliary Tanks are separate | 80 | 0.98 | 0.95 | 55 | Z03 | [18 empty] | Contra Costa County | FALSE | 47.67 |  | 2011-01-03 | 2011-01-05 |  |  | 2011-01-04 | 2011-02-04 | 5006 | 7531.25 | Up-front Payment
PGE-000325 | Commercial/Multifamily Residential | Domestic Hot Water | Gas | Pacific Gas and Electric | Incentive:Paid | 7833 | 12.82 |  | 1 | 611 |  | 580 |  | 2011-01-19 17:03 | 2011-02-08 | SUN LIGHT & POWER | Retrofit | Oakland | Alameda | 94621 | Host Customer is System Owner | [7 empty] | 240.9 |  |  | Glycol | Advanced Controller with a Vacation or Holiday Mode | Solar and Auxiliary Storage are the same Tank |  | 1 | 0.95 | 252 | Z03 | 6 | Units | Apartments/Condos | 2007027D | 6 | 1 | 375 | 1 | 375 | 1 | 597000 | TRUE | 140 | 130 |  |  |  |  | Oakland | FALSE | 24.18 |  | 2011-01-04 | 2011-01-26 | 2011-01-19 | 2011-02-08 | 2011-02-15 | 2011-02-17 | 4993 | 14775.49 | Up-front Payment
PGE-000326 | Commercial/Multifamily Residential | Domestic Hot Water | Gas | Pacific Gas and Electric | Incentive:Paid | 5743 | 12.82 |  | 1 | 448 |  | 426 |  | 2011-01-19 17:50 | 2011-02-08 | SUN LIGHT & POWER | Retrofit | Oakland | Alameda | 94621 | Host Customer is System Owner | [7 empty] | 160.6 |  |  | Glycol | Advanced Controller with a Vacation or Holiday Mode | Solar and Auxiliary Storage are the same Tank |  | 1 | 0.95 | 210 | Z03 | 5 | Units | Apartments/Condos | 2007027D | 4 | 1 | 240 | 1 | 240 | 1 | 398000 | TRUE | 140 | 130 |  |  |  |  | Oakland | FALSE | 21.99 |  | 2011-01-04 | 2011-01-26 | 2011-01-19 | 2011-02-08 | 2011-02-15 | 2011-02-17 | 4993 | 9850.66 | Up-front Payment
PGE-000328 | Commercial/Multifamily Residential | Domestic Hot Water | Gas | Pacific Gas and Electric | Incentive:Paid | 5551 | 12.82 |  | 1 | 433 |  | 411 |  | 2011-01-24 15:14 | 2011-02-03 | SUN LIGHT & POWER | Retrofit | Oakland | Alameda | 94621 | Host Customer is System Owner | [7 empty] | 160.6 |  |  | Glycol | Advanced Controller with a Vacation or Holiday Mode | Solar and Auxiliary Storage are the same Tank |  | 1 | 0.95 | 252 | Z03 | 6 | Units | Apartments/Condos | 2007027D | 4 | 1 | 240 | 1 | 240 | 1 | 420000 | TRUE | 140 | 130 |  |  |  |  | Oakland | FALSE | 22.75 |  | 2011-01-04 |  | 2011-01-24 | 2011-02-03 | 2011-02-15 | 2011-02-17 | 4993 | 9850.66 | Up-front Payment
PGE-000329 | Commercial/Multifamily Residential | Domestic Hot Water | Gas | Pacific Gas and Electric | Incentive:Paid | 5551 | 12.82 |  | 1 | 433 |  | 411 |  | 2011-01-24 15:17 | 2011-02-03 | SUN LIGHT & POWER | Retrofit | Oakland | Alameda | 94621 | Host Customer is System Owner | [7 empty] | 160.6 |  |  | Glycol | Advanced Controller with a Vacation or Holiday Mode | Solar and Auxiliary Storage are the same Tank |  | 1 | 0.95 | 294 | Z03 | 7 | Units | Apartments/Condos | 2007027D | 4 | 1 | 240 | 1 | 240 | 1 | 597000 | TRUE | 140 | 130 |  |  |  |  | Oakland | FALSE | 22.75 |  | 2011-01-04 |  | 2011-01-24 | 2011-02-03 | 2011-02-15 | 2011-02-17 | 4993 | 9850.66 | Up-front Payment
PGE-000330 | Commercial/Multifamily Residential | Domestic Hot Water | Gas | Pacific Gas and Electric | Incentive:Paid | 7795 | 12.82 |  | 1 | 608 |  | 578 |  | 2011-01-19 17:33 | 2011-02-03 | SUN LIGHT & POWER | Retrofit | Oakland | Alameda | 94621 | Host Customer is System Owner | [7 empty] | 240.9 |  |  | Glycol | Advanced Controller with a Vacation or Holiday Mode | Solar and Auxiliary Storage are the same Tank |  | 1 | 0.95 | 252 | Z03 | 6 | Units | Apartments/Condos | 2007027D | 6 | 1 | 375 | 1 | 375 | 1 | 597000 | TRUE | 140 | 130 |  |  |  |  | Oakland | FALSE | 24.3 |  | 2011-01-04 | 2011-01-26 | 2011-01-19 | 2011-02-03 | 2011-02-15 | 2011-02-17 | 4993 | 14775.49 | Up-front Payment
PGE-000331 | Commercial/Multifamily Residential | Domestic Hot Water | Gas | Pacific Gas and Electric | Incentive:Paid | 2538 | 12.82 |  | 1 | 198 |  | 188 |  | 2011-01-19 17:40 | 2011-02-03 | SUN LIGHT & POWER | Retrofit | Oakland | Alameda | 94621 | Host Customer is System Owner | [7 empty] | 80.3 |  |  | Glycol | Advanced Controller with a Vacation or Holiday Mode | Solar and Auxiliary Storage are the same Tank |  | 1 | 0.95 | 126 | Z03 | 3 | Units | Apartments/Condos | 2007027D | 2 | 1 | 120 | 1 | 120 | 1 | 597000 | TRUE | 140 | 130 |  |  |  |  | Oakland | FALSE | 24.88 |  | 2011-01-04 | 2011-01-26 | 2011-01-19 | 2011-02-03 | 2011-02-15 | 2011-02-17 | 4993 | 4925.83 | Up-front Payment
PGE-000332 | Commercial/Multifamily Residential | Domestic Hot Water | Gas | Pacific Gas and Electric | Incentive:Paid | 5807 | 12.82 |  | 1 | 453 |  | 430 |  | 2011-01-19 17:36 | 2011-02-03 | SUN LIGHT & POWER | Retrofit | Oakland | Alameda | 94621 | Host Customer is System Owner | [7 empty] | 160.6 |  |  | Glycol | Advanced Controller with a Vacation or Holiday Mode | Solar and Auxiliary Storage are the same Tank |  | 1 | 0.95 | 168 | Z03 | 7 | Units | Apartments/Condos | 2007027D | 4 | 1 | 375 | 1 | 375 | 1 | 280000 | TRUE | 140 | 130 |  |  |  |  | Oakland | FALSE | 21.75 |  | 2011-01-04 | 2011-01-26 | 2011-01-19 | 2011-02-03 | 2011-02-15 | 2011-02-17 | 4993 | 9850.66 | Up-front Payment
PGE-000333 | Commercial/Multifamily Residential | Domestic Hot Water | Gas | Pacific Gas and Electric | Incentive:Paid | 8320 | 12.82 |  | 1 | 649 |  | 617 |  | 2011-01-19 17:29 | 2011-02-03 | SUN LIGHT & POWER | Retrofit | Oakland | Alameda | 94621 | Host Customer is System Owner | [7 empty] | 240.9 |  |  | Glycol | Advanced Controller with a Vacation or Holiday Mode | Solar and Auxiliary Storage are the same Tank |  | 1 | 0.95 | 252 | Z03 | 6 | Units | Apartments/Condos | 2007027D | 6 | 1 | 375 | 1 | 375 | 1 | 597000 | TRUE | 140 | 138 |  |  |  |  | Oakland | FALSE | 22.77 |  | 2011-01-17 | 2011-01-26 | 2011-01-19 | 2011-02-03 | 2011-03-02 | 2011-03-03 | 4979 | 14775.49 | Up-front Payment
PGE-000335 | Commercial/Multifamily Residential | Domestic Hot Water | Gas | Pacific Gas and Electric | Incentive:Paid | 11000 | 12.82 |  | 1 | 858 |  | 815 |  | 2011-01-19 17:34 | 2011-02-16 | SUN LIGHT & POWER | Retrofit | Oakland | Alameda | 94621 | Host Customer is System Owner | [7 empty] | 321.2 |  |  | Glycol | Advanced Controller with a Vacation or Holiday Mode | Solar Storage and Auxiliary Tanks are separate |  | 1 | 0.95 | 504 | Z03 | 12 | Units | Apartments/Condos | 2007027D | 8 | 1 | 500 | 1 | 240 | 1 | 1197000 | TRUE | 140 | 130 |  |  |  |  | Oakland | FALSE | 22.96 |  | 2011-01-17 | 2011-01-26 | 2011-01-19 | 2011-02-16 | 2011-03-07 | 2011-03-08 | 4975 | 19700.33 | Up-front Payment
PGE-000337 | Commercial/Multifamily Residential | Domestic Hot Water | Gas | Pacific Gas and Electric | Reservation:Canceled |  | 17.16 |  | 2 | 0 |  | 0 |  |  |  |  | Retrofit | Oakland | Alameda | 94621 | Host Customer is System Owner | [16 empty] | 0 | [20 empty] | FALSE | 0 |  | 2011-01-18 | [5 empty] | 5031 |  | Up-front Payment
SCG-000339 | Single Family Residential | Domestic Hot Water | Gas | Southern California Gas Company | Incentive:Paid | 1875 | 12.82 |  | 1 | 165 |  | 157 |  | 2011-01-13 08:52 | 2011-03-15 | AMECO SOLAR INC | Retrofit | Redondo Beach | Los Angeles | 90278 | Host Customer is System Owner | 4 |  | 2001003E | SunEarth, Inc. | SolaRay | TE64P-80-2G-PV | Indirect Forced Circulation (IF) | 65.7 |  | EP-32 | Glycol | Pressure Stagnation Protection (PSP) | Solar Storage and Auxiliary Tanks are separate | 80 | 1 | 0.95 | 55 | Z08 | [18 empty] | Redondo Beach | FALSE | 62.32 |  | 2011-01-05 |  |  |  | 2011-01-13 | 2011-03-15 | 4937 | 10283 | Up-front Payment
SCG-000341 | Commercial/Multifamily Residential | Domestic Hot Water | Gas | Southern California Gas Company | Incentive:Paid | 15002 | 12.82 |  | 1 | 1182 |  | 1170 |  | 2011-12-16 07:15 | 2011-12-16 | ALL VALLEY SOLAR INC | Retrofit | Los Angeles | Los Angeles | 90065 | Host Customer is System Owner | [7 empty] | 327.2 | 40.9 |  | Drainback |  | Solar Storage with Tankless Auxiliary Water Heater |  | 0.99 | 1 | 1600 | Z09 | 40 | Units | Apartments/Condos | 2007032A | 8 | 1 | 410 | 3 | 0 | 0 | 825000 | TRUE | 120 | 120 |  |  |  |  | LABDS | FALSE | 25.11 |  | 2011-10-25 |  | 2011-12-16 | 2011-12-16 | 2012-02-29 | 2012-06-11 | 4513 | 29678 | Up-front Payment
PGE-000342 | Single Family Residential | Domestic Hot Water | Electric | Pacific Gas and Electric | Incentive:Paid | 1014 |  | 0.37 | 1 |  | 3224 |  | 2740 | 2011-02-02 09:59 | 2011-02-23 | SUNWATER SOLAR INC | Retrofit | Royal Oaks | Monterey | 95076 | Owner/Tenant | 4 |  | 2010005A | Schuco USA LLLP | Slimline Package | Slimline II-75E | Indirect Forced Circulation (IF) | 49.7 |  | V, LA, Plus | Glycol | Steam Back | Solar Storage and Auxiliary Tanks are separate | 75 | 1 | 0.85 | 55 | Z04 | [18 empty] | County of Monterey | FALSE |  | 3.2 | 2011-01-05 | 2011-02-03 |  |  | 2011-02-02 | 2011-02-23 | 4986 | 10319 | Up-front Payment
PGE-000343 | Single Family Residential | Domestic Hot Water | Electric | Pacific Gas and Electric | Incentive:Paid | 844 |  | 0.37 | 1 |  | 2705 |  | 2029 | 2011-01-31 14:26 | 2011-04-14 | WESTHAVEN INC | Retrofit | Yuba City | Sutter | 95993 | Host Customer is System Owner | 3 |  | 2001029A | Kingspan Solar Inc. | Thermomax Mazdon | Mazdon 30-R80 | Indirect Forced Circulation (IF) | 45.8 |  | HP250-30 | Glycol | Advanced Controller with a Vacation or Holiday Mode | Solar and Auxiliary Storage are the same Tank | 80 | 1 | 0.75 | 45 | Z11 | [18 empty] | City of Yuba CIty, Sutter County, California | FALSE |  | 5.62 | 2011-01-05 | 2011-01-31 |  |  | 2011-01-31 | 2011-04-14 | 4936 | 15192 | Up-front Payment
PGE-000344 | Single Family Residential | Domestic Hot Water | Electric | Pacific Gas and Electric | Incentive:Paid | 882 |  | 0.37 | 1 |  | 2458 |  | 2384 | 2011-01-06 15:24 | 2011-01-07 | SIERRA PACIFIC HOME & COMFORT INC | Retrofit | Cool | El Dorado | 95614 | Host Customer is System Owner | 2 |  | 2000007A | ACR Solar International | Skyline System 5 | 200152C80EX | Indirect Forced Circulation (IF) | 40.1 |  | 20-01 | Glycol | Advanced Controller with a Vacation or Holiday Mode | Solar and Auxiliary Storage are the same Tank | 80 | 0.97 | 1 | 35 | Z12 | [18 empty] | El Dorado County | FALSE |  | 3.24 | 2011-01-06 |  |  |  | 2011-01-06 | 2011-01-07 | 5030 | 7973 | Up-front Payment
SCG-000345 | Single Family Residential | Domestic Hot Water | Gas | Southern California Gas Company | Incentive:Paid | 1538 | 12.82 |  | 1 | 120 |  | 120 |  | 2011-01-07 12:18 | 2011-04-19 | GERALD MOORE | Retrofit | Los Angeles | Los Angeles | 90032 | Host Customer is System Owner | 4 |  | 2001028A | SunEarth, Inc. | Cascade | EPRD-40-80-2G | Indirect Forced Circulation (IF) | 40.9 |  | EP-40 | Automatic Drainback |  | Solar Storage and Auxiliary Tanks are separate | 80 | 1 | 1 | 55 | Z09 | [18 empty] | Los Angeles CA - Los Angeles Building and Safety | FALSE | 50.62 |  | 2011-01-06 |  |  |  | 2011-01-07 | 2011-04-19 | 4834 | 6075 | Up-front Payment
PGE-000346 | Single Family Residential | Domestic Hot Water | Electric | Pacific Gas and Electric | Incentive:Paid | 944 |  | 0.37 | 1 |  | 2685 |  | 2551 | 2011-01-09 16:14 | 2011-02-22 | UNDER THE SUN SOLAR | Retrofit | Sonora | Tuolumne | 95370 | Host Customer is System Owner | 4 |  | 2006023B | Solene | Solene/Corona DC Closed Loop | SLCO40DC-80HE | Indirect Forced Circulation (IF) | 38.9 |  | SLCO-40 | Glycol | Advanced Controller with a Vacation or Holiday Mode | Solar and Auxiliary Storage are the same Tank | 80 | 1 | 0.95 | 55 | Z12 | [18 empty] | City of Sonora | FALSE |  | 1.28 | 2011-01-09 | 2011-01-13 |  |  | 2011-01-09 | 2011-02-22 | 4986 | 3434.4 | Up-front Payment
PGE-000347 | Commercial/Multifamily Residential | Domestic Hot Water | Gas | Pacific Gas and Electric | Incentive:Paid | 6051 | 12.82 |  | 1 | 472 |  | 472 |  | 2011-01-19 17:28 | 2011-02-03 | SUN LIGHT & POWER | Retrofit | Oakland | Alameda | 94621 | Host Customer is System Owner | [7 empty] | 160.6 |  |  | Glycol | Advanced Controller with a Vacation or Holiday Mode | Solar and Auxiliary Storage are the same Tank |  |  |  | 252 | Z03 | 6 | Units | Apartments/Condos | 2007027D | 4 | 1 | 240 | 1 | 240 | 1 | 420000 | TRUE | 140 | 130 |  |  |  |  | Oakland | FALSE | 20.87 |  | 2011-01-10 | 2011-01-26 | 2011-01-19 | 2011-02-03 | 2011-02-15 | 2011-02-17 | 4993 | 9850.66 | Up-front Payment
PGE-000349 | Commercial/Multifamily Residential | Domestic Hot Water | Gas | Pacific Gas and Electric | Incentive:Paid | 3038 | 12.82 |  | 1 | 237 |  | 225 |  | 2011-01-19 17:26 | 2011-02-03 | SUN LIGHT & POWER | Retrofit | Oakland | Alameda | 94621 | Host Customer is System Owner | [7 empty] | 80.3 |  |  | Glycol | Advanced Controller with a Vacation or Holiday Mode | Solar and Auxiliary Storage are the same Tank |  | 1 | 0.95 | 126 | Z03 | 3 | Units | Apartments/Condos | 2007027D | 2 | 1 | 120 | 1 | 120 | 1 | 280000 | TRUE | 140 | 130 |  |  |  |  | Oakland | FALSE | 20.78 |  | 2011-01-10 | 2011-01-26 | 2011-01-19 | 2011-02-03 | 2011-02-15 | 2011-02-17 | 4993 | 4925.83 | Up-front Payment
PGE-000350 | Commercial/Multifamily Residential | Domestic Hot Water | Gas | Pacific Gas and Electric | Incentive:Paid | 6102 | 12.82 |  | 1 | 476 |  | 452 |  | 2011-01-19 17:24 | 2011-02-03 | SUN LIGHT & POWER | Retrofit | Oakland | Alameda | 94621 | Host Customer is System Owner | [7 empty] | 160.6 |  |  | Glycol | Advanced Controller with a Vacation or Holiday Mode | Solar and Auxiliary Storage are the same Tank |  | 1 | 0.95 | 252 | Z03 | 6 | Units | Apartments/Condos | 2007027D | 4 | 1 | 240 | 1 | 240 | 1 | 420000 | TRUE | 140 | 130 |  |  |  |  | Oakland | FALSE | 20.69 |  | 2011-01-10 | 2011-01-26 | 2011-01-19 | 2011-02-03 | 2011-02-15 | 2011-02-17 | 4993 | 9850.66 | Up-front Payment
PGE-000351 | Commercial/Multifamily Residential | Domestic Hot Water | Gas | Pacific Gas and Electric | Incentive:Paid | 48344 | 12.82 |  | 1 | 3771 |  | 3771 |  | 2011-01-19 17:21 | 2011-02-04 | SUN LIGHT & POWER | Retrofit | Oakland | Alameda | 94621 | Host Customer is System Owner | [7 empty] | 1284.8 | 40.15 |  | Glycol | Advanced Controller with a Vacation or Holiday Mode | Solar Storage and Auxiliary Tanks are separate |  | 1 | 1 | 2280 | Z03 | 60 | Units | Apartments/Condos | 2007027D | 32 | 1 | 2080 | 2 | 440 | 1 | 1600000 | TRUE | 140 | 130 |  |  |  |  | Oakland | FALSE | 20.9 |  | 2011-01-10 | 2011-05-09 | 2011-01-19 |  | 2011-03-29 | 2011-05-12 | 4881 | 78798.33 | Up-front Payment
PGE-000352 | Commercial/Multifamily Residential | Domestic Hot Water | Gas | Pacific Gas and Electric | Incentive:Paid | 15014 | 12.82 |  | 1 | 1183 |  | 1113 |  | 2011-03-08 16:21 | 2011-03-16 | SUN LIGHT & POWER | Retrofit | San Leandro | Alameda | 94577 | Host Customer is System Owner | [7 empty] | 321.2 | 40.15 |  | Glycol | Advanced Controller with a Vacation or Holiday Mode | Solar Storage and Auxiliary Tanks are separate |  | 0.99 | 0.95 | 1000 | Z03 | 25 | Units | Apartments/Condos | 2007027D | 8 | 1 | 480 | 1 | 620 | 1 | 150000 | TRUE | 120 | 120 |  |  |  |  | City of San Leandro | FALSE | 52.24 |  | 2011-01-10 |  | 2011-03-08 | 2011-03-16 | 2011-06-30 | 2011-07-01 | 4855 | 61797 | Up-front Payment
PGE-000354 | Single Family Residential | Domestic Hot Water | Electric | Pacific Gas and Electric | Incentive:Paid | 669 |  | 0.37 | 1 |  | 2355 |  | 1809 | 2011-01-12 14:07 | 2011-02-01 | FORSBERG CONSTRUCTION INC | Retrofit | El Dorado Hills | El Dorado | 95762 | Host Customer is System Owner | 3 |  | 2010110A | VELUX America Inc. | VELUX | CLI-U12 SD0 (W/L/F/P) 118 EL B/U | Indirect Forced Circulation (IF) | 27.1 |  | CLI U12 4000 |  |  | Solar and Auxiliary Storage are the same Tank | 60 | 0.96 | 0.8 | 45 | Z12 | [18 empty] | El Dorado County | FALSE |  | 2.97 | 2011-01-12 | 2011-01-13 |  |  | 2011-01-12 | 2011-02-01 | 5009 | 7000 | Up-front Payment
PGE-000355 | Single Family Residential | Domestic Hot Water | Electric | Pacific Gas and Electric | Incentive:Paid | 909 |  | 0.37 | 1 |  | 2458 |  | 2458 | 2011-01-17 10:03 | 2011-01-20 | ACR SOLAR INTERNATIONAL CORP | Retrofit | Camino | El Dorado | 95726 | Host Customer is System Owner | 4 |  | 2000007A | ACR Solar International | Skyline System 5 | 200152C80EX | Indirect Forced Circulation (IF) | 40.1 |  | 20-01 | Glycol | Other | Solar and Auxiliary Storage are the same Tank | 80 | 1 | 1 | 55 | Z12 | [18 empty] | El Dorado | FALSE |  | 3.05 | 2011-01-13 | 2011-01-19 |  |  | 2011-01-17 | 2011-01-20 | 5015 | 7495 | Up-front Payment
PGE-000356 | Commercial/Multifamily Residential | Domestic Hot Water | Gas | Pacific Gas and Electric | Incentive:Paid | 22717 | 12.82 |  | 1 | 1772 |  | 1772 |  | 2011-02-04 15:45 | 2011-02-11 | OXYPOWER INC | Retrofit | San Francisco | San Francisco | 94109 | Host Customer is System Owner | [7 empty] | 482.04 | 40.17 |  | Glycol |  | Solar Storage and Auxiliary Tanks are separate |  | 1 | 1 | 1680 | Z03 | 42 | Units | Apartments/Condos | 2010115A | 12 | 1 | 720 | 6 | 238 | 2 | 247200 | TRUE | 130 | 120 |  |  |  | Heliodyne - Delta-T Pro WiFi | City and County of San Francisco, California | FALSE | 27.01 |  | 2011-01-14 | 2012-02-01 | 2011-02-04 |  | 2012-01-31 | 2012-02-14 | 4629 | 47869 | Up-front Payment
PGE-000357 | Commercial/Multifamily Residential | Domestic Hot Water | Gas | Pacific Gas and Electric | Incentive:Paid | 16140 | 12.82 |  | 1 | 1259 |  | 1196 |  | 2011-04-26 15:57 | 2011-04-29 | SUN LIGHT & POWER | Retrofit | Oakland | Alameda | 94611 | Host Customer is System Owner | [7 empty] | 321.2 | 40.15 |  | Glycol | Advanced Controller with a Vacation or Holiday Mode | Solar Storage and Auxiliary Tanks are separate |  | 1 | 0.95 | 1360 | Z03 | 34 | Units | Apartments/Condos | 2007027D | 8 | 1 | 480 | 1 | 200 | 1 | 180000 | TRUE | 129 | 118 |  |  |  |  | City of Oakland | FALSE | 44.31 |  | 2011-01-18 |  | 2011-04-26 | 2011-04-29 | 2011-05-23 | 2011-05-25 | 4897 | 55790 | Up-front Payment
PGE-000358 | Commercial/Multifamily Residential | Domestic Hot Water | Gas | Pacific Gas and Electric | Incentive:Paid | 9756 | 12.82 |  | 1 | 761 |  | 761 |  | 2011-03-08 11:07 | 2011-03-15 | OXYPOWER INC | Retrofit | San Francisco | San Francisco | 94115 | Host Customer is System Owner | [7 empty] | 200.75 | 40.15 |  | Glycol | Pressure Stagnation Protection (PSP) | Solar Storage and Auxiliary Tanks are separate |  | 1 | 1 | 714 | Z03 | 17 | Units | Apartments/Condos | 2010115A | 5 | 1 | 360 | 3 | 120 | 1 | 200000 | TRUE | 130 | 120 |  |  |  |  | City and County of San Francisco, California | FALSE | 24.93 |  | 2011-01-18 |  | 2011-03-08 | 2011-03-15 | 2011-10-19 | 2011-10-20 | 4750 | 18969 | Up-front Payment
SDG-000364 | Commercial/Multifamily Residential | Domestic Hot Water | Gas | San Diego Gas and Electric | Incentive:Paid | 102342 | 12.82 |  | 1 | 7983 |  | 7983 |  | 2011-04-11 14:25 | 2011-05-20 | ADROIT ENERGY INC | Retrofit | San Diego | San Diego | 92109 | Host Customer is System Owner | [7 empty] | 3115.2 | 25.96 |  | Glycol | Advanced Controller with a Vacation or Holiday Mode | Solar Storage and Auxiliary Tanks are separate |  | 1 | 1 | 6512 | Z07 | 176 | Units | Apartments/Condos | 2007005A | 120 | 1 | 4570 | 2 | 238 | 2 | 1596000 | TRUE | 120 | 120 |  | SunReports - SR1100-ONI-F1100 | SunReports, Inc | SunReports - SR1100-ONI-F1100 | San Diego | FALSE | 41 |  | 2011-01-21 | 2011-04-18 | 2011-04-11 |  | 2011-06-30 | 2011-07-05 | 4849 | 327272 | Up-front Payment
SCG-000365 | Commercial/Multifamily Residential | Domestic Hot Water | Gas | Southern California Gas Company | Incentive:Paid | 39319 | 12.82 |  | 1 | 3067 |  | 3067 |  | 2011-07-14 08:56 | 2011-08-26 | Self Installer | Retrofit | Santa Barbara | Santa Barbara | 93105 | Host Customer is System Owner | [7 empty] | 1071 | 21.42 |  | Drainback |  | Solar Storage and Auxiliary Tanks are separate |  | 1 | 1 | 1520 | Z05 | 38 | Units | Apartments/Condos | 2010046A | 50 | 1 | 3615 | 3 | 200 | 2 | 398000 | TRUE | 120 | 120 |  |  | SunReports, Inc | SunReports - SR1100GVFS20-400 | City of Santa Barbara | FALSE | 30.11 |  | 2011-01-21 |  | 2011-07-14 | 2011-08-26 | 2012-07-03 | 2012-07-06 | 4475 | 92353.31 | Up-front Payment
SDG-000369 | Single Family Residential | Domestic Hot Water | Gas | San Diego Gas and Electric | Incentive:Paid | 1295 | 12.82 |  | 1 | 101 |  | 101 |  | 2011-02-22 15:54 | 2011-03-23 | 411 GREENWAVE CORP | Retrofit | San Diego | San Diego | 92126 | Host Customer is System Owner | 2 |  | 2005006C | Butler Sun Solutions | Solar Butler | BSS-PV1-50Ga | Indirect Forced Circulation (IF) | 32.8 |  | EC-32 | Glycol | Heat Dump Radiator | Solar and Auxiliary Storage are the same Tank | 50 | 1 | 1 | 35 | Z07 | [18 empty] | city of san diego | FALSE | 65.84 |  | 2011-01-26 | 2011-02-28 |  |  | 2011-02-22 | 2011-03-23 | 4940 | 6650.01 | Up-front Payment
SCG-000372 | Commercial/Multifamily Residential | Domestic Hot Water | Gas | Southern California Gas Company | Incentive:Paid | 11756 | 12.82 |  | 1 | 917 |  | 917 |  | 2011-12-08 12:59 | 2011-12-13 | ALL VALLEY SOLAR INC | Retrofit | N. Hollywood | Los Angeles | 91602 | Host Customer is System Owner | [7 empty] | 368.1 | 40.9 |  | Drainback |  | Solar Storage and Auxiliary Tanks are separate |  | 1 | 1 | 480 | Z09 | 12 | Units | Apartments/Condos | 2007032A | 9 | 1 | 525 | 1 | 119 | 1 | 254000 | TRUE | 120 | 120 |  |  |  |  | City of LA Building and Safety | FALSE | 45.6 |  | 2011-01-27 |  | 2011-12-08 | 2011-12-13 | 2012-01-13 | 2011-12-13 | 4635 | 41811 | Up-front Payment
PGE-000375 | Single Family Residential | Domestic Hot Water | Electric | Pacific Gas and Electric | Incentive:Paid | 847 |  | 0.37 | 1 |  | 2290 |  | 2290 | 2011-05-09 11:37 | 2011-05-20 | SUN LIGHT & POWER | Retrofit | SAN RAFAEL | Marin | 94903 | Host Customer is System Owner | 2 |  | 2001011E | Solahart Industries | SOLAHART | 302KF & 302KF Free Heat | Indirect Thermosyphon (IT) | 42.7 |  | Kf |  |  | Solar and Auxiliary Storage are the same Tank | 80 | 1 | 1 | 35 | Z02 | [18 empty] | County of Marin | FALSE |  | 5.22 | 2011-01-28 | 2011-05-13 |  |  | 2011-05-09 | 2011-05-20 | 4903 | 11962 | Up-front Payment
SCG-000376 | Single Family Residential | Domestic Hot Water | Gas | Southern California Gas Company | Incentive:Paid | 1364 | 12.82 |  | 1 | 112 |  | 106 |  | 2011-01-28 13:33 | 2011-02-22 | GERALD MOORE | Retrofit | Redondo Beach | Los Angeles | 90277 | Host Customer is System Owner | 2 |  | 2001028A | SunEarth, Inc. | Cascade | EPRD-40-80-2G | Indirect Forced Circulation (IF) | 40.9 |  | EP-40 | Automatic Drainback |  | Solar Storage and Auxiliary Tanks are separate | 80 | 1 | 0.95 | 35 | Z06 | [18 empty] | City of Torrance | FALSE | 63.39 |  | 2011-01-28 |  |  |  | 2011-01-28 | 2011-02-22 | 4938 | 7100 | Up-front Payment
SCG-000377 | Single Family Residential | Domestic Hot Water | Gas | Southern California Gas Company | Incentive:Paid | 1705 | 12.82 |  | 1 | 133 |  | 133 |  | 2011-03-28 12:58 | 2011-04-25 | GERALD MOORE | Retrofit | Los Angeles | Los Angeles | 90046 | Host Customer is System Owner | 5 |  | 2001028E | SunEarth, Inc. | Cascade | EPRD-48-80-2G | Indirect Forced Circulation (IF) | 49.3 |  | EP-24 | Automatic Drainback |  | Solar Storage and Auxiliary Tanks are separate | 80 | 1 | 1 | 65 | Z09 | [18 empty] | LA Department of Building and Safety | FALSE | 50.94 |  | 2011-01-31 |  |  |  | 2011-03-28 | 2011-04-25 | 4834 | 6775 | Up-front Payment
SCE-000381 | Single Family Residential | Domestic Hot Water | Electric | Southern California Edison | Incentive:Paid | 1033 |  | 0.37 | 1 |  | 2793 |  | 2793 | 2011-02-15 16:39 | 2011-03-11 | SUNBELT SOLAR CORPORATION | Retrofit | Loma Linda | San Bernardino | 92354 | Host Customer is System Owner | 3 |  | 2001026A | SunEarth, Inc. | Cascade | EPRD-40-80 | Indirect Forced Circulation (IF) | 40.9 |  | EP-40 | Automatic Drainback |  | Solar and Auxiliary Storage are the same Tank | 80 | 1 | 1 | 45 | Z10 | [18 empty] | City of Loma Linda | FALSE |  | 2.15 | 2011-02-01 |  |  |  | 2011-02-15 | 2011-03-11 | 4954 | 6000 | Up-front Payment
SDG-000383 | Single Family Residential | Domestic Hot Water | Electric | San Diego Gas and Electric | Incentive:Paid | 928 |  | 0.37 | 1 |  | 2508 |  | 2508 | 2011-03-04 08:42 | 2011-03-23 | SOLAR SERVICES OF SAN DIEGO INC | Retrofit | alpine | San Diego | 91901 | Host Customer is System Owner | 5 |  | 2001010C | Solahart Industries | SOLAHART | 302J & 302J Free Heat | Indirect Thermosyphon (IT) | 42.7 |  | J | Glycol | HartStat, or equivalent | Solar and Auxiliary Storage are the same Tank | 80 | 1 | 1 | 65 | Z10 | [18 empty] | san diego county | FALSE |  | 3.13 | 2011-02-03 | 2011-03-14 |  |  | 2011-03-04 | 2011-03-23 | 4940 | 7850 | Up-front Payment
SCE-000384 | Single Family Residential | Domestic Hot Water | Electric | Southern California Edison | Incentive:Paid | 1167 |  | 0.37 | 1 |  | 3155 |  | 3155 | 2011-03-17 11:32 | 2011-04-05 | ADVANCED CONSERVATION SYSTEMS INC | Retrofit | Rosamond | Kern | 93560 | Host Customer is System Owner | 6 |  | 2001026G | SunEarth, Inc. | Cascade | EPRD-64-80 | Indirect Forced Circulation (IF) | 65.7 |  | EP-32 |  |  | Solar and Auxiliary Storage are the same Tank | 80 | 1 | 1 | 75 | Z14 | [18 empty] | City of Kern | FALSE |  | 2.63 | 2011-02-03 | 2011-03-22 |  |  | 2011-03-17 | 2011-04-05 | 4937 | 8287.5 | Up-front Payment
PGE-000385 | Single Family Residential | Domestic Hot Water | Gas | Pacific Gas and Electric | Incentive:Paid | 1508 | 12.82 |  | 1 | 147 |  | 118 |  | 2011-02-09 13:08 | 2011-03-31 | BUCKLEY'S HEAT & AIR INC | Retrofit | ORANGEVALE | Sacramento | 95662 | Host Customer is System Owner | 6 |  | 2010059D | Fafco, Inc. | 500 Series | AC-24UX4-TG-50S | Indirect Forced Circulation (IF) | 97.6 |  | 8840 | Glycol | Advanced Controller with a Thermal Cycling Function | Solar Storage with Tankless Auxiliary Water Heater | 50 | 1 | 0.8 | 75 | Z12 | [18 empty] | SACRAMENTO COUNTY | FALSE | 47.28 |  | 2011-02-04 | 2011-02-14 |  |  | 2011-02-09 | 2011-03-31 | 4951 | 6950 | Up-front Payment
PGE-000387 | Commercial/Multifamily Residential | Domestic Hot Water | Gas | Pacific Gas and Electric | Incentive:Paid | 7230 | 12.82 |  | 1 | 564 |  | 564 |  | 2011-03-03 14:06 | 2011-03-15 | OXYPOWER INC | Retrofit | San Francisco | San Francisco | 94115 | Host Customer is System Owner | [7 empty] | 193.38 | 32.23 |  | Glycol | Pressure Stagnation Protection (PSP) | Solar Storage and Auxiliary Tanks are separate |  | 1 | 1 | 336 | Z03 | 8 | Units | Apartments/Condos | 2007027C | 6 | 1 | 360 | 3 | 113 | 1 | 216000 | TRUE | 130 | 120 |  |  |  |  | San Francisco, San Francisco, CA | FALSE | 48.61 |  | 2011-02-07 | 2011-03-04 | 2011-03-03 | 2011-03-15 | 2011-09-20 | 2011-11-02 | 4727 | 27414 | Up-front Payment
PGE-000390 | Commercial/Multifamily Residential | Domestic Hot Water | Gas | Pacific Gas and Electric | Incentive:Canceled | 26517 | 14.53 |  | 1 | 1921 |  | 1825 |  | 2011-06-14 16:33 | 2011-07-15 | SUN LIGHT & POWER | Retrofit | Oakland | Alameda | 94612 | Host Customer is System Owner | [7 empty] | 481.8 |  |  | Glycol | Advanced Controller with a Vacation or Holiday Mode | Solar Storage and Auxiliary Tanks are separate |  | 0.95 | 1 | 1880 | Z03 | 47 | Units | Apartments/Condos | 2007027D | 12 | 1 | 720 | 2 | 200 | 2 | 400000 | TRUE | 120 | 120 | [5 empty] | FALSE | 43.41 |  | 2011-05-26 | 2011-06-21 | 2011-06-14 |  |  |  | 4852 | 83396 | Up-front Payment
PGE-000393 | Commercial/Multifamily Residential | Domestic Hot Water | Gas | Pacific Gas and Electric | Reservation:Canceled | 17785 | 17.16 |  | 2 | 1224 |  | 1224 |  |  |  | OXYPOWER INC | Retrofit | Oakland | Alameda | 94609 | Host Customer is System Owner | [7 empty] | 401.5 |  |  | Glycol | Pressure Stagnation Protection (PSP) | Solar Storage and Auxiliary Tanks are separate |  | 1 | 1 | 1360 | Z03 | 34 | Units | Apartments/Condos | 2007027D | 10 | 5 | 720 | 6 | 220 | 2 | 270000 | TRUE | 170 | 140 | [5 empty] | FALSE | 34.88 |  | 2011-02-11 | [5 empty] | 5002 | 42690 | Up-front Payment
PGE-000394 | Commercial/Multifamily Residential | Domestic Hot Water | Gas | Pacific Gas and Electric | Incentive:Paid | 47716 | 12.82 |  | 1 | 3722 |  | 3722 |  | 2011-02-15 11:12 | 2011-02-24 | SUNWATER SOLAR INC | Retrofit | San Francisco | San Francisco | 94109 | Host Customer is System Owner | [7 empty] | 1160 | 29 |  | Glycol |  | Solar Storage and Auxiliary Tanks are separate |  | 1 | 1 | 2394 | Z03 | 63 | Units | Apartments/Condos | 2009017A | 40 | 1 | 1200 | 2 | 348 | 4 | 100000 | TRUE | 120 | 120 |  |  |  | SunReports - SR1000GVFS5-100 | City and county of San Francisco | FALSE | 37.59 |  | 2011-02-14 | 2011-03-18 | 2011-02-15 |  | 2011-03-11 | 2011-03-18 | 4961 | 139909 | Up-front Payment
PGE-000395 | Commercial/Multifamily Residential | Domestic Hot Water | Gas | Pacific Gas and Electric | Incentive:Paid | 10859 | 12.82 |  | 1 | 847 |  | 847 |  | 2011-02-23 10:37 | 2011-03-03 | SUNWATER SOLAR INC | Retrofit | San Francisco | San Francisco | 94118 | Host Customer is System Owner | [7 empty] | 289.5 |  |  | Glycol | Advanced Controller with a Vacation or Holiday Mode | Solar Storage and Auxiliary Tanks are separate |  | 1 | 1 | 504 | Z03 | 12 | Units | Apartments/Condos | 2009017A | 10 | 1 | 345 | 3 | 65 | 1 | 100000 | TRUE | 120 | 120 |  |  |  |  | City & County of San Francisco | FALSE | 49.72 |  | 2011-02-14 |  | 2011-02-23 | 2011-03-03 | 2011-03-04 | 2011-03-07 | 4979 | 42112 | Up-front Payment
PGE-000397 | Commercial/Multifamily Residential | Domestic Hot Water | Gas | Pacific Gas and Electric | Incentive:Paid | 19038 | 12.82 |  | 1 | 1485 |  | 1485 |  | 2011-02-16 09:35 | 2011-02-24 | OXYPOWER INC | Retrofit | OAKLAND | Alameda | 94609 | Host Customer is System Owner | [7 empty] | 401.2 | 40.12 |  | Glycol | Pressure Stagnation Protection (PSP) | Solar Storage and Auxiliary Tanks are separate |  | 1 | 1 | 1360 | Z03 | 34 | Units | Apartments/Condos | 1981085D | 10 | 1 | 720 | 6 | 220 | 2 | 216000 | TRUE | 140 | 140 |  |  |  |  | Oakland, Alameda, CA | FALSE | 28.75 |  | 2011-02-15 |  | 2011-02-16 | 2011-02-24 | 2011-05-02 | 2011-05-09 | 4913 | 42690 | Up-front Payment
PGE-000398 | Single Family Residential | Domestic Hot Water | Gas | Pacific Gas and Electric | Incentive:Paid | 992 | 12.82 |  | 1 | 91 |  | 68 |  | 2011-02-17 15:12 | 2011-04-09 | SOLENERGY INTERNATIONAL | Retrofit | SUNNYVALE | Santa Clara | 94087 | Host Customer is System Owner | 5 |  | 2001002C | SunEarth, Inc. | CopperHeart | CP-40G | Direct Integral Collector Storage (DI) | 24.9 |  | (No Model Number) |  |  | Solar and Auxiliary Storage are the same Tank | 40 | 1 | 0.75 | 65 | Z04 | [18 empty] | City of Sunnycale, Sunnyvale, CA | FALSE | 84.04 |  | 2011-02-16 | 2011-02-23 |  |  | 2011-02-17 | 2011-04-09 | 4944 | 7648 | Up-front Payment
SCE-000400 | Single Family Residential | Domestic Hot Water | Electric | Southern California Edison | Incentive:Paid | 1078 |  | 0.37 | 1 |  | 3427 |  | 2913 | 2011-04-26 07:59 | 2011-05-27 | SIERRA SOLAR INC | Retrofit | Bishop | Mono | 93514 | Host Customer is System Owner | 4 |  | 1993001H | SunEarth, Inc. | SolaRay | TE64C-80-1 | Indirect Forced Circulation (IF) | 65.7 |  | EC-32 |  |  | Solar and Auxiliary Storage are the same Tank | 80 | 1 | 0.85 | 55 | Z16 | [18 empty] | Mono County | FALSE |  | 2.91 | 2011-02-16 | 2011-04-26 |  |  | 2011-04-26 | 2011-05-27 | 4883 | 9967.13 | Up-front Payment
SCG-000401 | Commercial/Multifamily Residential | Domestic Hot Water | Gas | Southern California Gas Company | Incentive:Paid | 4884 | 12.82 |  | 1 | 381 |  | 381 |  | 2011-04-20 15:40 | 2011-05-11 | ADVANCED CONSERVATION SYSTEMS INC | Retrofit | Palmdale | Los Angeles | 93551 | Host Customer is System Owner | [7 empty] | 122.7 |  |  | Drainback |  | Solar Storage and Auxiliary Tanks are separate |  | 1 | 1 | 782 | Z14 | 1025 | Students | Junior High Schools (10 month operation) | 2007032A | 3 | 1 | 120 | 1 | 120 | 1 | 175100 | TRUE | 120 | 120 |  |  |  |  | WSUD | FALSE | 61.65 |  | 2011-02-17 |  | 2011-04-20 | 2011-05-11 | 2011-05-13 | 2011-06-08 | 4814 | 23490 | Up-front Payment
SDG-000402 | Single Family Residential | Domestic Hot Water | Gas | San Diego Gas and Electric | Incentive:Paid | 1875 | 12.82 |  | 1 | 165 |  | 165 |  | 2011-07-28 07:23 | 2011-08-09 | ELYSIAN CONTRACTORS INC | Retrofit | Encinitas | San Diego | 92024 | Host Customer is System Owner | 2 |  | 2008024F | SunEarth, Inc. | SolaRay | TE40P-80-TLG | Indirect Forced Circulation (IF) | 40.9 |  | EP-40 |  |  | Solar Storage with Tankless Auxiliary Water Heater | 80 | 1 | 1 | 35 | Z10 | [18 empty] | City of Encinitas | FALSE | 76.91 |  | 2011-02-17 |  |  |  | 2011-07-28 | 2011-08-09 | 4807 | 12689.41 | Up-front Payment
PGE-000403 | Commercial/Multifamily Residential | Domestic Hot Water | Gas | Pacific Gas and Electric | Incentive:Paid | 83830 | 12.82 |  | 1 | 6539 |  | 6539 |  | 2011-03-22 10:17 | 2011-04-27 | SUN LIGHT & POWER | Retrofit | San Jose | Santa Clara | 95111 | Host Customer is System Owner | [7 empty] | 1606 | 40.15 |  | Glycol | Pressure Stagnation Protection (PSP) | Solar Storage and Auxiliary Tanks are separate |  | 1 | 1 | 7363 | Z04 | 199 | Units | Apartments/Condos | 2007027D | 40 | 1 | 2400 | 1 | 800 | 1 | 2500000 | TRUE | 120 | 120 |  |  |  |  | City of San Jose | FALSE | 27.06 |  | 2011-02-21 | 2011-03-29 | 2011-03-22 |  | 2011-10-14 | 2011-10-20 | 4750 | 176967 | Up-front Payment
SDG-000404 | Commercial/Multifamily Residential | Domestic Hot Water | Gas | San Diego Gas and Electric | Incentive:Paid | 18130 | 12.82 |  | 1 | 4085 |  | 4085 |  | 2011-03-09 13:54 | 2011-03-16 | D B G PLUMBING INC | Retrofit | Carlsbad | San Diego | 92008 | Host Customer is System Owner | [7 empty] | 1606 | 40.15 |  | Glycol | Pressure Stagnation Protection (PSP) | Solar and Auxiliary Storage are the same Tank |  | 1 | 1 | 2964 | Z07 | 78 | Units | Apartments/Condos | 2007027D | 40 | 1 | 2008 | 3 | 0 | 0 | 6000000 | TRUE | 120 | 120 |  |  |  |  | Carlsbad, California | FALSE | 32.75 |  | 2011-02-22 | 2011-03-14 | 2011-03-09 |  | 2011-04-04 | 2011-04-05 | 4939 | 133770.15 | Up-front Payment
SDG-000405 | Commercial/Multifamily Residential | Domestic Hot Water | Gas | San Diego Gas and Electric | Incentive:Paid | 31759 | 12.82 |  | 1 | 4614 |  | 4614 |  | 2011-03-09 13:53 | 2011-03-16 | D B G PLUMBING INC | New Construction | San Diego | San Diego | 92115 | Host Customer is System Owner | [7 empty] | 1284.8 | 40.15 |  | Glycol | Pressure Stagnation Protection (PSP) | Solar Storage and Auxiliary Tanks are separate |  | 1 | 1 | 3344 | Z07 | 88 | Units | Apartments/Condos | 2007027D | 32 | 1 | 1950 | 1 | 500 | 2 | 500000 | TRUE | 120 | 120 |  |  |  |  | San Diego, California | FALSE | 34.14 |  | 2011-02-22 | 2011-03-14 | 2011-03-09 |  | 2011-04-04 | 2011-04-05 | 4939 | 157500.5 | Up-front Payment
SDG-000406 | Single Family Residential | Domestic Hot Water | Electric | San Diego Gas and Electric | Incentive:Paid | 966 |  | 0.37 | 1 |  | 2663 |  | 2610 | 2011-05-31 18:56 | 2011-06-21 | PRECISION SOLAR INC | Retrofit | Pacific Beach | San Diego | 92109 | Host Customer is System Owner | 2 |  | 2009031H | SunEarth, Inc. | SolaRay | TE40P-80N-1 | Indirect Forced Circulation (IF) | 40.9 |  | EP-40 |  |  | Solar and Auxiliary Storage are the same Tank | 80 | 0.98 | 1 | 35 | Z07 | [18 empty] | City of San Diego | FALSE |  | 1.74 | 2011-02-23 | 2011-06-02 |  |  | 2011-05-31 | 2011-06-21 | 4860 | 4646 | Up-front Payment
PGE-000407 | Commercial/Multifamily Residential | Domestic Hot Water | Gas | Pacific Gas and Electric | Incentive:Paid | 69716 | 12.82 |  | 1 | 5493 |  | 5438 |  | 2011-03-28 12:47 | 2011-04-14 | SUN LIGHT & POWER | Retrofit | San Francisco | San Francisco | 94124 | Host Customer is System Owner | [7 empty] | 1445.4 | 40.15 |  | Glycol | Pressure Stagnation Protection (PSP) | Solar Storage and Auxiliary Tanks are separate |  | 0.99 | 1 | 4292 | Z03 | 116 | Units | Apartments/Condos | 2007027D | 36 | 1 | 2150 | 1 | 320 | 1 | 798000 | TRUE | 125 | 120 |  |  |  |  | City and County of San Francisco | FALSE | 27.99 |  | 2011-02-24 | 2011-03-31 | 2011-03-28 |  | 2011-05-06 | 2011-07-01 | 4855 | 153722 | Up-front Payment
SCG-000408 | Single Family Residential | Domestic Hot Water | Gas | Southern California Gas Company | Incentive:Paid | 1169 | 12.82 |  | 1 | 96 |  | 91 |  | 2011-03-08 10:34 | 2011-06-02 | SOLARPONICS INC | Retrofit | Los Osos | San Luis Obispo | 93402 | Host Customer is System Owner | 2 |  | 2001019A | ACR Solar International | Skyline System 5 | 200152C80EX2TG | Indirect Forced Circulation (IF) | 40.1 |  | 20-01 |  |  | Solar Storage and Auxiliary Tanks are separate | 80 | 0.95 | 1 | 35 | Z05 | [18 empty] | San Luis Obispo County | FALSE | 62.79 |  | 2011-02-24 |  |  |  | 2011-03-08 | 2011-06-02 | 4834 | 6027.52 | Up-front Payment
SCG-000411 | Single Family Residential | Domestic Hot Water | Gas | Southern California Gas Company | Incentive:Paid | 1828 | 12.82 |  | 1 | 144 |  | 143 |  | 2011-03-25 22:03 | 2011-05-25 | Self Installer | Retrofit | Sierra Madre | Los Angeles | 91024 | Host Customer is System Owner | 3 |  | 2009036C | Heliodyne, Inc. | Heliopak | HPAK 016 2 408 G 120 ACD Z | Indirect Forced Circulation (IF) | 64.4 |  | 408 001 | Glycol | Advanced Controller with a Vacation or Holiday Mode | Solar Storage and Auxiliary Tanks are separate | 120 | 0.99 | 1 | 45 | Z09 | [18 empty] | City of Sierra Madre | FALSE | 49.37 |  | 2011-02-26 |  |  |  | 2011-03-25 | 2011-05-25 | 4834 | 7109.53 | Up-front Payment
PGE-000414 | Commercial/Multifamily Residential | Domestic Hot Water | Gas | Pacific Gas and Electric | Incentive:Paid | 26513 | 12.82 |  | 1 | 2089 |  | 2068 |  | 2011-03-31 08:36 | 2011-04-01 | SUN LIGHT & POWER | New Construction | SAN FRANCISCO | San Francisco | 94115 | Host Customer is System Owner | [7 empty] | 562.1 | 40.15 |  | Glycol |  | Solar Storage and Auxiliary Tanks are separate |  | 0.99 | 1 | 1280 | Z03 | 32 | Units | Apartments/Condos | 2007027D | 14 | 1 | 900 | 1 | 800 | 2 | 800000 | TRUE | 140 | 125 |  |  |  | Heliodyne - Delta-T Pro Ethernet | City and County of San Francisco | FALSE | 31.67 |  | 2011-03-03 |  | 2011-03-31 |  | 2012-06-21 | 2012-06-22 | 4499 | 66167 | Up-front Payment
PGE-000415 | Commercial/Multifamily Residential | Domestic Hot Water | Gas | Pacific Gas and Electric | Incentive:Paid | 9397 | 12.82 |  | 1 | 733 |  | 696 |  | 2011-03-08 09:45 | 2011-03-09 | LUMINALT ENERGY CORPORATION | Retrofit | Oakland | Alameda | 94610 | Host Customer is System Owner | [7 empty] | 231.6 | 28.95 |  | Glycol | Heat Dump Radiator | Solar Storage and Auxiliary Tanks are separate |  | 1 | 0.95 | 500 | Z03 | 12 | Units | Apartments/Condos | 2009017A | 8 | 1 | 360 | 3 | 100 | 1 | 250000 | TRUE | 120 | 120 |  |  |  |  | City of Oakland | FALSE | 55.15 |  | 2011-03-04 | 2011-09-21 | 2011-03-08 | 2011-03-09 | 2011-09-14 | 2011-11-07 | 4713 | 40424 | Up-front Payment
PGE-000417 | Commercial/Multifamily Residential | Domestic Hot Water | Gas | Pacific Gas and Electric | Incentive:Paid | 39522 | 14.53 |  | 1 | 2720 |  | 2720 |  | 2011-03-07 13:59 | 2011-04-01 | SUN LIGHT & POWER | New Construction | SAN FRANCISCO | San Francisco | 94102 | Host Customer is System Owner | [7 empty] | 963.6 | 40.15 |  | Glycol |  | Solar Storage and Auxiliary Tanks are separate |  | 1 | 1 | 1404 | Z03 | 78 | Beds | Retirement/Nursing Homes | 2007027D | 24 | 1 | 1450 | 1 | 350 | 1 | 399900 | TRUE | 135 | 125 |  |  |  | Heliodyne - Delta-T Pro Ethernet | San Francisco | FALSE | 51.99 |  | 2011-03-04 | 2011-03-16 | 2011-03-07 |  | 2013-01-16 | 2013-01-17 | 4296 | 141405 | Up-front Payment
PGE-000418 | Commercial/Multifamily Residential | Domestic Hot Water | Gas | Pacific Gas and Electric | Incentive:Paid | 13242 | 12.82 |  | 1 | 1054 |  | 1033 |  | 2011-03-22 10:53 | 2011-03-25 | SUN LIGHT & POWER | Retrofit | SANTA CLARA | Santa Clara | 95051 | Host Customer is System Owner | [7 empty] | 240.9 | 40.15 |  | Glycol | Advanced Controller with a Vacation or Holiday Mode | Solar Storage and Auxiliary Tanks are separate |  | 0.98 | 1 | 1404 | Z03 | 78 | Beds | Retirement/Nursing Homes | 2007027D | 6 | 1 | 400 | 2 | 200 | 2 | 398000 | TRUE | 120 | 120 |  |  |  |  | Santa Clara | FALSE | 38.56 |  | 2011-03-04 | 2012-05-23 | 2011-03-22 | 2011-03-25 | 2012-04-27 | 2012-05-23 | 4513 | 40639 | Up-front Payment
PGE-000422 | Commercial/Multifamily Residential | Domestic Hot Water | Gas | Pacific Gas and Electric | Incentive:Paid | 98111 | 12.82 |  | 1 | 7653 |  | 7653 |  | 2011-03-10 14:27 | 2011-03-31 | SUN LIGHT & POWER | Retrofit | Colma | Contra Costa | 94014 | Host Customer is System Owner | [7 empty] | 2489.3 | 40.15 |  | Glycol | Advanced Controller with a Vacation or Holiday Mode | Solar Storage and Auxiliary Tanks are separate |  | 1 | 1 | 4403 | Z03 | 119 | Units | Apartments/Condos | 2007027D | 62 | 1 | 3800 | 1 | 585 | 1 | 435000 | TRUE | 130 | 120 |  |  |  |  | San Mateo | FALSE | 33.6 |  | 2011-03-07 | 2011-03-16 | 2011-03-10 |  | 2011-04-06 | 2011-04-28 | 4924 | 257163.35 | Up-front Payment
PGE-000423 | Single Family Residential | Domestic Hot Water | Gas | Pacific Gas and Electric | Incentive:Paid | 1363 | 12.82 |  | 1 | 160 |  | 122 |  | 2011-04-07 14:29 | 2011-04-13 | SUNWATER SOLAR INC | Retrofit | San Jose | Santa Clara | 95112 | Host Customer is System Owner | 4 |  | 2010004A | Schuco USA LLLP | Slimline Package | Slimline II-75G | Indirect Forced Circulation (IF) | 49.7 |  | V, LA, Plus | Glycol | Steam Back | Solar Storage and Auxiliary Tanks are separate | 75 | 0.9 | 0.85 | 55 | Z04 | [18 empty] | City of San Jose | FALSE | 65.36 |  | 2011-03-07 |  |  |  | 2011-04-07 | 2011-04-13 | 4940 | 10457 | Up-front Payment
PGE-000424 | Commercial/Multifamily Residential | Domestic Hot Water | Gas | Pacific Gas and Electric | Incentive:Canceled | 42903 | 14.53 |  | 1 | 3013 |  | 2953 |  | 2011-04-21 15:06 | 2011-05-18 | SUN LIGHT & POWER | New Construction | Oakland | Alameda | 94607 | Host Customer is System Owner | [7 empty] | 803 | 40.15 |  | Glycol | Advanced Controller with a Vacation or Holiday Mode | Solar Storage and Auxiliary Tanks are separate |  | 0.98 | 1 | 2660 | Z03 | 70 | Units | Apartments/Condos | 2007027D | 20 | 1 | 1225 | 1 | 400 | 1 | 600000 | TRUE | 120 | 120 | [5 empty] | FALSE | 43.15 |  | 2011-03-07 | 2011-04-29 | 2011-04-21 |  |  |  | 4910 | 130019 | Up-front Payment
PGE-000426 | Commercial/Multifamily Residential | Domestic Hot Water | Gas | Pacific Gas and Electric | Incentive:Paid | 64421 | 12.82 |  | 1 | 5025 |  | 5025 |  | 2011-03-08 17:08 | 2011-04-01 | SUN LIGHT & POWER | Retrofit | San Leandro | Alameda | 94578 | Host Customer is System Owner | [7 empty] | 1349.5 | 26.99 |  | Glycol | Advanced Controller with a Vacation or Holiday Mode | Solar Storage and Auxiliary Tanks are separate |  | 1 | 1 | 5291 | Z03 | 143 | Units | Apartments/Condos | 2010027A | 50 | 1 | 2150 | 1 | 300 | 3 | 1500000 | TRUE | 125 | 125 |  |  |  |  | City of San Leandro | FALSE | 30.31 |  | 2011-03-08 | 2011-03-14 | 2011-03-08 |  | 2012-01-18 |  | 4635 | 152302 | Up-front Payment
SCG-000427 | Single Family Residential | Domestic Hot Water | Gas | Southern California Gas Company | Incentive:Paid | 1875 | 12.82 |  | 1 | 156 |  | 156 |  | 2011-10-05 13:43 | 2011-10-14 | ALL VALLEY SOLAR INC | Retrofit | Altadena | Los Angeles | 91001 | Host Customer is System Owner | 3 |  | 2001028G | SunEarth, Inc. | Cascade | EPRD-64-80-2G | Indirect Forced Circulation (IF) | 65.7 |  | EP-32 | Automatic Drainback |  | Solar Storage and Auxiliary Tanks are separate | 80 | 1 | 1 | 45 | Z09 | [18 empty] | Los Angeles County | FALSE | 56.37 |  | 2011-03-08 |  |  |  | 2011-10-05 | 2011-10-14 | 4735 | 8794 | Up-front Payment
SCG-000428 | Commercial/Multifamily Residential | Domestic Hot Water | Gas | Southern California Gas Company | Incentive:Canceled | 14275 | 25 |  | 1 SCG | 571 |  | 571 |  | 2011-04-04 09:23 | 2011-04-04 | SUNLIGHT ENERGY SYSTEMS INC | Retrofit | GARDEN GROVE | Orange | 92841 | Host Customer is System Owner | [7 empty] | 204.5 | 40.9 |  | Drainback |  | Solar Storage and Auxiliary Tanks are separate |  | 1 | 1 | 252 | Z06 | 6 | Units | Apartments/Condos | 2007032A | 5 | 1 | 240 | 2 | 100 | 1 | 85000 | TRUE | 130 | 130 | [5 empty] | FALSE | 34.3 |  | 2011-03-08 |  | 2011-04-04 | 2011-04-04 |  |  | 4954 | 19586 | Up-front Payment
PGE-000429 | Single Family Residential | Domestic Hot Water | Electric | Pacific Gas and Electric | Incentive:Paid | 922 |  | 0.37 | 1 |  | 2493 |  | 2493 | 2011-03-11 10:19 | 2011-03-18 | AZTEC SOLAR INC | Retrofit | Jackson | Amador | 95642 | Host Customer is System Owner | 2 |  | 2001013C | Solahart Industries | SOLAHART | ASE 302J & ASE 302J Free Heat | Indirect Thermosyphon (IT) | 42.7 |  | J | Glycol | HartStat, or equivalent | Solar Storage and Auxiliary Tanks are separate | 80 | 1 | 1 | 35 | Z12 | [18 empty] | Amador County | FALSE |  | 2.9 | 2011-03-09 | 2011-03-16 |  |  | 2011-03-11 | 2011-03-18 | 4961 | 7225.23 | Up-front Payment
SDG-000430 | Single Family Residential | Domestic Hot Water | Gas | San Diego Gas and Electric | Incentive:Paid | 1423 | 12.82 |  | 1 | 111 |  | 111 |  | 2011-03-29 12:42 | 2011-03-29 | SOLAR SERVICES OF SAN DIEGO INC | Retrofit | san diego | San Diego | 92117 | Host Customer is System Owner | 4 |  | 2001016C | Solahart Industries | SOLAHART | ASG 302J & ASG 302J Free Heat | Indirect Thermosyphon (IT) | 42.7 |  | J | Glycol | HartStat, or equivalent | Solar and Auxiliary Storage are the same Tank | 80 | 1 | 1 | 55 | Z07 | [18 empty] | san diego | FALSE | 64.21 |  | 2011-03-10 |  |  |  | 2011-03-29 | 2011-03-29 | 4940 | 7127 | Up-front Payment
SDG-000431 | Commercial/Multifamily Residential | Domestic Hot Water | Gas | San Diego Gas and Electric | Incentive:Paid | 133700 | 12.82 |  | 1 | 9567 |  | 9567 |  | 2011-07-11 11:57 | 2011-07-19 | AZTEC SOLAR INC | New Construction | La Jolla | San Diego | 92037 | Host Customer is System Owner | [7 empty] | 3259.2 | 27.16 |  | Glycol | Advanced Controller with a Vacation or Holiday Mode | Solar Storage and Auxiliary Tanks are separate |  | 1 | 1 | 6123 | Z07 | 471 | Persons | Men's Dormitories | 2005019A | 120 | 1 | 6450 | 3 | 500 | 2 | 708333 | TRUE | 120 | 120 |  |  |  |  | The Regents of the University of California | FALSE | 79.11 |  | 2011-03-11 |  | 2011-07-11 | 2011-07-19 | 2011-07-25 | 2011-08-01 | 4780 | 756826 | Up-front Payment
SCG-000432 | Commercial/Multifamily Residential | Domestic Hot Water | Gas | Southern California Gas Company | Incentive:Canceled | 14275 | 25 |  | 1 SCG | 571 |  | 571 |  | 2011-07-21 14:51 | 2011-07-21 | SUNLIGHT ENERGY SYSTEMS INC | Retrofit | GARDEN GROVE | Orange | 92841 | Host Customer is System Owner | [7 empty] | 204.5 | 40.9 |  | Drainback |  | Solar Storage and Auxiliary Tanks are separate |  | 1 | 1 | 252 | Z06 | 6 | Units | Apartments/Condos | 2007032A | 5 | 1 | 240 | 2 | 100 | 1 | 85000 | TRUE | 130 | 130 | [5 empty] | FALSE | 36.05 |  | 2011-03-13 |  | 2011-07-21 | 2011-07-21 |  |  | 4846 | 20586 | Up-front Payment
SCG-000433 | Commercial/Multifamily Residential | Domestic Hot Water | Gas | Southern California Gas Company | Incentive:Canceled | 14275 | 25 |  | 1 SCG | 571 |  | 571 |  | 2011-07-21 14:59 | 2011-07-21 | SUNLIGHT ENERGY SYSTEMS INC | Retrofit | GRADEN GROVE | Orange | 92841 | Host Customer is System Owner | [7 empty] | 204.5 | 40.9 |  | Drainback |  | Solar Storage and Auxiliary Tanks are separate |  | 1 | 1 | 252 | Z06 | 6 | Units | Apartments/Condos | 2007032A | 5 | 1 | 240 | 2 | 100 | 1 | 85000 | TRUE | 130 | 130 | [5 empty] | FALSE | 37.8 |  | 2011-06-04 |  | 2011-07-21 | 2011-07-21 |  |  | 4846 | 21586 | Up-front Payment
PGE-000434 | Single Family Residential | Domestic Hot Water | Electric | Pacific Gas and Electric | Incentive:Paid | 871 |  | 0.37 | 1 |  | 3182 |  | 2353 | 2011-03-17 11:16 | 2011-04-14 | FORSBERG CONSTRUCTION INC | Retrofit | Rescue | El Dorado | 95672 | Host Customer is System Owner | 4 |  | 2008020A | VELUX America Inc. | VELUX | CLI-U12 SKO W/L 218 EL B/U | Indirect Forced Circulation (IF) | 54.1 |  | CLI U12 4000 | Glycol | Advanced Controller with a Thermal Cycling Function | Solar and Auxiliary Storage are the same Tank | 80 | 0.87 | 0.85 | 55 | Z12 | [18 empty] | El Dorado County | FALSE |  | 2.44 | 2011-03-13 | 2011-03-18 |  |  | 2011-03-17 | 2011-04-14 | 4936 | 7750 | Up-front Payment
SCG-000436 | Commercial/Multifamily Residential | Domestic Hot Water | Gas | Southern California Gas Company | Incentive:Paid | 21256 | 12.82 |  | 1 | 1658 |  | 1658 |  | 2011-04-11 12:37 | 2011-06-08 | ELECTRO-THERMAL EQUIPMENT CORP | Retrofit | Los Angeles | Los Angeles | 90064 | Host Customer is System Owner | [7 empty] | 621.92 | 38.87 |  | Drainback |  | Solar Storage and Auxiliary Tanks are separate |  |  | 1 | 840 | Z08 | 21 | Units | Apartments/Condos | 2009058C | 16 | 8 | 1000 | 1 | 100 | 1 | 270000 | TRUE | 130 | 130 |  |  | SunReports, Inc | SunReports - SR1000GVFS20-400 | Los Angeles, Los Angeles County, California | FALSE | 24.77 |  | 2011-04-01 |  | 2011-04-11 |  | 2012-03-19 | 2012-04-17 | 4541 | 41070 | Up-front Payment
SCG-000438 | Commercial/Multifamily Residential | Domestic Hot Water | Gas | Southern California Gas Company | Reservation:Canceled | 19485 | 14.53 |  | 1 | 1341 |  | 1341 |  | 2011-11-01 10:30 |  | MOHR POWER SOLAR INC | Retrofit | Los Angeles | Los Angeles | 90022 | Host Customer is System Owner | [7 empty] | 368.1 | 40.9 |  | Drainback |  | Solar Storage and Auxiliary Tanks are separate |  | 1 | 1 | 740 | Z09 | 37 | Units | Apartments/Condos | 2006024E | 9 | 1 | 600 | 3 | 100 | 1 | 265333.33 | TRUE | 130 | 130 | [5 empty] | FALSE | 39.59 |  | 2011-06-17 | 2011-11-18 | 2011-11-01 |  |  |  | 4727 | 53096.5 | Up-front Payment
SDG-000440 | Single Family Residential | Domestic Hot Water | Electric | San Diego Gas and Electric | Incentive:Paid | 1073 |  | 0.37 | 1 |  | 3116 |  | 2901 | 2011-03-29 16:05 | 2011-03-30 | SAN LUIS SOLAR | Retrofit | San Diego | San Diego | 92107 | Host Customer is System Owner | 3 |  | 1993001K | SunEarth, Inc. | SolaRay | TE48P-80-1 | Indirect Forced Circulation (IF) | 49.3 |  | EP-24 | Glycol | Advanced Controller with a Vacation or Holiday Mode | Solar and Auxiliary Storage are the same Tank | 80 | 0.98 | 0.95 | 45 | Z07 | [18 empty] | San Diego City | FALSE |  | 2.39 | 2011-03-22 |  |  |  | 2011-03-29 | 2011-03-30 | 4940 | 7450 | Up-front Payment
SCG-000441 | Single Family Residential | Domestic Hot Water | Gas | Southern California Gas Company | Incentive:Paid | 1692 | 12.82 |  | 1 | 132 |  | 132 |  | 2011-04-15 11:42 | 2011-05-25 | MOHR POWER SOLAR INC | Retrofit | Fontana | San Bernardino | 92335 | Host Customer is System Owner | 4 |  | 2001001A | SunEarth, Inc. | SolaRay | TE40P-80-2G | Indirect Forced Circulation (IF) | 40.9 |  | EP-40 |  |  | Solar and Auxiliary Storage are the same Tank | 80 | 1 | 1 | 55 | Z10 | [18 empty] | Fontana | FALSE | 67.42 |  | 2011-03-22 |  |  |  | 2011-04-15 | 2011-05-25 | 4834 | 8900 | Up-front Payment
SCG-000444 | Commercial/Multifamily Residential | Domestic Hot Water | Gas | Southern California Gas Company | Incentive:Paid | 37923 | 14.53 |  | 1 | 2610 |  | 2610 |  | 2013-02-05 08:42 | 2013-02-14 | SUNTREK INDUSTRIES INC | New Construction | Claremont | Los Angeles | 91711 | Host Customer is System Owner | 9 |  | 2001005I | SunEarth, Inc. | SunSiphon | EPGX116-63-2G | Indirect Thermosyphon (IT) | 63.3 |  | EP-21 | Glycol | Other | Solar Storage with Tankless Auxiliary Water Heater | 116 | 1 | 1 | 105 | Z09 | [11 empty] | FALSE | [6 empty] | Claremont, CA | FALSE | 72.75 |  | 2011-03-25 |  | 2013-02-05 | 2013-02-14 | 2013-03-26 | 2013-03-28 | 4219 | 189878 | Up-front Payment
PGE-000446 | Commercial/Multifamily Residential | Domestic Hot Water | Gas | Pacific Gas and Electric | Incentive:Paid | 23371 | 12.82 |  | 1 | 1823 |  | 1823 |  | 2011-05-23 10:42 | 2011-05-25 | SUN LIGHT & POWER | Retrofit | Oakland |  | 94612 | Host Customer is System Owner | [7 empty] | 441.65 | 40.15 |  | Glycol | Advanced Controller with a Vacation or Holiday Mode | Solar Storage and Auxiliary Tanks are separate |  | 1 | 1 | 2090 | Z03 | 55 | Units | Apartments/Condos | 2007027D | 11 | 1 | 600 | 3 | 200 | 2 | 270000 | TRUE | 125 | 123 |  |  |  |  | City of Oakland | FALSE | 39.77 |  | 2011-03-29 | 2012-03-12 | 2011-05-23 | 2011-05-25 | 2012-03-09 | 2012-03-12 | 4603 | 72509 | Up-front Payment
SCG-000447 | Commercial/Multifamily Residential | Domestic Hot Water | Gas | Southern California Gas Company | Incentive:Canceled | 34791 | 25 |  | 1 SCG | 1951 |  | 1951 |  | 2011-04-15 14:58 | 2011-05-06 |  | Retrofit | Los Angeles | Los Angeles | 90042 | Host Customer is System Owner | [7 empty] | 664.08 | 27.67 |  | Glycol | Advanced Controller with a Vacation or Holiday Mode | Solar Storage and Auxiliary Tanks are separate |  | 1 | 1 | 1360 | Z09 | 34 | Units | Apartments/Condos | 2010020A | 24 | 2 | 792 | 3 | 200 | 1 | 325000 | TRUE | 120 | 115 | [5 empty] | FALSE | 17.83 |  | 2011-03-29 |  | 2011-04-15 |  |  |  | 4917 | 34790.5 | Up-front Payment
SCG-000449 | Commercial/Multifamily Residential | Domestic Hot Water | Gas | Southern California Gas Company | Incentive:Paid | 13576 | 12.82 |  | 1 | 1059 |  | 1059 |  | 2011-04-15 14:58 | 2011-05-06 | MEDITERRANEAN HEATING & AIR CONDITIONING INC | Retrofit | Los Angeles | Los Angeles | 90042 | Host Customer is System Owner | [7 empty] | 415.05 | 27.67 |  | Glycol | Advanced Controller with a Vacation or Holiday Mode | Solar Storage and Auxiliary Tanks are separate |  | 1 | 1 | 756 | Z09 | 18 | Units | Apartments/Condos | 2010020A | 15 | 1 | 528 | 2 | 230 | 2 | 250000 | TRUE | 120 | 115 | [5 empty] | FALSE | 21.14 |  | 2011-03-29 | 2016-09-29 | 2011-04-15 | 2011-05-06 | 2016-09-06 | 2017-01-30 | 2770 | 22392 | Up-front Payment
SCG-000450 | Single Family Residential | Domestic Hot Water | Gas | Southern California Gas Company | Incentive:Paid | 1875 | 12.82 |  | 1 | 195 |  | 150 |  | 2011-04-07 12:39 | 2011-06-06 | Self Installer | New Construction | los angeles | Los Angeles | 90065 | Host Customer is System Owner | 5 |  | 2010136K | Heliodyne, Inc. | Heliopak | HPAK 016 2 410 G 120 ACS F | Indirect Forced Circulation (IF) | 80.3 |  | 410 001 | Glycol | Pressure Stagnation Protection (PSP) | Solar Storage with Tankless Auxiliary Water Heater | 120 | 0.96 | 0.8 | 65 | Z09 | [18 empty] | city of los angeles | FALSE | 31.9 |  | 2011-03-30 |  |  |  | 2011-04-07 | 2011-06-06 | 4834 | 6221.06 | Up-front Payment
SCG-000451 | Commercial/Multifamily Residential | Domestic Hot Water | Gas | Southern California Gas Company | Incentive:Paid | 21256 | 12.82 |  | 1 | 1658 |  | 1658 |  | 2011-04-11 12:35 | 2011-05-16 | ELECTRO-THERMAL EQUIPMENT CORP | Retrofit | Los Angeles | Los Angeles | 90064 | Host Customer is System Owner | [7 empty] | 621.92 | 38.87 |  | Drainback |  | Solar Storage and Auxiliary Tanks are separate |  |  | 1 | 840 | Z08 | 21 | Units | Apartments/Condos | 2009058C | 16 | 8 | 1000 | 1 | 100 | 1 | 270000 | TRUE | 130 | 130 |  |  | SunReports, Inc | SunReports - SR1000GVFS20-400 | Los Angeles, Los Angeles County, California | FALSE | 24.77 |  | 2011-04-01 |  | 2011-04-11 |  | 2012-03-19 | 2012-04-17 | 4541 | 41070 | Up-front Payment
PGE-000452 | Single Family Residential | Domestic Hot Water | Electric | Pacific Gas and Electric | Incentive:Paid | 683 |  | 0.37 | 1 |  | 2309 |  | 1847 | 2011-04-20 11:54 | 2011-06-15 | SOLARPONICS INC | Retrofit | Nipomo | San Luis Obispo | 93444 | Host Customer is System Owner | 6 |  | 2001010C | Solahart Industries | SOLAHART | 302J & 302J Free Heat | Indirect Thermosyphon (IT) | 42.7 |  | J |  |  | Solar and Auxiliary Storage are the same Tank | 80 | 1 | 0.8 | 75 | Z05 | [18 empty] | San Luis Obispo County | FALSE |  | 2.71 | 2011-04-04 | 2011-04-22 |  |  | 2011-04-20 | 2011-06-15 | 4878 | 6256 | Up-front Payment
PGE-000453 | Single Family Residential | Domestic Hot Water | Gas | Pacific Gas and Electric | Incentive:Paid | 1513 | 12.82 |  | 1 | 118 |  | 118 |  | 2011-04-08 16:33 | 2011-05-10 | B WOOLSEY GENERAL CONTRACTOR | Retrofit | Eureka | Humboldt | 95503 | Host Customer is System Owner | 2 |  | 2001006I | TrendSetter Solar Products, Inc. | Six Rivers Solar | TS-DB-72-1EP40FP-Elec | Indirect Forced Circulation (IF) | 40.9 |  | EC-40 | Automatic Drainback |  | Solar Storage and Auxiliary Tanks are separate | 70 | 1 | 1 | 35 | Z01 | [18 empty] | City of Eureka | FALSE | 118.29 |  | 2011-04-04 | 2011-04-14 |  |  | 2011-04-08 | 2011-05-10 | 4913 | 13958 | Up-front Payment
PGE-000454 | Single Family Residential | Domestic Hot Water | Gas | Pacific Gas and Electric | Incentive:Paid | 1561 | 12.82 |  | 1 | 144 |  | 122 |  | 2011-05-22 18:32 | 2011-07-21 | GREEN CONSTRUCTION SERVICE | Retrofit | CHICO | Butte | 95928 | Host Customer is System Owner | 3 |  | 2010112B | VELUX America Inc. | VELUX | CLI-U12 SKO(W/L/F/P)21 (10/12) NG B/U | Indirect Forced Circulation (IF) | 54.1 |  | CLI U12 4000 | Glycol | Advanced Controller with a Thermal Cycling Function | Solar and Auxiliary Storage are the same Tank | 75 | 0.89 | 0.95 | 45 | Z11 | [18 empty] | City of Chico | FALSE | 58.96 |  | 2011-04-05 | 2011-05-24 |  |  | 2011-05-22 | 2011-07-21 | 4838 | 8490.56 | Up-front Payment
SDG-000455 | Single Family Residential | Domestic Hot Water | Electric | San Diego Gas and Electric | Incentive:Paid | 928 |  | 0.37 | 1 |  | 2508 |  | 2508 | 2011-04-13 11:58 | 2011-04-18 | SOLAR SERVICES OF SAN DIEGO INC | Retrofit | el cajon | San Diego | 92019 | Host Customer is System Owner | 3 |  | 2001010C | Solahart Industries | SOLAHART | 302J & 302J Free Heat | Indirect Thermosyphon (IT) | 42.7 |  | J | Glycol | HartStat, or equivalent | Solar and Auxiliary Storage are the same Tank | 80 | 1 | 1 | 45 | Z10 | [18 empty] | el cajon | FALSE |  | 2.69 | 2011-04-05 | 2011-04-13 |  |  | 2011-04-13 | 2011-04-18 | 4912 | 6750 | Up-front Payment
SCG-000457 | Single Family Residential | Domestic Hot Water | Gas | Southern California Gas Company | Incentive:Paid | 1526 | 12.82 |  | 1 | 119 |  | 119 |  | 2011-05-19 12:54 | 2011-05-31 | ALL VALLEY SOLAR INC | Retrofit | Los Angeles | Los Angeles | 90066 | Host Customer is System Owner | 3 |  | 2001028B | SunEarth, Inc. | Cascade | ECRD-40-80-2G | Indirect Forced Circulation (IF) | 40.9 |  | EC-40 | Automatic Drainback |  | Solar Storage and Auxiliary Tanks are separate | 80 | 1 | 1 | 45 | Z06 | [18 empty] | city of LA | FALSE | 76.97 |  | 2011-04-07 |  |  |  | 2011-05-19 | 2011-05-31 | 4834 | 9159.4 | Up-front Payment
PGE-000458 | Commercial/Multifamily Residential | Domestic Hot Water | Gas | Pacific Gas and Electric | Incentive:Paid | 54139 | 12.82 |  | 1 | 4223 |  | 4223 |  | 2011-05-05 16:06 | 2011-05-27 | SUNWATER SOLAR INC | Retrofit | Santa Clara | Santa Clara | 95050 | Host Customer is System Owner | [7 empty] | 1043.9 | 40.15 |  | Glycol | Pressure Stagnation Protection (PSP) | Solar Storage with Tankless Auxiliary Water Heater |  | 1 | 1 | 3737 | Z04 | 101 | Units | Apartments/Condos | 2007027D | 26 | 1 | 1650 | 1 | 0 | 0 | 2500000 | TRUE | 140 | 140 |  |  |  |  | City of Santa Clara | FALSE | 28.86 |  | 2011-04-07 | 2011-05-09 | 2011-05-05 |  | 2011-06-03 | 2011-06-21 | 4869 | 121892 | Up-front Payment
PGE-000460 | Commercial/Multifamily Residential | Domestic Hot Water | Gas | Pacific Gas and Electric | Incentive:Paid | 6025 | 12.82 |  | 1 | 479 |  | 479 |  | 2012-05-11 10:03 | 2012-05-24 | SUN LIGHT & POWER | New Construction | Fremont | Alameda | 94536 | Host Customer is System Owner | [7 empty] | 160.6 |  |  | Glycol | Advanced Controller with a Vacation or Holiday Mode | Solar Storage and Auxiliary Tanks are separate |  | 1 | 1 | 157 | Z03 | 14 |  | Other | 2007027D | 4 | 1 | 200 | 1 | 240 | 2 | 150000 | TRUE | 140 | 125 |  |  |  |  | City of Fremont | FALSE | 70.49 |  | 2011-04-08 | 2012-05-23 | 2012-05-11 | 2012-05-24 | 2012-06-15 | 2012-06-21 | 4504 | 33767 | Up-front Payment
PGE-000461 | Single Family Residential | Domestic Hot Water | Electric | Pacific Gas and Electric | Incentive:Paid | 1092 |  | 0.37 | 1 |  | 2952 |  | 2952 | 2011-05-17 13:03 | 2011-06-01 | ACR SOLAR INTERNATIONAL CORP | Retrofit | LODI | San Joaquin | 95240 | Host Customer is System Owner | 4 |  | 2000007B | ACR Solar International | Skyline System 5 | 200153C80EX | Indirect Forced Circulation (IF) | 60.2 |  | 20-01 | Glycol | Other | Solar and Auxiliary Storage are the same Tank | 80 | 1 | 1 | 55 | Z12 | [18 empty] | San Joaquin | FALSE |  | 2.51 | 2011-04-11 | 2011-05-20 |  |  | 2011-05-17 | 2011-06-01 | 4890 | 7400 | Up-front Payment
PGE-000463 | Commercial/Multifamily Residential | Domestic Hot Water | Gas | Pacific Gas and Electric | Incentive:Paid | 62697 | 12.82 |  | 1 | 5148 |  | 4891 |  | 2011-04-13 15:57 | 2011-06-17 | SUN LIGHT & POWER | New Construction | SAN FRANCISCO | San Francisco | 94102 | Host Customer is System Owner | [7 empty] | 1284.8 | 40.15 |  | Glycol | Pressure Stagnation Protection (PSP) | Solar Storage and Auxiliary Tanks are separate |  | 0.95 | 1 | 4440 | Z03 | 120 | Units | Apartments/Condos | 2007027D | 32 | 1 | 1950 | 1 | 400 | 1 | 500000 | TRUE | 120 | 120 |  |  |  |  | City of San Francisco | FALSE | 26.91 |  | 2011-04-12 | 2011-04-22 | 2011-04-13 |  | 2011-11-11 | 2011-11-21 | 4638 | 138552 | Up-front Payment
PGE-000464 | Single Family Residential | Domestic Hot Water | Electric | Pacific Gas and Electric | Incentive:Canceled | 1067 |  | 0.37 | 1 |  | 3392 |  | 2883 | 2011-10-05 12:29 |  | JAMES DUNN | Retrofit | Carmel | Monterey | 93923 | Host Customer is System Owner | 4 |  | 2008020A | VELUX America Inc. | VELUX | CLI-U12 SKO W/L 218 EL B/U | Indirect Forced Circulation (IF) | 54.1 |  | CLI U12 4000 | Glycol | Advanced Controller with a Vacation or Holiday Mode | Solar and Auxiliary Storage are the same Tank | 80 | 0.85 | 1 | 55 | Z03 | [18 empty] | Monterey | FALSE |  | 2.34 | 2011-04-13 | 2011-10-10 |  |  | 2011-10-05 |  | 4727 | 7950 | Up-front Payment
PGE-000465 | Commercial/Multifamily Residential | Domestic Hot Water | Gas | Pacific Gas and Electric | Incentive:Paid | 3606 | 12.82 |  | 1 | 315 |  | 309 |  | 2011-04-27 17:47 | 2011-05-02 | FORSBERG CONSTRUCTION INC | Retrofit | Lodi | San Joaquin | 95240 | Host Customer is System Owner | [7 empty] | 81.18 | 27.06 |  | Glycol | Advanced Controller with a Thermal Cycling Function | Solar and Auxiliary Storage are the same Tank |  | 0.98 | 1 | 342 | Z12 | 19 | Beds | Retirement/Nursing Homes | 2007018A | 3 | 3 | 120 | 1 | 120 | 1 | 76000 | TRUE | 135 | 120 |  |  |  |  | Lodi, Ca. | FALSE | 35.48 |  | 2011-04-13 | 2011-04-29 | 2011-04-27 | 2011-05-02 | 2011-05-11 | 2011-06-17 | 4855 | 11176 | Up-front Payment
SCE-000466 | Commercial/Multifamily Residential | Domestic Hot Water | Electric | Southern California Edison | Incentive:Paid | 653 |  | 0.37 | 1 |  | 1505 |  | 1430 | 2011-04-20 13:28 | 2011-05-25 | RUSSELL-WARNER INC | Retrofit | Valencia | Los Angeles | 91355 | Host Customer is System Owner | [7 empty] | 26.94 | 26.94 |  | Glycol | Advanced Controller with a Vacation or Holiday Mode | Solar and Auxiliary Storage are the same Tank |  | 1 | 0.95 | 25 | Z09 | 25 |  | Office Building without showers | 2007027B | 1 | 1 | 65 | 1 | 0 | 0 | 4.5 | TRUE | 140 | 120 |  |  |  |  | ity of santa clarita building and safety division | FALSE |  | 5.07 | 2011-04-14 | 2011-04-26 | 2011-04-20 | 2011-05-25 | 2011-06-08 | 2011-06-16 | 4860 | 7630 | Up-front Payment
SCG-000468 | Commercial/Multifamily Residential | Domestic Hot Water | Gas | Southern California Gas Company | Incentive:Paid | 25627 | 12.82 |  | 1 | 2191 |  | 2191 |  | 2011-04-26 09:44 | 2011-05-11 | THE CREST CONSTRUCTION COMPANY, INC | Retrofit | Huntington Beach | Orange | 92649 | Host Customer is System Owner | [7 empty] | 664.08 | 27.67 |  | Glycol | Steam Back | Solar Storage and Auxiliary Tanks are separate |  | 1 | 1 | 1520 | Z06 | 38 | Units | Apartments/Condos | 2009046A | 24 | 6 | 1160 | 1 | 200 | 2 | 398000 | TRUE | 120 | 120 |  |  | SunReports, Inc |  | Huntington Beach | FALSE | 26.7 |  | 2011-04-15 |  | 2011-04-26 |  | 2011-05-13 | 2011-06-07 | 4861 | 58500 | Up-front Payment
SDG-000469 | Single Family Residential | Domestic Hot Water | Gas | San Diego Gas and Electric | Incentive:Paid | 1090 | 12.82 |  | 1 | 100 |  | 85 |  | 2011-05-17 06:20 | 2011-05-24 | Self Installer | Retrofit | Leucadia | San Diego | 92024 | Host Customer is System Owner | 3 |  | 2005006K | Butler Sun Solutions | Solar Butler | BSS-PV1-40Gd | Indirect Forced Circulation (IF) | 32.8 |  | EC-32 |  |  | Solar and Auxiliary Storage are the same Tank | 40 | 0.85 | 1 | 45 | Z10 | [18 empty] | San Diego | FALSE | 51.01 |  | 2011-04-15 |  |  |  | 2011-05-17 | 2011-05-24 | 4868 | 5101.36 | Up-front Payment
PGE-000470 | Single Family Residential | Domestic Hot Water | Gas | Pacific Gas and Electric | Incentive:Paid | 1133 | 12.82 |  | 1 | 104 |  | 88 |  | 2011-04-19 15:36 | 2011-06-01 | Self Installer | Retrofit | Fremont | Alameda | 94539 | Host Customer is System Owner | 4 |  | 1998006D | Thermal Conversion Technology, Inc. (TCT Solar) | ProgressivTube | PT-50-CN-G | Direct Integral Collector Storage (DI) | 32.1 |  | (No Model Number) |  |  | Solar and Auxiliary Storage are the same Tank | 50 | 1 | 0.85 | 55 | Z04 | [18 empty] | City of Fremont | FALSE | 66.98 |  | 2011-04-19 |  |  |  | 2011-04-19 | 2011-06-01 | 4890 | 6965.99 | Up-front Payment
SCG-000471 | Single Family Residential | Domestic Hot Water | Gas | Southern California Gas Company | Incentive:Paid | 1538 | 12.82 |  | 1 | 120 |  | 120 |  | 2011-05-04 09:34 | 2011-05-25 | THE SOLAR ENERGY COMPANY INC | Retrofit | Goleta | Santa Barbara | 93117 | Host Customer is System Owner | 2 |  | 2001028A | SunEarth, Inc. | Cascade | EPRD-40-80-2G | Indirect Forced Circulation (IF) | 40.9 |  | EP-40 | Automatic Drainback |  | Solar Storage and Auxiliary Tanks are separate | 80 | 1 | 1 | 35 | Z05 | [18 empty] | Goleta | FALSE | 50 |  | 2011-04-19 |  |  |  | 2011-05-04 | 2011-05-25 | 4861 | 6000 | Up-front Payment
SCG-000473 | Commercial/Multifamily Residential | Domestic Hot Water | Gas | Southern California Gas Company | Incentive:Paid | 8666 | 12.82 |  | 1 | 672 |  | 672 |  | 2011-12-08 12:57 | 2011-12-13 | ALL VALLEY SOLAR INC | Retrofit | Los Angeles | Los Angeles | 90034 | Host Customer is System Owner | [7 empty] | 204.3 | 40.86 |  | Drainback |  | Solar Storage and Auxiliary Tanks are separate |  | 1 | 1 | 420 | Z09 | 10 | Units | Apartments/Condos | 2006024E | 5 | 1 | 220 | 2 | 100 | 1 | 85000 | TRUE | 120 | 120 |  |  |  |  | Los Angeles | FALSE | 31.46 |  | 2011-04-20 |  | 2011-12-08 | 2011-12-13 | 2012-01-13 | 2011-12-13 | 4631 | 21140 | Up-front Payment
PGE-000478 | Commercial/Multifamily Residential | Domestic Hot Water | Gas | Pacific Gas and Electric | Incentive:Paid | 41265 | 14.53 |  | 1 | 2840 |  | 2840 |  | 2011-05-09 10:42 | 2011-05-18 | SUN LIGHT & POWER | New Construction | Fremont | Alameda | 94536 | Host Customer is System Owner | [7 empty] | 803.4 | 40.17 |  | Glycol |  | Solar Storage and Auxiliary Tanks are separate |  | 1 | 1 | 3626 | Z03 | 98 | Units | Apartments/Condos | 2010115A | 20 | 1 | 1200 | 1 | 600 | 1 | 399000 | TRUE | 130 | 130 |  |  |  | Heliodyne - Delta-T Pro Ethernet | City of Fremont | FALSE | 31.77 |  | 2011-04-21 | 2011-05-09 | 2011-05-09 |  | 2012-07-25 | 2012-08-03 | 4393 | 90216 | Up-front Payment
PGE-000479 | Single Family Residential | Domestic Hot Water | Electric | Pacific Gas and Electric | Incentive:Paid | 734 |  | 0.37 | 1 |  | 2458 |  | 1985 | 2011-05-02 14:45 | 2011-05-09 | SIERRA PACIFIC HOME & COMFORT INC | Retrofit | STOCKTON | San Joaquin | 95209 | Host Customer is System Owner | 2 |  | 2000007A | ACR Solar International | Skyline System 5 | 200152C80EX | Indirect Forced Circulation (IF) | 40.1 |  | 20-01 | Glycol | Advanced Controller with a Vacation or Holiday Mode | Solar and Auxiliary Storage are the same Tank | 80 | 0.95 | 0.85 | 35 | Z12 | [18 empty] | City Of Stockton | FALSE |  | 3.66 | 2011-04-21 |  |  |  | 2011-05-02 | 2011-05-09 | 4917 | 8996 | Up-front Payment
SDG-000480 | Single Family Residential | Domestic Hot Water | Electric | San Diego Gas and Electric | Incentive:Paid | 1071 |  | 0.37 | 1 |  | 2894 |  | 2894 | 2011-08-10 11:55 | 2011-08-30 | EARTH TEK CONSTRUCTION | Retrofit | La Jolla | San Diego | 92037 | Host Customer is System Owner | 3 |  | 2006014A | Schuco USA LLLP | Slimline Package | Slimline II-80E | Indirect Forced Circulation (IF) | 49.7 |  | V, LA, Plus | Glycol | Advanced Controller with a Thermal Cycling Function | Solar and Auxiliary Storage are the same Tank | 80 | 1 | 1 | 45 | Z07 | [18 empty] | County of San Diego | FALSE |  | 1.69 | 2011-04-25 |  |  |  | 2011-08-10 | 2011-08-30 | 4779 | 4900 | Up-front Payment
PGE-000481 | Commercial/Multifamily Residential | Domestic Hot Water | Gas | Pacific Gas and Electric | Incentive:Paid | 16804 | 12.82 |  | 1 | 3623 |  | 3407 |  | 2011-05-04 13:13 | 2011-05-18 | SUN LIGHT & POWER | Retrofit | OAKLAND | Alameda | 94621 | Host Customer is System Owner | [7 empty] | 321.2 | 40.15 |  | Glycol | Advanced Controller with a Vacation or Holiday Mode | Solar and Auxiliary Storage are the same Tank |  | 0.99 | 0.95 | 1720 | Z03 | 43 | Units | Apartments/Condos | 2007027D | 8 | 1 | 480 | 1 | 120 | 1 | 150000 | TRUE | 145 | 130 |  |  |  |  | City of Oakland | FALSE | 15.16 |  | 2011-04-27 | 2011-05-09 | 2011-05-04 | 2011-05-18 | 2011-11-04 | 2011-11-21 | 4693 | 54914 | Up-front Payment
PGE-000483 | Commercial/Multifamily Residential | Domestic Hot Water | Gas | Pacific Gas and Electric | Incentive:Paid | 7429 | 12.82 |  | 1 | 610 |  | 580 |  | 2011-06-14 16:35 | 2011-06-21 | SUN LIGHT & POWER | New Construction | BERKELEY |  | 94702 | Host Customer is System Owner | [7 empty] | 160.6 | 40.15 |  | Glycol | Pressure Stagnation Protection (PSP) | Solar Storage and Auxiliary Tanks are separate |  | 0.95 | 1 | 672 | Z03 | 16 | Units | Apartments/Condos | 2007027D | 4 | 1 | 240 | 2 | 120 | 1 | 199000 | TRUE | 130 | 120 |  |  |  |  | City of Berkeley | FALSE | 38.89 |  | 2011-04-29 |  | 2011-06-14 | 2011-06-21 | 2011-09-13 | 2011-09-21 | 4779 | 23724.13 | Up-front Payment
PGE-000485 | Commercial/Multifamily Residential | Domestic Hot Water | Gas | Pacific Gas and Electric | Incentive:Paid | 41265 | 14.53 |  | 1 | 2840 |  | 2840 |  | 2011-05-19 11:30 | 2011-08-05 | SUN LIGHT & POWER | New Construction | OAKLAND | Alameda | 94606 | Host Customer is System Owner | 2 | [6 empty] | 803 | 40.15 |  | Glycol |  | Solar Storage with Tankless Auxiliary Water Heater |  | 1 | 1 | 1976 | Z03 | 52 | Units | Apartments/Condos | 2007027D | 20 | 1 | 1200 | 1 | 0 | 0 | 629951 | TRUE | 121 | 121 |  |  |  | Heliodyne - Delta-T Pro Ethernet | City of Oakland | FALSE | 49.71 |  | 2011-04-29 | 2011-05-23 | 2011-05-19 |  | 2012-10-09 | 2012-10-16 | 4358 | 141189 | Up-front Payment
SCE-000487 | Single Family Residential | Domestic Hot Water | Electric | Southern California Edison | Incentive:Paid | 1263 |  | 0.37 | 1 |  | 3591 |  | 3591 | 2011-06-27 12:46 | 2011-07-22 | THE SOLAR ENERGY COMPANY INC | Retrofit | Santa Barbara | Santa Barbara | 93111 | Host Customer is System Owner | 4 |  | 2000003E | SunEarth, Inc. | SolaRay | TE64P-80-2-PV | Indirect Forced Circulation (IF) | 65.7 |  | EP-32 | Glycol | Advanced Controller with a Vacation or Holiday Mode | Solar and Auxiliary Storage are the same Tank | 80 | 1 | 1 | 55 | Z05 | [18 empty] | Santa Barbara County | FALSE |  | 2.69 | 2011-05-03 | 2011-06-30 |  |  | 2011-06-27 | 2011-07-22 | 4826 | 9650 | Up-front Payment
PGE-000489 | Commercial/Multifamily Residential | Domestic Hot Water | Gas | Pacific Gas and Electric | Incentive:Paid | 7192 | 12.82 |  | 1 | 561 |  | 561 |  | 2011-05-17 11:37 | 2011-05-27 | ACR SOLAR INTERNATIONAL CORP | Retrofit | Lodi | San Joaquin | 95242 | Host Customer is System Owner | [7 empty] | 160.56 | 20.07 |  | Glycol | Advanced Controller with a Vacation or Holiday Mode | Solar Storage and Auxiliary Tanks are separate |  | 1 | 1 | 1440 | Z12 | 720 | Pounds of Laundry | Coin-op Laundries | 2001002A | 8 | 4 | 240 | 2 | 150 | 2 | 199000 | TRUE | 145 | 145 |  |  |  |  | City of Lodi | FALSE | 39.72 |  | 2011-05-03 | 2011-05-23 | 2011-05-17 | 2011-05-27 | 2011-06-08 | 2011-07-01 | 4820 | 22282.19 | Up-front Payment
PGE-000490 | Commercial/Multifamily Residential | Domestic Hot Water | Gas | Pacific Gas and Electric | Reservation:Canceled | 8595 | 12.82 |  | 1 | 643 |  | 592 |  | 2011-05-26 11:00 |  | SUN LIGHT & POWER | Retrofit | San Francisco | San Francisco | 94110 | Host Customer is System Owner | [7 empty] | 160.6 | 40.15 |  | Glycol | Advanced Controller with a Vacation or Holiday Mode | Solar Storage and Auxiliary Tanks are separate |  | 0.92 | 1 | 480 | Z03 | 200 | Full meals served | Meal Service Restaurant | 2007027D | 4 | 1 | 200 | 1 | 100 | 1 | 75000 | TRUE | 140 | 140 | [5 empty] | FALSE | 41 |  | 2011-05-06 | 2011-06-01 | 2011-05-26 |  |  |  | 4838 | 26365 | Up-front Payment
SDG-000491 | Single Family Residential | Domestic Hot Water | Gas | San Diego Gas and Electric | Incentive:Paid | 1192 | 12.82 |  | 1 | 93 |  | 93 |  | 2011-07-06 11:45 | 2011-07-13 | EMPOWERED ENERGY SOLUTIONS LLC | Retrofit | San Diego | San Diego | 92104 | Host Customer is System Owner | 2 |  | 2005006K | Butler Sun Solutions | Solar Butler | BSS-PV1-40Gd | Indirect Forced Circulation (IF) | 32.8 |  | EC-32 |  |  | Solar and Auxiliary Storage are the same Tank | 40 | 1 | 1 | 35 | Z07 | [18 empty] | City of San Diego | FALSE | 73.12 |  | 2011-05-03 |  |  |  | 2011-07-06 | 2011-07-13 | 4842 | 6800 | Up-front Payment
SCG-000492 | Single Family Residential | Domestic Hot Water | Gas | Southern California Gas Company | Incentive:Paid | 1705 | 12.82 |  | 1 | 133 |  | 133 |  | 2011-10-29 08:52 | 2012-05-09 | THE SOLAR ENERGY COMPANY INC | Retrofit | Santa Barbara | Santa Barbara | 93111 | Host Customer is System Owner | 2 |  | 2001001A | SunEarth, Inc. | SolaRay | TE40P-80-2G | Indirect Forced Circulation (IF) | 40.9 |  | EP-40 | Glycol | Advanced Controller with a Vacation or Holiday Mode | Solar Storage and Auxiliary Tanks are separate | 80 | 1 | 1 | 35 | Z05 | [18 empty] | Santa Barbara County | FALSE | 56.39 |  | 2011-05-04 |  |  |  | 2011-10-29 | 2012-05-09 | 4537 | 7500 | Up-front Payment
SCG-000493 | Single Family Residential | Domestic Hot Water | Gas | Southern California Gas Company | Incentive:Paid | 1205 | 12.82 |  | 1 | 94 |  | 94 |  | 2011-05-23 10:46 | 2011-07-08 | SOLARPONICS INC | Retrofit | Lompoc | Santa Barbara | 93436 | Host Customer is System Owner | 2 |  | 2001002C | SunEarth, Inc. | CopperHeart | CP-40G | Direct Integral Collector Storage (DI) | 24.9 |  | (No Model Number) |  |  | Solar Storage and Auxiliary Tanks are separate | 40 | 1 | 1 | 35 | Z05 | [18 empty] | County of Santa Babara, CA permit number 11CNP-265 | FALSE | 89.37 |  | 2011-05-05 |  |  |  | 2011-05-23 | 2011-07-08 | 4814 | 8400.36 | Up-front Payment
PGE-000494 | Single Family Residential | Domestic Hot Water | Gas | Pacific Gas and Electric | Incentive:Paid | 1875 | 12.82 |  | 1 | 168 |  | 168 |  | 2011-05-09 14:20 | 2011-05-20 | SUNWATER SOLAR INC | New Construction | LOS ALTOS HILLS | Santa Clara | 94022 | Host Customer is System Owner |  | 9 | 2010002A | Schuco USA L.P. | Premium Package | Premium II-75G | Indirect Forced Circulation (IF) | 58.1 |  | V, H, LA | Glycol | Steam Back | Solar Storage and Auxiliary Tanks are separate | 75 | 1 | 1 | 105 | Z04 | [18 empty] | Town of Los Altos Hills | FALSE | 176.93 |  | 2011-05-06 | 2011-05-13 |  |  | 2011-05-09 | 2011-05-20 | 4903 | 29725 | Up-front Payment
PGE-000495 | Commercial/Multifamily Residential | Domestic Hot Water | Gas | Pacific Gas and Electric | Incentive:Paid | 14602 | 12.82 |  | 1 | 1139 |  | 854 |  | 2011-05-24 15:19 | 2011-06-07 | SUN LIGHT & POWER | New Construction | Hollister | San Benito | 95023 | Host Customer is System Owner | [7 empty] | 321.2 | 40.15 |  | Glycol | Pressure Stagnation Protection (PSP) | Solar Storage and Auxiliary Tanks are separate |  | 1 | 0.75 | 2090 | Z04 | 55 | Units | Apartments/Condos | 2007027D | 8 | 1 | 400 | 2 | 200 | 1 | 180000 | TRUE | 150 | 130 |  |  |  |  | City of Hollister | FALSE | 39.64 |  | 2011-05-23 | 2011-06-01 | 2011-05-24 | 2011-06-07 | 2011-06-08 | 2011-06-17 | 4876 | 45154 | Up-front Payment
PGE-000496 | Single Family Residential | Domestic Hot Water | Gas | Pacific Gas and Electric | Incentive:Paid | 1756 | 12.82 |  | 1 | 137 |  | 137 |  | 2012-03-01 12:08 | 2012-03-23 | BERGQUAM ENERGY SYSTEMS | Retrofit | SACRAMENTO | Sacramento | 95826 | Host Customer is System Owner | 4 |  | 2001001B | SunEarth, Inc. | SolaRay | TE40C-80-2G | Indirect Forced Circulation (IF) | 40.9 |  | EC-40 | Glycol | Advanced Controller with a Vacation or Holiday Mode | Solar Storage and Auxiliary Tanks are separate | 80 | 1 | 1 | 55 | Z12 | [18 empty] | sacramento county | FALSE | 44.64 |  | 2011-05-10 | 2012-03-02 |  |  | 2012-03-01 | 2012-03-23 | 4594 | 6115 | Up-front Payment
PGE-000497 | Single Family Residential | Domestic Hot Water | Gas | Pacific Gas and Electric | Incentive:Paid | 1875 | 12.82 |  | 1 | 156 |  | 154 |  | 2011-06-07 15:00 | 2011-06-30 | PETER PUTT | Retrofit | MONTEREY | Monterey | 93940 | Host Customer is System Owner | 3 |  | 2010004A | Schuco USA LLLP | Slimline Package | Slimline II-75G | Indirect Forced Circulation (IF) | 49.7 |  | V, LA, Plus | Glycol | Steam Back | Solar Storage and Auxiliary Tanks are separate | 75 | 0.99 | 1 | 45 | Z03 | [18 empty] | Del Rey Oaks | FALSE | 66.21 |  | 2011-05-12 | 2011-06-08 |  |  | 2011-06-07 | 2011-06-30 | 4855 | 10329 | Up-front Payment
PGE-000500 | Single Family Residential | Domestic Hot Water | Electric | Pacific Gas and Electric | Incentive:Paid | 909 |  | 0.37 | 1 |  | 2458 |  | 2458 | 2011-05-31 10:46 | 2011-06-01 | ACR SOLAR INTERNATIONAL CORP | Retrofit | CAMERON PARK | El Dorado | 95682 | Host Customer is System Owner | 2 |  | 2000007A | ACR Solar International | Skyline System 5 | 200152C80EX | Indirect Forced Circulation (IF) | 40.1 |  | 20-01 | Glycol | Other | Solar and Auxiliary Storage are the same Tank | 80 | 1 | 1 | 35 | Z12 | [18 empty] | El Dorado County | FALSE |  | 2.89 | 2011-05-12 |  |  |  | 2011-05-31 | 2011-06-01 | 4890 | 7100 | Up-front Payment
SCG-000501 | Single Family Residential | Domestic Hot Water | Gas | Southern California Gas Company | Incentive:Paid | 1875 | 12.82 |  | 1 | 168 |  | 160 |  | 2011-06-03 08:33 | 2011-06-16 | SUNLIGHT ENERGY SYSTEMS INC | Retrofit | MISSION VIEJO | Orange | 92691 | Host Customer is System Owner | 6 |  | 2001001E | SunEarth, Inc. | SolaRay | TE64P-80-2G | Indirect Forced Circulation (IF) | 65.7 |  | EP-32 |  |  | Solar Storage and Auxiliary Tanks are separate | 80 | 1 | 0.95 | 75 | Z08 | [18 empty] | MISSION VIEJO | FALSE | 34.79 |  | 2011-05-12 |  |  |  | 2011-06-03 | 2011-06-16 | 4784 | 5845 | Up-front Payment
PGE-000503 | Single Family Residential | Domestic Hot Water | Gas | Pacific Gas and Electric | Incentive:Paid | 1550 | 12.82 |  | 1 | 146 |  | 121 |  | 2011-06-10 10:53 | 2011-09-12 | SEBASTOPOL HEAT & COOL INC | Retrofit | Petaluma | Sonoma | 94954 | Host Customer is System Owner | 3 |  | 2001028G | SunEarth, Inc. | Cascade | EPRD-64-80-2G | Indirect Forced Circulation (IF) | 65.7 |  | EP-32 | Automatic Drainback |  | Solar and Auxiliary Storage are the same Tank | 80 | 0.92 | 0.9 | 45 | Z02 | [18 empty] | Petaluma, Sonoma county, Ca | FALSE | 62.24 |  | 2011-05-13 | 2011-06-20 |  |  | 2011-06-10 | 2011-09-12 | 4787 | 9087 | Up-front Payment
PGE-000508 | Single Family Residential | Domestic Hot Water | Gas | Pacific Gas and Electric | Incentive:Paid | 1385 | 12.82 |  | 1 | 144 |  | 108 |  | 2011-05-20 12:25 | 2011-05-23 | AZTEC SOLAR INC | Retrofit | STOCKTON | San Joaquin | 95212 | Host Customer is System Owner | 4 |  | 2001028G | SunEarth, Inc. | Cascade | EPRD-64-80-2G | Indirect Forced Circulation (IF) | 65.7 |  | EP-32 | Automatic Drainback |  | Solar Storage and Auxiliary Tanks are separate | 80 | 1 | 0.75 | 55 | Z12 | [18 empty] | San Joaquin County | FALSE | 54.34 |  | 2011-05-17 |  |  |  | 2011-05-20 | 2011-05-23 | 4897 | 7825 | Up-front Payment
PGE-000509 | Commercial/Multifamily Residential | Domestic Hot Water | Gas | Pacific Gas and Electric | Incentive:Paid | 16948 | 12.82 |  | 1 | 1322 |  | 1322 |  | 2011-06-23 10:46 | 2011-07-01 | SOLARIX SYSTEMS | New Construction | Sacramento | Sacramento | 95820 | Host Customer is System Owner |  | 74 | [5 empty] | 321.2 | 40.15 |  | Glycol | Pressure Stagnation Protection (PSP) | Solar Storage and Auxiliary Tanks are separate |  | 1 | 1 | 1480 | Z12 | 74 | Units | Apartments/Condos | 2007027D | 8 | 1 | 476 | 4 | 200 | 1 | 798000 | TRUE | 130 | 120 |  |  |  |  | Sacramento | FALSE | 41.15 |  | 2011-06-01 | 2011-06-21 | 2011-06-23 | 2011-07-01 | 2011-08-03 | 2011-09-20 | 4782 | 54405.02 | Up-front Payment
PGE-000510 | Single Family Residential | Domestic Hot Water | Gas | Pacific Gas and Electric | Incentive:Canceled |  | 29.85 |  | 1 | 0 |  | 0 | [25 empty] | 0 | [20 empty] | FALSE | 0 |  | 2011-06-01: 2011-05-19 | 4909 |  | Up-front Payment
PGE-000511 | Single Family Residential | Domestic Hot Water | Gas | Pacific Gas and Electric | Incentive:Canceled |  | 29.85 |  | 1 | 0 |  | 0 | [25 empty] | 0 | [20 empty] | FALSE | 0 |  | 2011-06-01: 2011-05-19 | 4909 |  | Up-front Payment
PGE-000512 | Commercial/Multifamily Residential | Domestic Hot Water | Gas | Pacific Gas and Electric | Incentive:Paid | 47485 | 12.82 |  | 1 | 3704 |  | 3704 |  | 2011-06-06 16:32 | 2011-06-08 | SUN LIGHT & POWER | Retrofit | Pleasanton | Alameda | 94588 | Host Customer is System Owner | [7 empty] | 803 | 40.15 |  | Glycol |  | Solar Storage and Auxiliary Tanks are separate |  | 1 | 1 | 5671 | Z12 | 2700 |  | Other | 2007027D | 20 | 1 | 850 | 1 | 300 | 1 | 1679200 | TRUE | 140 | 140 |  |  |  | Heliodyne - Delta-T Pro Lite WiFi | City of Pleasanton | FALSE | 32.27 |  | 2011-05-23 |  | 2011-06-06 |  | 2012-03-06 | 2012-03-20 | 4597 | 119529 | Up-front Payment
PGE-000513 | Commercial/Multifamily Residential | Domestic Hot Water | Gas | Pacific Gas and Electric | Incentive:Paid | 13923 | 12.82 |  | 1 | 1086 |  | 1086 |  | 2011-05-24 15:19 | 2011-06-07 | SUN LIGHT & POWER | New Construction | Hollister |  | 95023 | Host Customer is System Owner | [7 empty] | 321.2 | 40.15 |  | Glycol | Pressure Stagnation Protection (PSP) | Solar Storage and Auxiliary Tanks are separate |  |  |  | 1440 | Z04 | 36 | Units | Apartments/Condos | 2007027D | 8 | 1 | 400 | 2 | 200 | 1 | 180000 | TRUE | 150 | 130 |  |  |  |  | Holllister | FALSE | 41.58 |  | 2011-05-23 | 2011-06-01 | 2011-05-24 | 2011-06-07 | 2011-06-08 | 2011-06-17 | 4876 | 45154 | Up-front Payment
SDG-000514 | Single Family Residential | Domestic Hot Water | Gas | San Diego Gas and Electric | Incentive:Paid | 1413 | 12.82 |  | 1 | 145 |  | 110 |  | 2011-06-03 09:24 | 2011-06-08 | SAN LUIS SOLAR | Retrofit | San Diego | San Diego | 92129 | Host Customer is System Owner | 4 |  | 2001001C | SunEarth, Inc. | SolaRay | TE48P-80-2G | Indirect Forced Circulation (IF) | 49.3 |  | EP-24 | Glycol | Advanced Controller with a Vacation or Holiday Mode | Solar Storage and Auxiliary Tanks are separate | 80 | 0.95 | 0.8 | 55 | Z10 | [18 empty] | San Diego City | FALSE | 64.14 |  | 2011-05-23 | 2011-06-03 |  |  | 2011-06-03 | 2011-06-08 | 4849 | 9300 | Up-front Payment
PGE-000515 | Commercial/Multifamily Residential | Domestic Hot Water | Gas | Pacific Gas and Electric | Incentive:Paid | 26653 | 12.82 |  | 1 | 2079 |  | 2079 |  | 2011-08-24 09:07 | 2011-09-01 | SUNWATER SOLAR INC | Retrofit | Dublin | Alameda | 94568 | Host Customer is System Owner | [7 empty] | 562.1 | 40.15 |  | Glycol | Pressure Stagnation Protection (PSP) | Solar Storage and Auxiliary Tanks are separate |  | 1 | 1 | 2128 | Z03 | 56 | Units | Apartments/Condos | 2007027D | 14 | 1 | 924 | 2 | 130 | 1 | 499000 | TRUE | 120 | 120 |  |  |  |  | US ARMY | FALSE | 44.92 |  | 2011-05-23 | 2011-08-29 | 2011-08-24 |  | 2011-08-24 | 2011-09-01 | 4779 | 93394 | Up-front Payment
SDG-000517 | Single Family Residential | Domestic Hot Water | Gas | San Diego Gas and Electric | Incentive:Paid | 1603 | 12.82 |  | 1 | 127 |  | 127 |  | 2011-05-27 08:33 | 2011-06-02 | Self Installer | Retrofit | San Diego | San Diego | 92104 | Host Customer is System Owner | 4 |  | 2010135G | Heliodyne, Inc. | Heliopak | HPAK 016 1 410 G 75PD AC S Z | Indirect Forced Circulation (IF) | 40.2 |  | 410 001 | Glycol | Pressure Stagnation Protection (PSP) | Solar and Auxiliary Storage are the same Tank | 75 | 1 | 1 | 55 | Z07 | [18 empty] | City of San Diego | FALSE | 30.03 |  | 2011-06-01: 2011-05-23; 2011-08-03: 2011-05-27; 2011-09-20: 2011-06-02 | 4868 | 3814 | Up-front Payment
PGE-000518 | Commercial/Multifamily Residential | Domestic Hot Water | Gas | Pacific Gas and Electric | Incentive:Paid | 39505 | 12.82 |  | 1 | 3542 |  | 3082 |  | 2011-08-25 16:17 | 2011-09-29 | COMFORT ENERGY INC | Retrofit | San Jose | Santa Clara | 95123 | Host Customer is System Owner | [7 empty] | 1494.18 | 27.67 |  | Glycol | Advanced Controller with a Vacation or Holiday Mode | Solar and Auxiliary Storage are the same Tank |  | 0.87 | 1 | 1938 | Z04 | 51 | Units | Apartments/Condos | 2010020A | 54 | 1 | 2543 | 1 | 120 | 1 | 1678000 | TRUE | 120 | 115 |  | SunReports - SR1000GVFS20-400 | SunReports, Inc | SunReports - SR1000GVFS20-400 | San Jose, CA | FALSE | 175.96 |  | 2011-05-24 | 2011-08-31 | 2011-08-25 |  | 2012-05-29 | 2012-06-28 | 4498 | 623257.48 | Up-front Payment
PGE-000519 | Commercial/Multifamily Residential | Domestic Hot Water | Gas | Pacific Gas and Electric | Incentive:Paid | 60278 | 12.82 |  | 1 | 5343 |  | 4702 |  | 2011-08-25 16:17 | 2011-09-29 | COMFORT ENERGY INC | Retrofit | San Jose | Santa Clara | 95123 | Host Customer is System Owner | [7 empty] | 1826.22 | 27.67 |  | Glycol | Advanced Controller with a Thermal Cycling Function | Solar and Auxiliary Storage are the same Tank |  | 0.88 | 1 | 3450 | Z04 | 92 | Units | Apartments/Condos | 2010020A | 66 | 1 | 2543 | 1 | 120 | 1 | 1499616 | TRUE | 120 | 115 |  | SunReports - SR1000GVFS20-400 | SunReports, Inc | SunReports - SR1000GVFS20-400 | San Jose, CA | FALSE | 116.65 |  | 2011-05-24 | 2011-08-31 | 2011-08-25 |  | 2012-05-29 | 2012-06-28 | 4498 | 623257.48 | Up-front Payment
PGE-000520 | Commercial/Multifamily Residential | Domestic Hot Water | Gas | Pacific Gas and Electric | Incentive:Paid | 58830 | 12.82 |  | 1 | 5463 |  | 4589 |  | 2011-08-25 16:17 | 2011-09-29 | COMFORT ENERGY INC |  | San Jose | Santa Clara | 95123 | Host Customer is System Owner | [7 empty] | 1826.22 | 27.67 |  | Glycol |  | Solar and Auxiliary Storage are the same Tank |  | 0.84 | 1 | 3450 | Z04 | 106 | Units | Apartments/Condos | 2010020A | 66 | 1 | 2807 | 2 | 120 | 1 | 1059900 | TRUE | 120 | 115 |  | SunReports - SR1000GVFS20-400 | SunReports, Inc | SunReports - SR1000GVFS20-400 | San Jose, CA | FALSE | 114.09 |  | 2011-05-24 | 2011-08-31 | 2011-08-25 |  | 2012-05-29 | 2012-06-28 | 4498 | 623257.48 | Up-front Payment
SCG-000522 | Single Family Residential | Domestic Hot Water | Gas | Southern California Gas Company | Incentive:Paid | 1543 | 12.82 |  | 1 | 128 |  | 120 |  | 2011-10-17 17:34 | 2011-11-10 | SAL T VARGAS PLUMBING CORPORATION | Retrofit | Pasadena | Los Angeles | 91107 | Lease | 4 |  | 2001006H | TrendSetter Solar Products, Inc. | Six Rivers Solar | SRS-100-2-32-PC | Indirect Forced Circulation (IF) | 65.7 |  | SP-32 | Automatic Drainback |  | Solar Storage and Auxiliary Tanks are separate | 150 | 0.99 | 0.95 | 55 | Z09 | [18 empty] | Pasadena | FALSE | 126.2 |  | 2011-06-01: 2011-05-29; 2011-08-03: 2011-10-17; 2011-09-20: 2011-11-10 | 4699 | 16153 | Up-front Payment
SCG-000524 | Commercial/Multifamily Residential | Domestic Hot Water | Gas | Southern California Gas Company | Reservation:Canceled | 15663 | 17.16 |  | 2 | 1078 |  | 1078 |  |  |  | SOLAR - TEC SYSTEMS INC | Retrofit | El Monte | Los Angeles | 91732 | Power Purchase Agreements | [7 empty] | 327.2 | 40.9 |  | Glycol | Advanced Controller with a Vacation or Holiday Mode | Solar Storage and Auxiliary Tanks are separate |  | 1 | 1 | 1880 | Z09 | 47 | Units | Apartments/Condos | 2007032A | 8 | 2 | 480 | 4 | 200 | 2 | 469000 | TRUE | 135 | 140 | [5 empty] | FALSE | 31.01 |  | 2011-06-01: 2011-06-01 | 4896 | 33427 | Up-front Payment
SCG-000525 | Commercial/Multifamily Residential | Domestic Hot Water | Gas | Southern California Gas Company | Reservation:Canceled | 19616 | 14.53 |  | 1 | 1350 |  | 1350 |  | 2011-11-01 10:27 |  | MOHR POWER SOLAR INC | Retrofit | Los Angeles | Los Angeles | 90022 | Host Customer is System Owner | [7 empty] | 368.1 | 40.9 |  | Drainback |  | Solar Storage and Auxiliary Tanks are separate |  | 1 | 1 | 740 | Z09 | 37 | Units | Apartments/Condos | 2006024E | 9 | 1 | 600 | 3 | 100 | 1 | 199999 | TRUE | 130 | 130 | [5 empty] | FALSE | 44.89 |  | 2011-06-01: 2011-06-01; 2011-06-21: 2011-11-18; 2011-06-23: 2011-11-01 | 4727 | 60596.5 | Up-front Payment
SCG-000526 | Commercial/Multifamily Residential | Domestic Hot Water | Gas | Southern California Gas Company | Reservation:Canceled | 19819 | 14.53 |  | 1 | 1364 |  | 1364 |  | 2011-11-01 10:18 |  | MOHR POWER SOLAR INC | Retrofit | Los Angeles | Los Angeles | 90022 | Host Customer is System Owner | [7 empty] | 368.1 | 40.9 |  | Drainback |  | Solar Storage and Auxiliary Tanks are separate |  | 1 | 1 | 760 | Z09 | 38 | Units | Apartments/Condos | 2006024E | 9 | 1 | 600 | 3 | 100 | 1 | 199999 | TRUE | 130 | 130 | [5 empty] | FALSE | 38.93 |  | 2011-06-01: 2011-06-01; 2011-06-21: 2011-11-18; 2011-06-23: 2011-11-01 | 4727 | 53096.5 | Up-front Payment
SCG-000527 | Commercial/Multifamily Residential | Domestic Hot Water | Gas | Southern California Gas Company | Reservation:Canceled | 19819 | 14.53 |  | 1 | 1364 |  | 1364 |  | 2011-11-01 10:12 |  | MOHR POWER SOLAR INC | Retrofit | Los Angeles | Los Angeles | 90022 | Host Customer is System Owner | [7 empty] | 368.1 | 40.9 |  | Drainback |  | Solar Storage and Auxiliary Tanks are separate |  | 1 | 1 | 760 | Z09 | 38 | Units | Apartments/Condos | 2006024E | 9 | 1 | 600 | 3 | 100 | 1 | 199000 | TRUE | 130 | 130 | [5 empty] | FALSE | 38.93 |  | 2011-06-01: 2011-06-01; 2011-06-21: 2011-11-18; 2011-06-23: 2011-11-01 | 4727 | 53096.5 | Up-front Payment
PGE-000529 | Commercial/Multifamily Residential | Domestic Hot Water | Gas | Pacific Gas and Electric | Incentive:Paid | 16770 | 12.82 |  | 1 | 1377 |  | 1308 |  | 2011-06-07 12:08 | 2011-06-21 | ACR SOLAR INTERNATIONAL CORP | Retrofit | RANCHO CORDOVA | Sacramento | 95670 | Host Customer is System Owner | [7 empty] | 461.61 | 20.07 |  | Glycol | Advanced Controller with a Thermal Cycling Function | Solar Storage and Auxiliary Tanks are separate |  | 0.95 | 1 | 2040 | Z12 | 850 | Full meals served | Meal Service Restaurant | 2001002A | 23 | 4 | 480 | 4 | 100 | 1 | 270000 | TRUE | 135 | 135 |  |  |  |  | City of Rancho Cordova | FALSE | 47.57 |  | 2011-06-03 | 2011-06-08 | 2011-06-07 | 2011-06-21 | 2011-09-19 | 2011-09-21 | 4779 | 65506 | Up-front Payment
SDG-000530 | Single Family Residential | Domestic Hot Water | Electric | San Diego Gas and Electric | Incentive:Paid | 1024 |  | 0.37 | 1 |  | 3237 |  | 2768 | 2011-06-30 09:26 | 2011-06-30 | SAN LUIS SOLAR | Retrofit | Valley Center | San Diego | 92082 | Host Customer is System Owner | 2 |  | 1993001N | SunEarth, Inc. | SolaRay | TE48P-120-1 | Indirect Forced Circulation (IF) | 49.3 |  | EP-24 | Glycol | Advanced Controller with a Vacation or Holiday Mode | Solar and Auxiliary Storage are the same Tank | 120 | 0.95 | 0.9 | 35 | Z10 | [18 empty] | San Diego County | FALSE |  | 2.63 | 2011-06-01: 2011-06-05; 2011-08-03: 2011-06-30; 2011-09-20: 2011-06-30 | 4849 | 8500 | Up-front Payment
SCG-000531 | Commercial/Multifamily Residential | Domestic Hot Water | Gas | Southern California Gas Company | Incentive:Paid | 57549 | 12.82 |  | 1 | 4489 |  | 4489 |  | 2011-06-20 15:19 | 2011-08-22 | SUN LIGHT & POWER | New Construction | Venice | Los Angeles | 90291 | Host Customer is System Owner | [7 empty] | 1285.44 | 40.17 |  | Glycol | Pressure Stagnation Protection (PSP) | Solar Storage and Auxiliary Tanks are separate |  | 1 | 1 | 2660 | Z06 | 70 | Units | Apartments/Condos | 2007027D | 32 | 2 | 1950 | 1 | 200 | 1 | 499000 | TRUE | 130 | 130 |  | Heliodyne - Delta-T Pro Ethernet | NegaWatt Consulting | Heliodyne - Delta-T Pro Ethernet | LA Dept of Building and Safety | FALSE | 68.69 |  | 2011-06-20 |  | 2011-06-20 |  | 2012-03-30 | 2012-04-30 | 4519 | 308348 | Up-front Payment
SCG-000532 | Single Family Residential | Domestic Hot Water | Gas | Southern California Gas Company | Incentive:Paid | 1875 | 12.82 |  | 1 | 156 |  | 156 |  | 2011-08-12 10:52 | 2011-08-30 | ALL VALLEY SOLAR INC | Retrofit | Covina | Los Angeles | 91722 | Host Customer is System Owner | 2 |  | 2001028G | SunEarth, Inc. | Cascade | EPRD-64-80-2G | Indirect Forced Circulation (IF) | 65.7 |  | EP-32 |  |  | Solar Storage and Auxiliary Tanks are separate | 80 | 1 | 1 | 35 | Z09 | [18 empty] | Los Angeles County | FALSE | 50.34 |  | 2011-06-01: 2011-06-06; 2011-08-03: 2011-08-12; 2011-09-20: 2011-08-30 | 4735 | 7853.8 | Up-front Payment
SCG-000533 | Commercial/Multifamily Residential | Domestic Hot Water | Gas | Southern California Gas Company | Incentive:Canceled | 14275 | 25 |  | 1 SCG | 571 |  | 571 |  | 2011-08-12 10:55 | 2011-08-12 | SUNLIGHT ENERGY SYSTEMS INC | Retrofit | GARDEN GROVE | Orange | 92841 | Host Customer is System Owner | [7 empty] | 204.5 | 40.9 |  | Drainback |  | Solar Storage and Auxiliary Tanks are separate |  | 1 | 1 | 252 | Z06 | 6 | Units | Apartments/Condos | 2007032A | 5 | 1 | 240 | 2 | 100 | 1 | 85000 | TRUE | 130 | 130 | [5 empty] | FALSE | 37.8 |  | 2011-06-01: 2011-06-06; 2011-06-23: 2011-08-12; 2011-07-01: 2011-08-12 | 4824 | 21586 | Up-front Payment
PGE-000535 | Single Family Residential | Domestic Hot Water | Gas | Pacific Gas and Electric | Incentive:Paid | 2715 | 18.59 |  | 1 | 149 |  | 146 |  | 2012-07-17 16:28 | 2012-09-11 | CALIFORNIA PLUMBING & RADIANT HEATING INC | Retrofit | BERKELEY | Alameda | 94705 | Host Customer is System Owner | 3 |  | 2007023A | Heat Transfer Products | Phoenix Solar | PH-80S | Indirect Forced Circulation (IF) | 39.8 |  | AE-40E | Glycol | Advanced Controller with a Vacation or Holiday Mode | Solar and Auxiliary Storage are the same Tank | 80 | 0.98 | 1 | 45 | Z12 | [18 empty] | Berkeley CA, | FALSE | 167.43 |  | 2011-06-07 | 2012-07-18 |  |  | 2012-07-17 | 2012-09-11 | 4393 | 24947.5 | Up-front Payment
PGE-000538 | Single Family Residential | Domestic Hot Water | Electric | Pacific Gas and Electric | Incentive:Canceled | 1037 |  | 0.37 | 1 |  | 3145 |  | 3145 | 2011-12-05 15:29 |  | SUN FIRST! INC | Retrofit | SAN RAFAEL | Marin | 94903 | Host Customer is System Owner |  |  | 2011013G | American Water Heater Company | American Solar | SSX62 ACI240 - 120 | Indirect Forced Circulation (IF) | 63.8 |  | CR-130-A-P |  |  | Solar Storage and Auxiliary Tanks are separate |  |  |  | 0 | Z02 | [18 empty] | Marin County | FALSE |  | 2.68 | 2011-06-01: 2011-06-15; 2011-06-21: 2011-12-08; 2011-08-03: 2011-12-05 | 4650 | 8416 | Up-front Payment
SCG-000539 | Single Family Residential | Domestic Hot Water | Gas | Southern California Gas Company | Incentive:Paid | 1308 | 12.82 |  | 1 | 102 |  | 102 |  | 2012-01-13 15:22 | 2012-01-19 | SIREN SALES - CALIFORNIA INC | Retrofit | Lake forest | Orange | 92630 | Host Customer is System Owner | 5 |  | 2010068A | Fafco, Inc. | 500 Series | AC-16UX3-50G-50S | Indirect Forced Circulation (IF) | 48 |  | 8890 | Glycol | Advanced Controller with a Thermal Cycling Function | Solar Storage and Auxiliary Tanks are separate | 50 | 1 | 1 | 65 | Z08 | [18 empty] | Lake Forest | FALSE | 90.2 |  | 2011-06-01: 2011-06-16; 2011-08-03: 2012-01-13; 2011-09-20: 2012-01-19 | 4616 | 9200 | Up-front Payment
SDG-000540 | Single Family Residential | Domestic Hot Water | Gas | San Diego Gas and Electric | Incentive:Paid | 234 | 12.82 |  | 1 | 97 |  | 97 |  | 2011-07-28 21:12 | 2011-07-28 | ALANIZ VENTURES INC | Retrofit | San Diego | San Diego | 92131 | Host Customer is System Owner | 3 |  | 2007004A | Fafco, Inc. | 200 Series | VDB-48U-50G-50S | Indirect Forced Circulation (IF) | 47.4 |  | Revolution | Automatic Drainback |  | Solar Storage and Auxiliary Tanks are separate | 50 | 1 | 1 | 45 | Z10 | [18 empty] | City of San Diego | FALSE | 71.65 |  | 2011-06-01: 2011-06-16; 2011-08-03: 2011-07-28; 2011-09-20: 2011-07-28 | 4780 | 6950.5 | Up-front Payment
SDG-000542 | Single Family Residential | Domestic Hot Water | Gas | San Diego Gas and Electric | Incentive:Paid | 234 | 12.82 |  | 1 | 97 |  | 97 |  | 2011-07-27 09:39 | 2011-07-27 | ALANIZ VENTURES INC | Retrofit | San Diego | San Diego | 92124 | Host Customer is System Owner | 2 |  | 2007004A | Fafco, Inc. | 200 Series | VDB-48U-50G-50S | Indirect Forced Circulation (IF) | 47.4 |  | Revolution | Automatic Drainback |  | Solar Storage and Auxiliary Tanks are separate | 50 | 1 | 1 | 35 | Z10 | [18 empty] | City of San Diego | FALSE | 69.59 |  | 2011-06-01: 2011-06-16; 2011-08-03: 2011-07-27; 2011-09-20: 2011-07-27 | 4780 | 6750 | Up-front Payment
PGE-000543 | Single Family Residential | Domestic Hot Water | Gas | Pacific Gas and Electric | Incentive:Paid | 1474 | 12.82 |  | 1 | 115 |  | 115 |  | 2011-07-14 14:50 | 2011-08-03 | AZTEC SOLAR INC | Retrofit | Fair Oaks | Sacramento | 95628 | Host Customer is System Owner | 2 |  | 2001016C | Solahart Industries | SOLAHART | ASG 302J & ASG 302J Free Heat | Indirect Thermosyphon (IT) | 42.7 |  | J | Glycol | HartStat, or equivalent | Solar Storage and Auxiliary Tanks are separate | 80 | 1 | 1 | 35 | Z12 | [18 empty] | Sacramento County | FALSE | 62.38 |  | 2011-06-16 | 2011-07-22 |  |  | 2011-07-14 | 2011-08-03 | 4826 | 7173.15 | Up-front Payment
SCG-000544 | Single Family Residential | Domestic Hot Water | Gas | Southern California Gas Company | Incentive:Paid | 1111 | 12.82 |  | 1 | 102 |  | 87 |  | 2011-11-04 15:41 | 2012-01-12 | SIREN SALES - CALIFORNIA INC | Retrofit | Mission Viejo | Orange | 92691 | Host Customer is System Owner | 2 |  | 2010033A | Fafco, Inc. | 500 Series | AC-24UX2-50G-50S | Indirect Forced Circulation (IF) | 48.8 |  | 8840 |  |  | Solar Storage and Auxiliary Tanks are separate | 50 | 0.85 | 1 | 35 | Z08 | [18 empty] | 92947 | FALSE | 89.03 |  | 2011-06-01: 2011-06-16; 2011-08-03: 2011-11-04; 2011-09-20: 2012-01-12 | 4656 | 9081 | Up-front Payment
SCG-000545 | Single Family Residential | Domestic Hot Water | Gas | Southern California Gas Company | Incentive:Paid | 1308 | 12.82 |  | 1 | 102 |  | 102 |  | 2011-10-24 11:04 | 2012-01-19 | SIREN SALES - CALIFORNIA INC | Retrofit | Lake forest | Orange | 92630 | Host Customer is System Owner | 3 |  | 2010033A | Fafco, Inc. | 500 Series | AC-24UX2-50G-50S | Indirect Forced Circulation (IF) | 48.8 |  | 8840 | Glycol | Advanced Controller with a Thermal Cycling Function | Solar Storage and Auxiliary Tanks are separate | 50 | 1 | 1 | 45 | Z08 | [18 empty] | RESB-6-11-4188 | FALSE | 90.2 |  | 2011-06-01: 2011-06-16; 2011-08-03: 2011-10-24; 2011-09-20: 2012-01-19 | 4635 | 9200 | Up-front Payment
SDG-000546 | Single Family Residential | Domestic Hot Water | Gas | San Diego Gas and Electric | Incentive:Paid | 304 | 12.82 |  | 1 | 129 |  | 129 |  | 2011-06-23 11:17 | 2011-06-23 | BUTLER SUN SOLUTIONS INC | Retrofit | La Mesa | San Diego | 91941 | Host Customer is System Owner | 4 |  | 2005006M | Butler Sun Solutions | Solar Butler | BSS-PV1-50Ge | Indirect Forced Circulation (IF) | 46.5 |  | ThermoPower-VHP25 | Glycol | Heat Dump Radiator | Solar and Auxiliary Storage are the same Tank | 50 | 1 | 1 | 55 | Z10 | [18 empty] | City of La Mesa | FALSE | 62.93 |  | 2011-06-01: 2011-06-16; 2011-08-03: 2011-06-23; 2011-09-20: 2011-06-23 | 4860 | 8118.21 | Up-front Payment
SCG-000547 | Single Family Residential | Domestic Hot Water | Gas | Southern California Gas Company | Incentive:Paid | 1308 | 12.82 |  | 1 | 102 |  | 102 |  | 2011-10-17 07:51 | 2012-01-09 | SIREN SALES - CALIFORNIA INC | Retrofit | Lake Forest | Orange | 92630 | Host Customer is System Owner | 2 |  | 2010033A | Fafco, Inc. | 500 Series | AC-24UX2-50G-50S | Indirect Forced Circulation (IF) | 48.8 |  | 8840 | Glycol | Advanced Controller with a Thermal Cycling Function | Solar Storage and Auxiliary Tanks are separate | 50 | 1 | 1 | 35 | Z08 | [18 empty] | RESB-6-11-4120 | FALSE | 90.2 |  | 2011-06-01: 2011-06-16; 2011-08-03: 2011-10-17; 2011-09-20: 2012-01-09 | 4656 | 9200 | Up-front Payment
SDG-000548 | Single Family Residential | Domestic Hot Water | Gas | San Diego Gas and Electric | Incentive:Paid | 188 | 12.82 |  | 1 | 120 |  | 120 |  | 2011-06-20 07:53 | 2011-06-20 | BUTLER SUN SOLUTIONS INC | Retrofit | San Diego | San Diego | 92129 | Host Customer is System Owner | 3 |  | 2005006E | Butler Sun Solutions | Solar Butler | BSS-PV1-80Ga | Indirect Forced Circulation (IF) | 40.9 |  | EC-40 | Glycol | Heat Dump Radiator | Solar and Auxiliary Storage are the same Tank | 80 | 1 | 1 | 45 | Z10 | [18 empty] | City of San Diego | FALSE | 69.81 |  | 2011-06-01: 2011-06-16; 2011-08-03: 2011-06-20; 2011-09-20: 2011-06-20 | 4860 | 8377 | Up-front Payment
SDG-000549 | Single Family Residential | Domestic Hot Water | Gas | San Diego Gas and Electric | Incentive:Paid | 185 | 12.82 |  | 1 | 126 |  | 107 |  | 2011-08-23 10:23 | 2011-08-23 | BUTLER SUN SOLUTIONS INC | New Construction | San Diego | San Diego | 92116 | Host Customer is System Owner | 4 |  | 2005006M | Butler Sun Solutions | Solar Butler | BSS-PV1-50Ge | Indirect Forced Circulation (IF) | 46.5 |  | ThermoPower-VHP25 | Glycol | Heat Dump Radiator | Solar and Auxiliary Storage are the same Tank | 50 | 1 | 0.85 | 55 | Z07 | [18 empty] | City of San Diego | FALSE | 63.07 |  | 2011-06-01: 2011-06-16; 2011-08-03: 2011-08-23; 2011-09-20: 2011-08-23 | 4783 | 7947 | Up-front Payment
SDG-000550 | Single Family Residential | Domestic Hot Water | Gas | San Diego Gas and Electric | Incentive:Paid | 84 | 12.82 |  | 1 | 79 |  | 71 |  | 2011-07-27 09:40 | 2011-07-27 | ALANIZ VENTURES INC | Retrofit | San Diego | San Diego | 92105 | Host Customer is System Owner | 2 |  | 2007004A | Fafco, Inc. | 200 Series | VDB-48U-50G-50S | Indirect Forced Circulation (IF) | 47.4 |  | Revolution | Automatic Drainback |  | Solar Storage and Auxiliary Tanks are separate | 50 | 1 | 0.9 | 35 | Z07 | [18 empty] | City of San Diego | FALSE | 87.97 |  | 2011-06-01: 2011-06-17; 2011-08-03: 2011-07-27; 2011-09-20: 2011-07-27 | 4780 | 6950 | Up-front Payment
SDG-000552 | Single Family Residential | Domestic Hot Water | Gas | San Diego Gas and Electric | Incentive:Paid | 28 | 12.82 |  | 1 | 79 |  | 63 |  | 2011-07-28 21:07 | 2011-07-28 | ALANIZ VENTURES INC | Retrofit | San Diego | San Diego | 92106 | Host Customer is System Owner | 2 |  | 2007004A | Fafco, Inc. | 200 Series | VDB-48U-50G-50S | Indirect Forced Circulation (IF) | 47.4 |  | Revolution | Automatic Drainback |  | Solar Storage and Auxiliary Tanks are separate | 50 | 1 | 0.8 | 35 | Z07 | [18 empty] | City of San Diego | FALSE | 80.98 |  | 2011-06-01: 2011-06-17; 2011-08-03: 2011-07-28; 2011-09-20: 2011-07-28 | 4780 | 6397.18 | Up-front Payment
PGE-000553 | Single Family Residential | Domestic Hot Water | Gas | Pacific Gas and Electric | Incentive:Canceled | 1875 | 12.82 |  | 1 | 179 |  | 170 |  | 2011-08-17 13:53 |  | O C G PLUMBING INC | Retrofit | CARMEL VALLEY | Monterey | 93924 | Host Customer is System Owner | 5 |  | 2007023B | Heat Transfer Products | Phoenix Solar | PH-119S | Indirect Forced Circulation (IF) | 63.8 |  | AE-32E |  |  | Solar and Auxiliary Storage are the same Tank | 119 | 0.95 | 1 | 65 | Z03 | [18 empty] | Monterey County | FALSE | 159.22 |  | 2011-06-01: 2011-06-17; 2011-06-21: 2011-07-15; 2011-08-03: 2011-08-17 | 4817 | 28500 | Up-front Payment
SDG-000554 | Single Family Residential | Domestic Hot Water | Gas | San Diego Gas and Electric | Incentive:Paid | 84 | 12.82 |  | 1 | 79 |  | 71 |  | 2011-07-27 20:55 | 2011-07-27 | ALANIZ VENTURES INC | Retrofit | San Diego | San Diego | 92117 | Host Customer is System Owner | 2 |  | 2007004A | Fafco, Inc. | 200 Series | VDB-48U-50G-50S | Indirect Forced Circulation (IF) | 47.4 |  | Revolution | Automatic Drainback |  | Solar Storage and Auxiliary Tanks are separate | 50 | 1 | 0.9 | 35 | Z07 | [18 empty] | City of San Diego | FALSE | 87.97 |  | 2011-06-01: 2011-06-17; 2011-08-03: 2011-07-27; 2011-09-20: 2011-07-27 | 4779 | 6950 | Up-front Payment
SDG-000556 | Single Family Residential | Domestic Hot Water | Gas | San Diego Gas and Electric | Incentive:Paid | 321 | 12.82 |  | 1 | 121 |  | 121 |  | 2011-08-04 22:27 | 2011-08-04 | ALANIZ VENTURES INC | Retrofit | San Diego | San Diego | 92124 | Host Customer is System Owner | 4 |  | 2007004C | Fafco, Inc. | 200 Series | VDB-48UX2-50G-50S | Indirect Forced Circulation (IF) | 94.9 |  | Revolution | Automatic Drainback |  | Solar Storage and Auxiliary Tanks are separate | 50 | 1 | 1 | 55 | Z10 | [18 empty] | City of San Diego | FALSE | 61.57 |  | 2011-06-01: 2011-06-17; 2011-08-03: 2011-08-04; 2011-09-20: 2011-08-04 | 4779 | 7450 | Up-front Payment
SDG-000557 | Single Family Residential | Domestic Hot Water | Gas | San Diego Gas and Electric | Incentive:Paid | 359 | 12.82 |  | 1 | 145 |  | 145 |  | 2011-07-05 07:31 | 2011-07-05 | SAN LUIS SOLAR | Retrofit | Poway | San Diego | 92064 | Host Customer is System Owner | 3 |  | 2001001C | SunEarth, Inc. | SolaRay | TE48P-80-2G | Indirect Forced Circulation (IF) | 49.3 |  | EP-24 | Glycol | Advanced Controller with a Vacation or Holiday Mode | Solar Storage and Auxiliary Tanks are separate | 80 | 1 | 1 | 45 | Z10 | [18 empty] | City of Poway | FALSE | 45.52 |  | 2011-06-01: 2011-06-17; 2011-08-03: 2011-07-05; 2011-09-20: 2011-07-05 | 4842 | 6600 | Up-front Payment
SDG-000558 | Single Family Residential | Domestic Hot Water | Gas | San Diego Gas and Electric | Incentive:Paid | 369 | 12.82 |  | 1 | 138 |  | 138 |  | 2011-07-05 07:49 | 2011-07-05 | SAN LUIS SOLAR | Retrofit | San Diego | San Diego | 92107 | Host Customer is System Owner | 2 |  | 2001001C | SunEarth, Inc. | SolaRay | TE48P-80-2G | Indirect Forced Circulation (IF) | 49.3 |  | EP-24 | Glycol | Advanced Controller with a Vacation or Holiday Mode | Solar Storage and Auxiliary Tanks are separate | 80 | 1 | 1 | 35 | Z07 | [18 empty] | City of San Diego | FALSE | 48.55 |  | 2011-06-01: 2011-06-17; 2011-08-03: 2011-07-05; 2011-09-20: 2011-07-05 | 4849 | 6700 | Up-front Payment
SDG-000560 | Single Family Residential | Domestic Hot Water | Gas | San Diego Gas and Electric | Incentive:Paid | 333 | 12.82 |  | 1 | 118 |  | 118 |  | 2011-07-11 08:53 | 2011-07-11 | SAN LUIS SOLAR | Retrofit | La Mesa | San Diego | 91941 | Host Customer is System Owner | 2 |  | 2001028A | SunEarth, Inc. | Cascade | EPRD-40-80-2G | Indirect Forced Circulation (IF) | 40.9 |  | EP-40 | Automatic Drainback |  | Solar Storage and Auxiliary Tanks are separate | 80 | 1 | 1 | 35 | Z10 | [18 empty] | County of San Diego | FALSE | 60.17 |  | 2011-06-01: 2011-06-17; 2011-08-03: 2011-07-11; 2011-09-20: 2011-07-11 | 4807 | 7100 | Up-front Payment
SDG-000561 | Single Family Residential | Domestic Hot Water | Gas | San Diego Gas and Electric | Incentive:Paid | 321 | 12.82 |  | 1 | 121 |  | 121 |  | 2011-07-27 09:38 | 2011-07-27 | ALANIZ VENTURES INC | Retrofit | San Diego | San Diego | 92131 | Host Customer is System Owner | 3 |  | 2007004C | Fafco, Inc. | 200 Series | VDB-48UX2-50G-50S | Indirect Forced Circulation (IF) | 94.9 |  | Revolution | Automatic Drainback |  | Solar Storage and Auxiliary Tanks are separate | 50 | 1 | 1 | 45 | Z10 | [18 empty] | City of San Diego | FALSE | 61.57 |  | 2011-06-01: 2011-06-17; 2011-08-03: 2011-07-27; 2011-09-20: 2011-07-27 | 4779 | 7450.09 | Up-front Payment
SDG-000563 | Single Family Residential | Domestic Hot Water | Gas | San Diego Gas and Electric | Incentive:Paid | 97 | 12.82 |  | 1 | 97 |  | 82 |  | 2011-07-27 09:36 | 2011-07-27 | ALANIZ VENTURES INC | Retrofit | San Diego | San Diego | 92124 | Host Customer is System Owner | 3 |  | 2007004A | Fafco, Inc. | 200 Series | VDB-48U-50G-50S | Indirect Forced Circulation (IF) | 47.4 |  | Revolution | Automatic Drainback |  | Solar Storage and Auxiliary Tanks are separate | 50 | 1 | 0.85 | 45 | Z10 | [18 empty] | City of San Diego | FALSE | 60.93 |  | 2011-06-01: 2011-06-17; 2011-08-03: 2011-07-27; 2011-09-20: 2011-07-27 | 4780 | 5910 | Up-front Payment
SDG-000565 | Single Family Residential | Domestic Hot Water | Electric | San Diego Gas and Electric | Incentive:Paid | 1140 |  | 0.37 | 1 |  | 3080 |  | 3080 | 2011-10-07 10:38 | 2011-10-31 | RUNGE BUILDING & CONSULTING | Retrofit | Vista | San Diego | 92084 | Host Customer is System Owner | 4 |  | 1993001C | SunEarth, Inc. | SolaRay | TE40P-80-1 | Indirect Forced Circulation (IF) | 40.9 |  | EP-40 | Glycol | Advanced Controller with a Vacation or Holiday Mode | Solar and Auxiliary Storage are the same Tank | 80 | 1 | 1 | 55 | Z10 | [18 empty] | San Diego County | FALSE |  | 2.56 | 2011-06-01: 2011-06-18; 2011-08-03: 2011-10-07; 2011-09-20: 2011-10-31 | 4716 | 7898 | Up-front Payment
SDG-000568 | Single Family Residential | Domestic Hot Water | Gas | San Diego Gas and Electric | Incentive:Paid | 361 | 12.82 |  | 1 | 120 |  | 114 |  | 2011-06-28 12:14 | 2011-06-28 | SON ENERGY | Retrofit | San Diego | San Diego | 92131 | Host Customer is System Owner | 2 |  | 2001016C | Solahart Industries | SOLAHART | ASG 302J & ASG 302J Free Heat | Indirect Thermosyphon (IT) | 42.7 |  | J | Glycol | HartStat, or equivalent | Solar Storage and Auxiliary Tanks are separate | 80 | 1 | 0.95 | 35 | Z10 | [18 empty] | City of San Diego | FALSE | 66.46 |  | 2011-06-01: 2011-06-21; 2011-08-03: 2011-06-28; 2011-09-20: 2011-06-28 | 4849 | 7975 | Up-front Payment
SDG-000569 | Single Family Residential | Domestic Hot Water | Gas | San Diego Gas and Electric | Incentive:Paid | 323 | 12.82 |  | 1 | 111 |  | 111 |  | 2011-07-24 21:33 | 2011-07-24 | SON ENERGY | Retrofit | Oceanside | San Diego | 92056 | Host Customer is System Owner | 2 |  | 2001016C | Solahart Industries | SOLAHART | ASG 302J & ASG 302J Free Heat | Indirect Thermosyphon (IT) | 42.7 |  | J |  |  | Solar Storage and Auxiliary Tanks are separate | 80 | 1 | 1 | 35 | Z07 | [18 empty] | City of Oceanside | FALSE | 68.02 |  | 2011-06-01: 2011-06-21; 2011-08-03: 2011-07-24; 2011-09-20: 2011-07-24 | 4807 | 7550 | Up-front Payment
SDG-000570 | Single Family Residential | Domestic Hot Water | Gas | San Diego Gas and Electric | Incentive:Paid | 324 | 12.82 |  | 1 | 115 |  | 115 |  | 2011-07-21 21:34 | 2011-07-21 | SON ENERGY | Retrofit | El Cajon | San Diego | 92019 | Host Customer is System Owner | 2 |  | 2006025B | Solene | Solene/Corona DC Closed Loop | SLCO40DC-80HE-XG | Indirect Forced Circulation (IF) | 38.9 |  | SLCO-40 | Glycol | Advanced Controller with a Vacation or Holiday Mode | Solar Storage and Auxiliary Tanks are separate | 80 | 1 | 1 | 35 | Z10 | [18 empty] | County of San Diego | FALSE | 59.48 |  | 2011-06-01: 2011-06-22; 2011-08-03: 2011-07-21; 2011-09-20: 2011-07-21 | 4807 | 6840 | Up-front Payment
SDG-000571 | Single Family Residential | Domestic Hot Water | Gas | San Diego Gas and Electric | Incentive:Paid | 324 | 12.82 |  | 1 | 115 |  | 115 |  | 2011-07-21 21:27 | 2011-07-21 | SON ENERGY | Retrofit | San Diego | San Diego | 92128 | Host Customer is System Owner | 4 |  | 2006025B | Solene | Solene/Corona DC Closed Loop | SLCO40DC-80HE-XG | Indirect Forced Circulation (IF) | 38.9 |  | SLCO-40 | Glycol | Advanced Controller with a Vacation or Holiday Mode | Solar Storage and Auxiliary Tanks are separate | 80 | 1 | 1 | 55 | Z10 | [18 empty] | City of San Diego | FALSE | 58.7 |  | 2011-06-01: 2011-06-22; 2011-08-03: 2011-07-21; 2011-09-20: 2011-07-21 | 4807 | 6750 | Up-front Payment
SDG-000573 | Single Family Residential | Domestic Hot Water | Gas | San Diego Gas and Electric | Incentive:Paid | 236 | 12.82 |  | 1 | 111 |  | 100 |  | 2011-07-21 21:36 | 2011-07-21 | SON ENERGY | Retrofit | San Diego | San Diego | 92130 | Host Customer is System Owner | 4 |  | 2001016C | Solahart Industries | SOLAHART | ASG 302J & ASG 302J Free Heat | Indirect Thermosyphon (IT) | 42.7 |  | J | Glycol | HartStat, or equivalent | Solar Storage and Auxiliary Tanks are separate | 80 | 1 | 0.9 | 55 | Z07 | [18 empty] | City of San Diego | FALSE | 68.47 |  | 2011-06-01: 2011-06-23; 2011-08-03: 2011-07-21; 2011-09-20: 2011-07-21 | 4807 | 7600 | Up-front Payment
SDG-000574 | Single Family Residential | Domestic Hot Water | Gas | San Diego Gas and Electric | Incentive:Paid | 386 | 12.82 |  | 1 | 137 |  | 137 |  | 2011-07-21 22:39 | 2011-07-21 | SON ENERGY | Retrofit | Rancho Santa Fe | San Diego | 92067 | Host Customer is System Owner | 6 |  | 2006024F | Solene | Solene/Corona Drainback | SLCO80DC-120DB-XG | Indirect Forced Circulation (IF) | 77.7 |  | SLCO-40 | Automatic Drainback |  | Solar Storage and Auxiliary Tanks are separate | 120 | 1 | 1 | 75 | Z07 | [18 empty] | County of San Diego | FALSE | 62.41 |  | 2011-06-01: 2011-06-23; 2011-08-03: 2011-07-21; 2011-09-20: 2011-07-21 | 4807 | 8550 | Up-front Payment
SDG-000576 | Commercial/Multifamily Residential | Domestic Hot Water | Gas | San Diego Gas and Electric | Incentive:Paid | 908 | 12.82 |  | 1 | 336 |  | 336 |  | 2011-08-10 09:10 | 2011-08-10 | Self Installer | Retrofit | San Diego | San Diego | 92109 | Host Customer is System Owner |  |  | 1998006A | Thermal Conversion Technology, Inc. (TCT Solar) | ProgressivTube | PT-30-CN-G | Direct Integral Collector Storage (DI) | 24 |  | (No Model Number) |  |  | Solar Storage and Auxiliary Tanks are separate | 120 | 1 | 1 | 0 | Z07 | [11 empty] | FALSE | [6 empty] | City of San Diego | FALSE | 32.74 |  | 2011-06-23 |  | 2011-08-10 | 2011-08-10 | 2011-08-17 | 2011-08-17 | 4783 | 11002.22 | Up-front Payment
SDG-000577 | Single Family Residential | Domestic Hot Water | Gas | San Diego Gas and Electric | Incentive:Paid | 321 | 12.82 |  | 1 | 120 |  | 114 |  | 2011-07-21 22:22 | 2011-07-21 | SON ENERGY | Retrofit | Escondido | San Diego | 92027 | Host Customer is System Owner | 4 |  | 2001016C | Solahart Industries | SOLAHART | ASG 302J & ASG 302J Free Heat | Indirect Thermosyphon (IT) | 42.7 |  | J | Glycol | HartStat, or equivalent | Solar Storage with Tankless Auxiliary Water Heater | 80 | 1 | 0.95 | 55 | Z10 | [18 empty] | County of San Diego | FALSE | 60.42 |  | 2011-06-01: 2011-06-23; 2011-08-03: 2011-07-21; 2011-09-20: 2011-07-21 | 4807 | 7250 | Up-front Payment
SDG-000579 | Single Family Residential | Domestic Hot Water | Gas | San Diego Gas and Electric | Incentive:Paid | 324 | 12.82 |  | 1 | 115 |  | 115 |  | 2011-07-27 15:01 | 2011-07-27 | SON ENERGY | Retrofit | San Diego | San Diego | 92124 | Host Customer is System Owner | 4 |  | 2006025B | Solene | Solene/Corona DC Closed Loop | SLCO40DC-80HE-XG | Indirect Forced Circulation (IF) | 38.9 |  | SLCO-40 | Glycol | Advanced Controller with a Vacation or Holiday Mode | Solar Storage and Auxiliary Tanks are separate | 80 | 1 | 1 | 55 | Z10 | [18 empty] | City of San Diego | FALSE | 53.91 |  | 2011-06-01: 2011-06-23; 2011-08-03: 2011-07-27; 2011-09-20: 2011-07-27 | 4780 | 6200 | Up-front Payment
SDG-000581 | Commercial/Multifamily Residential | Domestic Hot Water | Gas | San Diego Gas and Electric | Incentive:Paid | 46447 | 12.82 |  | 1 | 3301 |  | 3301 |  | 2011-07-11 11:57 | 2011-07-19 | AZTEC SOLAR INC | New Construction | La Jolla | San Diego | 92037 | Host Customer is System Owner | [7 empty] | 1303.68 | 27.16 |  | Glycol | Advanced Controller with a Vacation or Holiday Mode | Solar Storage and Auxiliary Tanks are separate |  | 1 | 1 | 1898 | Z07 | 146 | Persons | Men's Dormitories | 2005019A | 48 | 1 | 2450 | 2 | 500 | 2 | 708333 | TRUE | 120 | 120 |  |  |  |  | The Regents of the University of California | FALSE | 91.1 |  | 2011-06-26 |  | 2011-07-11 | 2011-07-19 | 2011-07-25 | 2011-08-01 | 4779 | 300716 | Up-front Payment
SDG-000582 | Commercial/Multifamily Residential | Domestic Hot Water | Gas | San Diego Gas and Electric | Incentive:Paid | 58203 | 12.82 |  | 1 | 4194 |  | 4194 |  | 2011-07-11 11:58 | 2011-07-19 | AZTEC SOLAR INC | New Construction | La Jolla | San Diego | 92037 | Host Customer is System Owner | [7 empty] | 1575.28 | 27.16 |  | Glycol | Advanced Controller with a Vacation or Holiday Mode | Solar Storage and Auxiliary Tanks are separate |  | 1 | 1 | 2431 | Z07 | 187 | Persons | Men's Dormitories | 2005019A | 58 | 1 | 3300 | 2 | 500 | 2 | 708333 | TRUE | 120 | 120 |  |  |  |  | The Regents of the University of California | FALSE | 89.63 |  | 2011-06-26 |  | 2011-07-11 | 2011-07-19 | 2011-07-25 | 2011-08-01 | 4779 | 375895 | Up-front Payment
SDG-000583 | Commercial/Multifamily Residential | Domestic Hot Water | Gas | San Diego Gas and Electric | Incentive:Paid | 9064 | 12.82 |  | 1 | 730 |  | 730 |  | 2011-07-14 16:53 | 2011-07-19 | AZTEC SOLAR INC | New Construction | La Jolla | San Diego | 92037 | Host Customer is System Owner | [7 empty] | 186.88 | 46.72 |  | Glycol | Advanced Controller with a Vacation or Holiday Mode | Solar and Auxiliary Storage are the same Tank |  |  |  | 1180 | Z07 | 1686 | Full meals served | Quick Service Restaurant | 2008025B | 4 | 1 | 238 | 2 | 0 | 0 | 191000 | TRUE | 120 | 120 |  |  |  |  | The Regents of the University of California | FALSE | 92.58 |  | 2011-06-26 | 2011-08-08 | 2011-07-14 | 2011-07-19 | 2011-07-25 | 2011-08-24 | 4779 | 67581 | Up-front Payment
PGE-000587 | Single Family Residential | Domestic Hot Water | Electric | Pacific Gas and Electric | Incentive:Paid | 885 |  | 0.37 | 1 |  | 2393 |  | 2393 | 2011-08-15 07:41 | 2011-08-16 | SIERRA PACIFIC HOME & COMFORT INC | Retrofit | LINCOLN | Placer | 95648 | Host Customer is System Owner | 4 |  | 2000007A | ACR Solar International | Skyline System 5 | 200152C80EX | Indirect Forced Circulation (IF) | 40.1 |  | 20-01 | Glycol | Advanced Controller with a Vacation or Holiday Mode | Solar and Auxiliary Storage are the same Tank | 80 | 1 | 1 | 55 | Z11 | [18 empty] | Placer Courty | FALSE |  | 3.09 | 2011-06-01: 2011-06-29; 2011-08-03: 2011-08-15; 2011-09-20: 2011-08-16 | 4805 | 7392 | Up-front Payment
SCG-000590 | Single Family Residential | Domestic Hot Water | Gas | Southern California Gas Company | Incentive:Paid | 1807 | 18.59 |  | 1 | 108 |  | 97 |  | 2012-08-30 11:31 | 2012-10-03 | SIREN SALES - CALIFORNIA INC | Retrofit | Corona | Riverside | 92882 | Host Customer is System Owner | 2 |  | 2010033A | Fafco, Inc. | 500 Series | AC-24UX2-50G-50S | Indirect Forced Circulation (IF) | 48.8 |  | 8840 | Glycol | Advanced Controller with a Thermal Cycling Function | Solar Storage and Auxiliary Tanks are separate | 50 | 1 | 0.9 | 35 | Z10 | [18 empty] | Corona | FALSE | 84.04 |  | 2011-06-01: 2011-06-30; 2011-08-03: 2012-08-30; 2011-09-20: 2012-10-03 | 4365 | 9076.25 | Up-front Payment
SCG-000591 | Single Family Residential | Domestic Hot Water | Gas | Southern California Gas Company | Incentive:Paid | 1111 | 12.82 |  | 1 | 102 |  | 87 |  | 2011-10-07 15:50 | 2012-01-12 | SIREN SALES - CALIFORNIA INC | Retrofit | Orange | Orange | 92869 | Host Customer is System Owner | 7 |  | 2010033A | Fafco, Inc. | 500 Series | AC-24UX2-50G-50S | Indirect Forced Circulation (IF) | 48.8 |  | 8840 | Glycol | Advanced Controller with a Thermal Cycling Function | Solar Storage and Auxiliary Tanks are separate | 50 | 1 | 0.85 | 85 | Z08 | [18 empty] | City of Orange | FALSE | 90.01 |  | 2011-06-01: 2011-06-30; 2011-08-03: 2011-10-07; 2011-09-20: 2012-01-12 | 4635 | 9181 | Up-front Payment
SCG-000593 | Single Family Residential | Domestic Hot Water | Gas | Southern California Gas Company | Incentive:Paid | 1807 | 18.59 |  | 1 | 108 |  | 97 |  | 2013-10-28 16:04 | 2013-12-03 | SIREN SALES - CALIFORNIA INC | Retrofit | Corona | Riverside | 92880 | Host Customer is System Owner | 7 |  | 2010033A | Fafco, Inc. | 500 Series | AC-24UX2-50G-50S | Indirect Forced Circulation (IF) | 48.8 |  | 8840 | Glycol | Advanced Controller with a Thermal Cycling Function | Solar Storage and Auxiliary Tanks are separate | 50 | 1 | 0.9 | 85 | Z10 | [18 empty] | CORONA CA | FALSE | 83.98 |  | 2011-06-01: 2011-06-30; 2011-08-03: 2013-10-28; 2011-09-20: 2013-12-03 | 3965 | 9070 | Up-front Payment
SCG-000595 | Single Family Residential | Domestic Hot Water | Gas | Southern California Gas Company | Incentive:Canceled | 3045 | 25.37 |  | 2 | 102 |  | 102 |  |  |  | SIREN SALES - CALIFORNIA INC | Retrofit | Lake Forest | Orange | 92630 | Host Customer is System Owner | 4 |  | 2010033A | Fafco, Inc. | 500 Series | AC-24UX2-50G-50S | Indirect Forced Circulation (IF) | 48.8 |  | 8840 | Glycol | Advanced Controller with a Thermal Cycling Function | Solar Storage and Auxiliary Tanks are separate | 50 | 1 | 1 | 55 | Z08 | [18 empty] | RESB-6-11-4126 | FALSE | 115.78 |  | 2011-06-01: 2011-06-30 | 4867 | 11810 | Up-front Payment
SCG-000596 | Single Family Residential | Domestic Hot Water | Gas | Southern California Gas Company | Incentive:Paid | 1385 | 12.82 |  | 1 | 108 |  | 108 |  | 2011-10-18 16:31 | 2012-01-12 | SIREN SALES - CALIFORNIA INC | Retrofit | Yorba Linda | Orange | 92886 | Host Customer is System Owner | 3 |  | 2010033A | Fafco, Inc. | 500 Series | AC-24UX2-50G-50S | Indirect Forced Circulation (IF) | 48.8 |  | 8840 | Glycol | Advanced Controller with a Thermal Cycling Function | Solar Storage and Auxiliary Tanks are separate | 50 | 1 | 1 | 45 | Z10 | [18 empty] | City of Yorba Linda | FALSE | 84.81 |  | 2011-06-01: 2011-06-30; 2011-08-03: 2011-10-18; 2011-09-20: 2012-01-12 | 4656 | 9160 | Up-front Payment
SCG-000597 | Commercial/Multifamily Residential | Domestic Hot Water | Gas | Southern California Gas Company | Incentive:Canceled | 17334 | 14.53 |  | 1 | 1193 |  | 1193 |  | 2011-07-01 11:04 | 2011-07-06 | SOLAR - TEC SYSTEMS INC | Retrofit | El Monte | Los Angeles | 91732 | Host Customer is System Owner | [7 empty] | 327.2 | 40.9 |  | Glycol | Advanced Controller with a Vacation or Holiday Mode | Solar Storage and Auxiliary Tanks are separate |  | 1 | 1 | 1880 | Z09 | 47 | Units | Apartments/Condos | 2007032A | 8 | 2 | 480 | 4 | 200 | 2 | 469000 | TRUE | 135 | 140 |  |  |  |  | El Monte Building Department | FALSE | 28.02 |  | 2011-06-01: 2011-06-30; 2011-06-23: 2011-07-01; 2011-07-01: 2011-07-06 | 4806 | 33429 | Up-front Payment
PGE-000598 | Single Family Residential | Domestic Hot Water | Gas | Pacific Gas and Electric | Incentive:Paid | 1875 | 12.82 |  | 1 | 155 |  | 155 |  | 2011-07-08 13:14 | 2011-07-14 | AZTEC SOLAR INC | Retrofit | FAIR OAKS | Sacramento | 95628 | Host Customer is System Owner | 4 |  | 2001001E | SunEarth, Inc. | SolaRay | TE64P-80-2G | Indirect Forced Circulation (IF) | 65.7 |  | EP-32 | Glycol | Advanced Controller with a Vacation or Holiday Mode | Solar Storage and Auxiliary Tanks are separate | 80 | 1 | 1 | 55 | Z12 | [18 empty] | Sacramento County | FALSE | 48.21 |  | 2011-06-01: 2011-06-30; 2011-08-03: 2011-07-08; 2011-09-20: 2011-07-14 | 4847 | 7473.15 | Up-front Payment
SCG-000599 | Commercial/Multifamily Residential | Domestic Hot Water | Gas | Southern California Gas Company | Incentive:Paid | 21794 | 12.82 |  | 1 | 1700 |  | 1700 |  | 2011-07-11 12:13 | 2011-08-12 | MURBARGER & ASSOCIATES | Retrofit | Los Angeles | Los Angeles | 90015 | Host Customer is System Owner |  | 36 | [5 empty] | 490.32 | 40.86 |  | Glycol | Advanced Controller with a Vacation or Holiday Mode | Solar Storage and Auxiliary Tanks are separate |  | 1 | 1 | 1280 | Z09 | 38 | Units | Apartments/Condos | 2006024E | 12 | 1 | 460 | 4 | 240 | 2 | 2000000 | TRUE | 140 | 140 |  |  |  |  | City of Los Angeles | FALSE | 26.34 |  | 2011-06-30 |  | 2011-07-11 |  | 2011-09-07 | 2011-12-21 | 4656 | 44778 | Up-front Payment
SDG-000600 | Single Family Residential | Domestic Hot Water | Gas | San Diego Gas and Electric | Incentive:Paid | 94 | 12.82 |  | 1 | 105 |  | 89 |  | 2011-07-06 10:40 | 2011-07-12 | COSMIC SOLAR INC | Retrofit | Valley Center | San Diego | 92082 | Host Customer is System Owner | 2 |  | 2001019A | ACR Solar International | Skyline System 5 | 200152C80EX2TG | Indirect Forced Circulation (IF) | 40.1 |  | 20-01 | Glycol | Advanced Controller with a Vacation or Holiday Mode | Solar Storage and Auxiliary Tanks are separate | 80 | 1 | 0.85 | 35 | Z14 | [18 empty] | County of San Diego | FALSE | 71.43 |  | 2011-06-01: 2011-07-05; 2011-08-03: 2011-07-06; 2011-09-20: 2011-07-12 | 4807 | 7500 | Up-front Payment
PGE-000601 | Single Family Residential | Domestic Hot Water | Electric | Pacific Gas and Electric | Incentive:Paid | 918 |  | 0.37 | 1 |  | 2482 |  | 2482 | 2011-07-06 11:24 | 2011-07-08 | SOLARPONICS INC | Retrofit | ARROYO GRANDE | San Luis Obispo | 93420 | Host Customer is System Owner | 2 |  | 2000007A | ACR Solar International | Skyline System 5 | 200152C80EX | Indirect Forced Circulation (IF) | 40.1 |  | 20-01 |  |  | Solar Storage and Auxiliary Tanks are separate | 80 | 1 | 1 | 35 | Z05 | [18 empty] | City of Arroyo Grande | FALSE |  | 3.37 | 2011-07-05 | 2011-07-08 |  |  | 2011-07-06 | 2011-07-08 | 4855 | 8364.16 | Up-front Payment
SCG-000603 | Commercial/Multifamily Residential | Domestic Hot Water | Gas | Southern California Gas Company | Incentive:Paid | 32126 | 14.53 |  | 1 | 2211 |  | 2211 |  | 2011-08-03 21:21 | 2011-08-23 | THE CREST CONSTRUCTION COMPANY, INC | Retrofit | Huntington Beach | Orange | 92649 | Host Customer is System Owner | [7 empty] | 664.08 | 27.67 |  | Glycol | Steam Back | Solar Storage and Auxiliary Tanks are separate |  | 1 | 1 | 1520 | Z06 | 38 | Units | Apartments/Condos | 2009046A | 24 | 6 | 1160 | 1 | 200 | 2 | 398000 | TRUE | 120 | 120 |  |  | SunReports, Inc | SunReports - SR1000GVFS5-100 | Huntington Beach | FALSE | 26.46 |  | 2011-07-05 |  | 2011-08-03 |  | 2012-08-30 | 2012-09-10 | 4364 | 58500 | Up-front Payment
SCG-000605 | Commercial/Multifamily Residential | Domestic Hot Water | Gas | Southern California Gas Company | Incentive:Paid | 20525 | 12.82 |  | 1 | 1601 |  | 1601 |  | 2011-08-02 14:50 | 2011-08-12 | MOHR POWER SOLAR INC | Retrofit | Glendale | Los Angeles | 91206 | Host Customer is System Owner | [7 empty] | 642.72 | 40.17 |  | Glycol | Advanced Controller with a Vacation or Holiday Mode | Solar and Auxiliary Storage are the same Tank |  | 1 | 1 | 800 | Z09 | 40 | Units | Apartments/Condos | 2010115A | 16 | 1 | 1040 | 1 | 120 | 1 | 500000 | TRUE | 140 | 120 |  |  |  | Heliodyne - Delta-T Pro Ethernet | Glendale | FALSE | 55.99 |  | 2011-07-08 |  | 2011-08-02 |  | 2011-11-08 | 2011-11-21 | 4650 | 89644.99 | Up-front Payment
SDG-000606 | Single Family Residential | Domestic Hot Water | Electric | San Diego Gas and Electric | Incentive:Canceled | 1336 |  | 0.54 | 1 |  | 2910 |  | 2474 | 2012-11-26 11:24 |  | EARTH TEK CONSTRUCTION | Retrofit | San Clemente | Orange | 92672 | Host Customer is System Owner | 5 |  | 2010127A | A.O. Smith Water Products Company | Cirrex | SACE 02 100202 - 80 | Indirect Forced Circulation (IF) | 50.9 |  | CR-110-A-P | Glycol | Advanced Controller with a Thermal Cycling Function | Solar and Auxiliary Storage are the same Tank | 80 | 1 | 0.85 | 65 | Z08 | [18 empty] | City of San Clemente | FALSE |  | 2.75 | 2011-06-01: 2011-07-08; 2011-06-21: 2012-11-30; 2011-08-03: 2012-11-26 | 4218 | 8000 | Up-front Payment
PGE-000610 | Single Family Residential | Domestic Hot Water | Electric | Pacific Gas and Electric | Incentive:Paid | 686 |  | 0.37 | 1 |  | 1892 |  | 1854 | 2012-01-27 14:47 | 2012-01-31 | SUN FIRST! INC | Retrofit | MILL VALLEY | Marin | 94941 | Host Customer is System Owner | 3 |  | 2009002A | Ezinc Metal Sanayi ve Ticaret A.S. | Ezinc Thermosiphon Solar Water Heater | KG-170 | Indirect Thermosyphon (IT) | 24.4 |  | Superline L USB | Glycol | HartStat, or equivalent | Solar Storage and Auxiliary Tanks are separate | 44 | 0.98 | 1 | 45 | Z03 | [18 empty] | marin | FALSE |  | 2.41 | 2011-06-01: 2011-07-12; 2011-08-03: 2012-01-27; 2011-09-20: 2012-01-31 | 4645 | 4554 | Up-front Payment
PGE-000611 | Commercial/Multifamily Residential | Domestic Hot Water | Gas | Pacific Gas and Electric | Incentive:Paid | 6295 | 12.82 |  | 1 | 491 |  | 491 |  | 2011-08-25 23:07 | 2011-09-13 | SOLARIX SYSTEMS | Retrofit | Carmel | Monterey | 93923 | Host Customer is System Owner | [7 empty] | 160.6 | 40.15 |  | Glycol | Advanced Controller with a Vacation or Holiday Mode | Solar and Auxiliary Storage are the same Tank |  | 1 | 1 | 252 | Z03 | 14 | Beds | Retirement/Nursing Homes | 2007027D | 4 | 1 | 238 | 1 | 0 | 1 | 199000 | TRUE | 130 | 120 |  |  |  |  | County of Monterey | FALSE | 66.48 |  | 2011-07-14 | 2011-08-31 | 2011-08-25 | 2011-09-13 | 2011-12-29 | 2012-02-07 | 4638 | 32641.44 | Up-front Payment
PGE-000612 | Single Family Residential | Domestic Hot Water | Propane | Pacific Gas and Electric | Incentive:Paid | 1834 | 0.54 |  | 1 | 5215 |  | 4905 |  | 2012-07-05 12:19 | 2012-08-29 | JIM JONAS INC | Retrofit | NAPA | Napa | 94558 | Host Customer is System Owner | 4 |  | 2007023B | Heat Transfer Products | Phoenix Solar | PH-119S | Indirect Forced Circulation (IF) | 63.8 |  | AE-32E |  |  | Solar and Auxiliary Storage are the same Tank | 119 | 0.99 | 0.95 | 55 | Z02 | [18 empty] | napa county | FALSE | 4.39 |  | 2011-07-18 | 2012-07-19 |  |  | 2012-07-05 | 2012-08-29 | 4393 | 22886 | Up-front Payment
PGE-000613 | Commercial/Multifamily Residential | Domestic Hot Water | Gas | Pacific Gas and Electric | Incentive:Canceled | 25371 | 14.53 |  | 1 | 1838 |  | 1746 |  | 2011-09-01 16:56 | 2011-09-29 | SUN LIGHT & POWER | New Construction | San Francisco |  | 94124 | Host Customer is System Owner | [7 empty] | 642.4 |  |  | Glycol | Advanced Controller with a Vacation or Holiday Mode | Solar Storage and Auxiliary Tanks are separate |  | 0.95 | 1 | 1120 | Z03 | 28 | Units | Apartments/Condos | 2007027D | 16 | 1 | 1040 | 1 | 260 | 2 | 600000 | TRUE | 120 | 120 | [5 empty] | FALSE | 56.81 |  | 2011-06-01: 2011-08-04; 2011-06-21: 2011-09-19; 2011-06-23: 2011-09-01 | 4776 | 104408 | Up-front Payment
PGE-000615 | Commercial/Multifamily Residential | Domestic Hot Water | Gas | Pacific Gas and Electric | Incentive:Canceled | 25274 | 14.53 |  | 1 | 1831 |  | 1739 |  | 2011-09-01 16:58 | 2011-09-29 | SUN LIGHT & POWER | New Construction | San Francisco |  | 94124 | Host Customer is System Owner | [7 empty] | 562.1 |  |  | Glycol | Advanced Controller with a Vacation or Holiday Mode | Solar Storage and Auxiliary Tanks are separate |  | 0.95 | 1 | 1000 | Z03 | 25 | Units | Apartments/Condos | 2007027D | 14 | 1 | 900 | 1 | 200 | 2 | 600000 | TRUE | 120 | 120 | [5 empty] | FALSE | 53.35 |  | 2011-06-01: 2011-08-04; 2011-06-21: 2011-09-19; 2011-06-23: 2011-09-01 | 4776 | 97675 | Up-front Payment
SCG-000617 | Single Family Residential | Domestic Hot Water | Gas | Southern California Gas Company | Incentive:Paid | 1564 | 12.82 |  | 1 | 122 |  | 122 |  | 2011-08-17 09:21 | 2011-08-25 | ADVANCED CONSERVATION SYSTEMS INC | Retrofit | Tehacapi | Kern | 93561 | Host Customer is System Owner | 2 |  | 2001028A | SunEarth, Inc. | Cascade | EPRD-40-80-2G | Indirect Forced Circulation (IF) | 40.9 |  | EP-40 | Automatic Drainback |  | Solar Storage and Auxiliary Tanks are separate | 80 | 1 | 1 | 35 | Z13 | [18 empty] | County of Kern | FALSE | 59.92 |  | 2011-06-01: 2011-07-21; 2011-08-03: 2011-08-17; 2011-09-20: 2011-08-25 | 4735 | 7310 | Up-front Payment
PGE-000623 | Commercial/Multifamily Residential | Domestic Hot Water | Gas | Pacific Gas and Electric | Incentive:Paid | 32781 | 12.82 |  | 1 | 2557 |  | 2557 |  | 2011-12-28 08:47 | 2012-02-09 | SUNWATER SOLAR INC | Retrofit | Mountain View | Santa Clara | 94043 | Host Customer is System Owner | [7 empty] | 723.06 | 40.17 |  | Glycol | Advanced Controller with a Vacation or Holiday Mode | Solar Storage and Auxiliary Tanks are separate |  | 1 | 1 | 1680 | Z03 | 700 | Full meals served | Meal Service Restaurant | 2010115A | 18 | 1 | 965 | 1 | 119 | 1 | 499900 | TRUE | 140 | 130 |  | Heliodyne - Delta-T Pro WiFi |  | Heliodyne - Delta-T Pro WiFi | City of Mountain View | FALSE | 34.49 |  | 2011-07-25 |  | 2011-12-28 |  | 2012-03-13 | 2012-05-23 | 4532 | 88197 | Up-front Payment
PGE-000624 | Commercial/Multifamily Residential | Domestic Hot Water | Gas | Pacific Gas and Electric | Incentive:Paid | 15640 | 12.82 |  | 1 | 1220 |  | 1220 |  | 2011-08-21 21:49 | 2011-08-23 | A1 SUN INC | Retrofit | Oakland | Alameda | 94607 | Host Customer is System Owner | [7 empty] | 321.6 | 40.2 |  | Glycol | Pressure Stagnation Protection (PSP) | Solar Storage and Auxiliary Tanks are separate |  | 1 | 1 | 1320 | Z03 | 33 | Units | Apartments/Condos | 2010115A | 8 | 1 | 448 | 4 | 300 | 1 | 225000 | TRUE | 120 | 115 |  |  |  |  | Oakland | FALSE | 40.43 |  | 2011-07-26 |  | 2011-08-21 | 2011-08-23 | 2011-11-03 | 2011-11-21 | 4713 | 49326 | Up-front Payment
PGE-000625 | Single Family Residential | Domestic Hot Water | Electric | Pacific Gas and Electric | Incentive:Paid | 1111 |  | 0.37 | 1 |  | 3161 |  | 3003 | 2011-08-03 15:05 | 2011-08-12 | AZTEC SOLAR INC | Retrofit | NEWCASTLE | Placer | 95658 | Host Customer is System Owner | 5 |  | 1996001E | SunEarth, Inc. | SolaRay | TE64P-80-2 | Indirect Forced Circulation (IF) | 65.7 |  | EP-32 | Glycol | Advanced Controller with a Vacation or Holiday Mode | Solar Storage and Auxiliary Tanks are separate | 80 | 1 | 0.95 | 65 | Z12 | [18 empty] | Placer County | FALSE |  | 2.37 | 2011-07-26 | 2011-08-11 |  |  | 2011-08-03 | 2011-08-12 | 4820 | 7502.42 | Up-front Payment
PGE-000627 | Commercial/Multifamily Residential | Domestic Hot Water | Gas | Pacific Gas and Electric | Incentive:Paid | 113060 | 12.82 |  | 1 | 8819 |  | 8819 |  | 2011-08-23 14:59 | 2011-09-20 | COGENRA DEVELOPMENT INC | Retrofit | Graton | Sonoma | 95444 | Power Purchase Agreements | [7 empty] | 3212.4 | 26.77 |  | Glycol |  | Solar Storage and Auxiliary Tanks are separate |  | 1 | 1 | 6373 | Z02 |  |  | Other | 2010032B | 120 | 12 | 5000 | 2 | 750 | 1 | 4000000 | TRUE | 185 | 185 |  |  |  |  | Sonoma County, California | TRUE | 88.85 |  | 2011-07-28 | 2011-08-29 | 2011-08-23 |  | 2011-10-24 | 2011-11-21 | 4708 | 783557 | Up-front Payment
PGE-000629 | Commercial/Multifamily Residential | Domestic Hot Water | Gas | Pacific Gas and Electric | Incentive:Paid | 3372 | 12.82 |  | 1 | 263 |  | 263 |  | 2011-09-02 16:43 | 2011-09-13 | OXYPOWER INC | Retrofit | San Francisco | San Francisco | 94102 | Host Customer is System Owner | [7 empty] | 107.96 | 26.99 |  | Glycol | Advanced Controller with a Vacation or Holiday Mode | Solar Storage and Auxiliary Tanks are separate |  | 1 | 1 | 168 | Z03 | 4 | Units | Apartments/Condos | 2007060A | 4 | 1 | 156 | 2 | 119 | 1 | 142000 | TRUE | 140 | 120 |  |  |  |  | City and County of San Francisco, California | FALSE | 71.85 |  | 2011-08-01 |  | 2011-09-02 | 2011-09-13 | 2011-09-23 | 2011-10-03 | 4769 | 18896 | Up-front Payment
SDG-000631 | Commercial/Multifamily Residential | Domestic Hot Water | Gas | San Diego Gas and Electric | Incentive:Paid | 12641 | 12.82 |  | 1 | 986 |  | 986 |  | 2011-09-08 11:35 | 2011-09-13 | ARNOLD SOLAR INC | Retrofit | San Diego | San Diego | 92103 | Power Purchase Agreements | [7 empty] | 338.46 | 56.41 |  | Drainback |  | Solar and Auxiliary Storage are the same Tank |  | 1 | 1 | 420 | Z07 | 10 | Units | Apartments/Condos | 2009042B | 6 | 3 | 425 | 1 | 100 | 1 | 199000 | TRUE | 140 | 140 |  |  |  |  | City of San Diego | FALSE | 36.02 |  | 2011-08-05 |  | 2011-09-08 | 2011-09-13 | 2011-11-04 | 2011-11-08 | 4713 | 35520 | Up-front Payment
SCG-000633 | Commercial/Multifamily Residential | Domestic Hot Water | Gas | Southern California Gas Company | Incentive:Paid | 7551 | 12.82 |  | 1 | 620 |  | 560 |  | 2011-08-18 15:57 | 2011-08-25 | Self Installer | Retrofit | Diamond Bar | Los Angeles | 91765 | Host Customer is System Owner | [7 empty] | 353.5 | 50.5 |  | Glycol | Advanced Controller with a Vacation or Holiday Mode | Solar Storage and Auxiliary Tanks are separate |  | 0.95 | 0.95 | 324 | Z08 | 135 | Full meals served | Meal Service Restaurant | 2010109C | 7 | 4 | 320 | 4 | 100 | 1 | 19900 | TRUE | 131 | 131 |  |  |  |  | diamond bar,ca,usa | FALSE | 155.81 |  | 2011-08-01 |  | 2011-08-18 | 2011-08-25 | 2011-08-25 | 2011-11-08 | 4664 | 96600.84 | Up-front Payment
SCG-000634 | Commercial/Multifamily Residential | Domestic Hot Water | Gas | Southern California Gas Company | Reservation:Canceled | 58876 | 14.53 |  | 1 | 4052 |  | 4052 |  | 2011-09-02 09:14 |  | D B G PLUMBING INC | New Construction | Brawley | Imperial | 92231 | Host Customer is System Owner |  | 172 | [5 empty] | 1070.8 | 26.77 |  | Glycol | Advanced Controller with a Vacation or Holiday Mode | Solar Storage and Auxiliary Tanks are separate |  | 1 | 1 | 2888 | Z15 | 76 | Units | Apartments/Condos | 2010115A | 40 | 1 | 2906 | 8 | 1030 | 10 | 1944000 | TRUE | 120 | 120 | [5 empty] | FALSE | 60.37 |  | 2011-06-01: 2011-08-01; 2011-06-23: 2011-09-02 | 4803 | 244600 | Up-front Payment
PGE-000635 | Commercial/Multifamily Residential | Domestic Hot Water | Gas | Pacific Gas and Electric | Incentive:Paid | 6115 | 12.82 |  | 1 | 477 |  | 477 |  | 2011-10-14 11:09 | 2011-10-31 | OXYPOWER INC | Retrofit | SAN FRANCISCO | San Francisco | 94109 | Host Customer is System Owner | [7 empty] | 160.68 | 40.17 |  | Glycol | Advanced Controller with a Vacation or Holiday Mode | Solar Storage and Auxiliary Tanks are separate |  | 1 | 1 | 252 | Z03 | 6 | Units | Apartments/Condos | 2010115A | 4 | 1 | 240 | 2 | 120 | 1 | 83300 | TRUE | 120 | 120 |  |  |  |  | City and County of San Francisco, California | FALSE | 35.37 |  | 2011-08-01 | 2011-10-19 | 2011-10-14 | 2011-10-31 | 2011-11-02 | 2011-11-08 | 4713 | 16870.2 | Up-front Payment
PGE-000636 | Commercial/Multifamily Residential | Domestic Hot Water | Gas | Pacific Gas and Electric | Incentive:Paid | 8288 | 12.82 |  | 1 | 653 |  | 646 |  | 2012-01-03 13:14 | 2012-02-09 | OXYPOWER INC | Retrofit | San Francisco | San Francisco | 94114 | Host Customer is System Owner | [7 empty] | 240.9 | 40.15 |  | Glycol | Advanced Controller with a Vacation or Holiday Mode | Solar Storage and Auxiliary Tanks are separate |  | 0.99 | 1 | 336 | Z03 | 9 | Units | Apartments/Condos | 2010115A | 6 | 1 | 357 | 3 | 120 | 1 | 120000 | TRUE | 120 | 120 |  |  |  |  | City and County of San Francisco, California | FALSE | 45.44 |  | 2011-08-02 |  | 2012-01-03 | 2012-02-09 | 2012-02-21 | 2012-02-21 | 4621 | 29671 | Up-front Payment
SCG-000637 | Single Family Residential | Domestic Hot Water | Gas | Southern California Gas Company | Incentive:Paid | 1035 | 12.82 |  | 1 | 95 |  | 81 |  | 2011-10-06 11:58 | 2011-10-17 | THE SOLAR ENERGY COMPANY INC | Retrofit | Santa Barbara | Santa Barbara | 93108 | Host Customer is System Owner | 2 |  | 2001005C | SunEarth, Inc. | SunSiphon | EPGX48-32-2G | Indirect Thermosyphon (IT) | 32.8 |  | EP-32 | Glycol | Steam Back | Solar Storage and Auxiliary Tanks are separate | 48 | 1 | 0.85 | 35 | Z09 | [18 empty] | County of Santa Barbara | FALSE | 118.79 |  | 2011-06-01: 2011-08-02; 2011-08-03: 2011-10-06; 2011-09-20: 2011-10-17 | 4735 | 11284.71 | Up-front Payment
PGE-000639 | Commercial/Multifamily Residential | Domestic Hot Water | Gas | Pacific Gas and Electric | Reservation:Canceled | 34832 | 17.16 |  | 2 | 1816 |  | 1725 |  |  |  |  | New Construction | Dublin |  | 94568 | Host Customer is System Owner | [7 empty] | 481.8 | 40.15 |  | Glycol | Advanced Controller with a Vacation or Holiday Mode | Solar Storage and Auxiliary Tanks are separate |  | 0.95 | 1 | 2000 | Z03 | 50 | Units | Apartments/Condos | 2010115A | 12 | 1 | 640 | 1 | 350 | 2 | 570000 | TRUE | 120 | 120 | [5 empty] | FALSE | 50.77 |  | 2011-06-01: 2011-08-03 | 4833 | 92207 | Up-front Payment
PGE-000640 | Commercial/Multifamily Residential | Domestic Hot Water | Gas | Pacific Gas and Electric | Incentive:Paid | 363792 | 12.82 |  | 1 | 37164 |  | 37164 |  | 2011-11-15 13:37 | 2011-12-21 | BCM CONSTRUCTION COMPANY INC | Retrofit | GRIDLEY | Butte | 95948 | Host Customer is System Owner | [7 empty] | 19806.27 | 38.31 |  | Glycol | Other | Solar Storage with Tankless Auxiliary Water Heater |  | 1 | 1 | 74967 | Z11 |  |  | Other | 2007051A | 517 | 1 | 13000 | 1 | 0 | 0 | 50212000 | TRUE | 212 | 180 |  | SunReports - SR1100-ONI-F1100 | SunReports, Inc | SunReports - SR1100-ONI-F1100 | City Of Gridley | TRUE | 21.53 |  | 2011-08-03 | 2011-11-17 | 2011-11-15 |  | 2012-01-04 | 2012-02-03 | 4566 | 800000 | Up-front Payment
PGE-000642 | Commercial/Multifamily Residential | Domestic Hot Water | Gas | Pacific Gas and Electric | Incentive:Paid | 19922 | 12.82 |  | 1 | 1554 |  | 1554 |  | 2011-11-14 15:23 | 2011-11-22 | D B G PLUMBING INC | New Construction | BAKERSFIELD | Kern | 93301 | Host Customer is System Owner | [7 empty] | 562.38 | 40.17 |  | Glycol |  | Solar Storage and Auxiliary Tanks are separate |  | 1 | 1 | 960 | Z13 | 24 | Units | Apartments/Condos | 2010115A | 14 | 1 | 900 | 1 | 260 | 2 | 600000 | TRUE | 120 | 120 |  |  | AlsoEnergy | Heliodyne - Delta-T Pro WiFi | Bakersfield, CA | FALSE | 49.23 |  | 2011-08-03 | 2011-11-21 | 2011-11-14 |  | 2011-12-21 | 2011-12-22 | 4680 | 76508 | Up-front Payment
SDG-000645 | Commercial/Multifamily Residential | Domestic Hot Water | Gas | San Diego Gas and Electric | Incentive:Paid | 12333 | 12.82 |  | 1 | 962 |  | 962 |  | 2011-09-08 11:34 | 2011-09-13 | ARNOLD SOLAR INC | Retrofit | San Diego | San Diego | 92103 | Host Customer is System Owner | [7 empty] | 338.46 | 56.41 |  | Drainback |  | Solar and Auxiliary Storage are the same Tank |  | 1 | 1 | 378 | Z07 | 9 | Units | Apartments/Condos | 2009042B | 6 | 3 | 425 | 1 | 80 | 1 | 73000 | TRUE | 140 | 140 |  |  |  |  | City of San Diego | FALSE | 32.77 |  | 2011-08-05 |  | 2011-09-08 | 2011-09-13 | 2011-11-04 | 2011-11-08 | 4713 | 31520 | Up-front Payment
PGE-000646 | Commercial/Multifamily Residential | Domestic Hot Water | Gas | Pacific Gas and Electric | Incentive:Paid | 4837 | 12.82 |  | 1 | 385 |  | 377 |  | 2011-08-16 16:29 | 2011-08-23 | SUN LIGHT & POWER | Retrofit | Berkeley | Alameda | 94709 | Host Customer is System Owner | [7 empty] | 160.6 | 40.15 |  | Glycol | Advanced Controller with a Vacation or Holiday Mode | Solar Storage and Auxiliary Tanks are separate |  | 0.98 | 1 | 160 | Z03 | 4 | Units | Apartments/Condos | 2007027D | 4 | 1 | 240 | 2 | 50 | 1 | 36000 | TRUE | 135 | 135 |  |  |  |  | City of Berkeley | FALSE | 45.94 |  | 2011-08-05 |  | 2011-08-16 | 2011-08-23 | 2012-01-05 | 2012-04-06 | 4580 | 17686.79 | Up-front Payment
SDG-000650 | Single Family Residential | Domestic Hot Water | Electric | San Diego Gas and Electric | Incentive:Paid | 1110 |  | 0.37 | 1 |  | 3158 |  | 3000 | 2011-09-21 10:01 | 2011-09-21 | SAN LUIS SOLAR | Retrofit | Ramona | San Diego | 92065 | Host Customer is System Owner | 3 |  | 1996001I | SunEarth, Inc. | SolaRay | TE48P-80-2 | Indirect Forced Circulation (IF) | 49.3 |  | EP-24 | Glycol | Advanced Controller with a Vacation or Holiday Mode | Solar Storage and Auxiliary Tanks are separate | 80 | 1 | 0.95 | 45 | Z10 | [18 empty] | San Diego County | FALSE |  | 2.15 | 2011-06-01: 2011-08-08; 2011-08-03: 2011-09-21; 2011-09-20: 2011-09-21 | 4744 | 6800 | Up-front Payment
PGE-000651 | Commercial/Multifamily Residential | Domestic Hot Water | Gas | Pacific Gas and Electric | Incentive:Paid | 9089 | 12.82 |  | 1 | 709 |  | 674 |  | 2011-09-09 09:40 | 2011-09-20 | ROUNTREE PLUMBING AND HEATING INC | Retrofit | Emeryville | Alameda | 94608 | Host Customer is System Owner | [7 empty] | 401.5 | 40.15 |  | Glycol | Pressure Stagnation Protection (PSP) | Solar Storage and Auxiliary Tanks are separate |  | 1 | 0.95 | 420 | Z03 | 420 | Persons | Office Buildings | 2007027D | 10 | 1 | 600 | 3 | 400 | 2 | 799998 | TRUE | 155 | 140 |  |  |  |  | Emeryville | FALSE | 126.31 |  | 2011-08-08 | 2011-09-13 | 2011-09-09 | 2011-09-20 | 2011-10-07 | 2011-12-01 | 4700 | 89556 | Up-front Payment
PGE-000652 | Single Family Residential | Domestic Hot Water | Gas | Pacific Gas and Electric | Incentive:Paid | 1388 | 12.82 |  | 1 | 114 |  | 108 |  | 2011-09-13 10:01 | 2011-09-19 | ACR SOLAR INTERNATIONAL CORP | Retrofit | SANTA CRUZ | Santa Cruz | 95060 | Host Customer is System Owner | 4 |  | 2001019B | ACR Solar International | Skyline System 5 | 200153C80EX2TG | Indirect Forced Circulation (IF) | 60.2 |  | 20-01 | Glycol | Other | Solar Storage with Tankless Auxiliary Water Heater | 80 | 1 | 0.95 | 55 | Z03 | [18 empty] | Santa Cruz | FALSE | 78.54 |  | 2011-06-01: 2011-08-09; 2011-08-03: 2011-09-13; 2011-09-20: 2011-09-19 | 4782 | 8953.69 | Up-front Payment
PGE-000653 | Single Family Residential | Domestic Hot Water | Gas | Pacific Gas and Electric | Incentive:Paid | 1388 | 12.82 |  | 1 | 114 |  | 108 |  | 2011-09-13 07:17 | 2011-09-19 | ACR SOLAR INTERNATIONAL CORP | Retrofit | SANTA CRUZ | Santa Cruz | 95060 | Host Customer is System Owner | 4 |  | 2001019B | ACR Solar International | Skyline System 5 | 200153C80EX2TG | Indirect Forced Circulation (IF) | 60.2 |  | 20-01 | Glycol | Other | Solar Storage and Auxiliary Tanks are separate | 80 | 1 | 0.95 | 55 | Z03 | [18 empty] | Santa Cruz | FALSE | 78.54 |  | 2011-06-01: 2011-08-11; 2011-08-03: 2011-09-13; 2011-09-20: 2011-09-19 | 4782 | 8953.69 | Up-front Payment
PGE-000654 | Commercial/Multifamily Residential | Domestic Hot Water | Gas | Pacific Gas and Electric | Incentive:Canceled | 50493 | 14.53 |  | 1 | 3546 |  | 3475 |  | 2011-09-01 16:57 | 2011-09-29 | SUN LIGHT & POWER | New Construction | San Francisco |  | 94124 | Host Customer is System Owner | [7 empty] | 1124.76 | 40.17 |  | Glycol | Advanced Controller with a Vacation or Holiday Mode | Solar Storage and Auxiliary Tanks are separate |  | 0.98 | 1 | 2052 | Z03 | 54 | Units | Apartments/Condos | 2010115A | 28 | 1 | 1800 | 2 | 260 | 2 | 600000 | TRUE | 120 | 120 | [5 empty] | FALSE | 45.25 |  | 2011-06-01: 2011-08-11; 2011-06-21: 2011-09-19; 2011-06-23: 2011-09-01 | 4776 | 160453 | Up-front Payment
PGE-000655 | Single Family Residential | Domestic Hot Water | Gas | Pacific Gas and Electric | Incentive:Paid | 1388 | 12.82 |  | 1 | 114 |  | 108 |  | 2011-09-13 10:01 | 2011-09-22 | ACR SOLAR INTERNATIONAL CORP | Retrofit | SANTA CRUZ | Santa Cruz | 95060 | Host Customer is System Owner | 4 |  | 2001019B | ACR Solar International | Skyline System 5 | 200153C80EX2TG | Indirect Forced Circulation (IF) | 60.2 |  | 20-01 | Glycol | Other | Solar Storage with Tankless Auxiliary Water Heater | 80 | 1 | 0.95 | 55 | Z03 | [18 empty] | Santa Cruz | FALSE | 78.54 |  | 2011-08-11 | 2011-09-20 |  |  | 2011-09-13 | 2011-09-22 | 4779 | 8953.69 | Up-front Payment
PGE-000656 | Single Family Residential | Domestic Hot Water | Gas | Pacific Gas and Electric | Incentive:Paid | 1388 | 12.82 |  | 1 | 114 |  | 108 |  | 2011-09-12 10:55 | 2011-09-14 | ACR SOLAR INTERNATIONAL CORP | Retrofit | SANTA CRUZ, | Santa Cruz | 95060 | Host Customer is System Owner | 4 |  | 2001019B | ACR Solar International | Skyline System 5 | 200153C80EX2TG | Indirect Forced Circulation (IF) | 60.2 |  | 20-01 | Glycol | Other | Solar Storage with Tankless Auxiliary Water Heater | 80 | 1 | 0.95 | 55 | Z03 | [18 empty] | Santa Cruz | FALSE | 78.54 |  | 2011-06-01: 2011-08-11; 2011-08-03: 2011-09-12; 2011-09-20: 2011-09-14 | 4787 | 8953.69 | Up-front Payment
SCG-000657 | Single Family Residential | Domestic Hot Water | Gas | Southern California Gas Company | Incentive:Paid | 1538 | 12.82 |  | 1 | 120 |  | 120 |  | 2011-08-23 09:57 | 2011-08-26 | GERALD MOORE | Retrofit | Altadena | Los Angeles | 91001 | Host Customer is System Owner | 3 |  | 2001028A | SunEarth, Inc. | Cascade | EPRD-40-80-2G | Indirect Forced Circulation (IF) | 40.9 |  | EP-40 | Automatic Drainback |  | Solar Storage and Auxiliary Tanks are separate | 80 | 1 | 1 | 45 | Z09 | [18 empty] | County of Los Angeles | FALSE | 53.33 |  | 2011-06-01: 2011-08-11; 2011-08-03: 2011-08-23; 2011-09-20: 2011-08-26 | 4735 | 6400 | Up-front Payment
PGE-000658 | Commercial/Multifamily Residential | Domestic Hot Water | Gas | Pacific Gas and Electric | Incentive:Paid | 4167 | 12.82 |  | 1 | 325 |  | 309 |  | 2011-08-25 23:08 | 2011-09-13 | SOLARIX SYSTEMS | Retrofit | Carmel | Monterey | 93923 | Host Customer is System Owner | [7 empty] | 80.3 | 40.15 |  | Glycol | Pressure Stagnation Protection (PSP) | Solar and Auxiliary Storage are the same Tank |  | 1 | 0.95 | 414 | Z03 | 23 | Beds | Retirement/Nursing Homes | 2007027D | 2 | 1 | 119 | 1 | 0 | 1 | 199000 | TRUE | 130 | 120 |  |  |  |  | County of Monterey | FALSE | 50.22 |  | 2011-08-11 | 2011-08-31 | 2011-08-25 | 2011-09-13 | 2012-01-18 | 2012-02-07 | 4638 | 16321.34 | Up-front Payment
PGE-000659 | Commercial/Multifamily Residential | Domestic Hot Water | Gas | Pacific Gas and Electric | Incentive:Paid | 12692 | 12.82 |  | 1 | 990 |  | 940 |  | 2011-08-12 13:16 | 2011-08-31 | SOLARIX SYSTEMS | Retrofit | Oakland | Alameda | 94618 | Host Customer is System Owner | [7 empty] | 281.05 | 40.15 |  | Glycol | Pressure Stagnation Protection (PSP) | Solar Storage and Auxiliary Tanks are separate |  | 1 | 0.95 | 920 | Z03 | 23 | Units | Apartments/Condos | 2007027D | 7 | 1 | 400 | 1 | 119 | 1 | 199000 | TRUE | 130 | 120 |  |  |  |  | City of Oakland | FALSE | 54.55 |  | 2011-08-11 | 2011-08-16 | 2011-08-12 | 2011-08-31 | 2011-09-19 | 2011-11-02 | 4727 | 54000 | Up-front Payment
PGE-000660 | Single Family Residential | Domestic Hot Water | Gas | Pacific Gas and Electric | Incentive:Paid | 1875 | 12.82 |  | 1 | 178 |  | 178 |  | 2012-01-21 09:49 | 2012-01-25 | SOLARIX SYSTEMS | Retrofit | ALBANY | Alameda | 94706 | Host Customer is System Owner | 4 |  | 2007012C | Heat Transfer Products | SuperStor Contender Solar | SSC-119SB | Indirect Forced Circulation (IF) | 63.8 |  | AE-32E | Glycol | Pressure Stagnation Protection (PSP) | Solar and Auxiliary Storage are the same Tank | 119 | 1 | 1 | 55 | Z03 | [18 empty] | City of Albany | FALSE | 98.31 |  | 2011-06-01: 2011-08-11; 2011-08-03: 2012-01-21; 2011-09-20: 2012-01-25 | 4635 | 17500 | Up-front Payment
PGE-000662 | Single Family Residential | Domestic Hot Water | Gas | Pacific Gas and Electric | Incentive:Paid | 1875 | 12.82 |  | 1 | 181 |  | 156 |  | 2012-03-07 10:41 | 2012-03-15 | SOLARIX SYSTEMS | Retrofit | MORAGA, | Contra Costa | 94556 | Host Customer is System Owner | 3 |  | 2010136E | Heliodyne, Inc. | Heliopak | HPAK 016 2 406 G 80 ACS F | Indirect Forced Circulation (IF) | 53.9 |  | 406 001 | Glycol | Pressure Stagnation Protection (PSP) | Solar Storage with Tankless Auxiliary Water Heater | 80 | 0.86 | 1 | 45 | Z03 | [18 empty] | Lamorinda | FALSE | 48.62 |  | 2011-08-12 | 2012-03-13 |  |  | 2012-03-07 | 2012-03-15 | 4597 | 8800 | Up-front Payment
SDG-000663 | Single Family Residential | Domestic Hot Water | Electric | San Diego Gas and Electric | Incentive:Paid | 1263 |  | 0.37 | 1 |  | 3414 |  | 3414 | 2011-10-03 12:19 | 2011-10-31 | A S I HASTINGS INC | Retrofit | san diego | San Diego | 92111 | Host Customer is System Owner | 4 |  | 2009033B | Rheem Water Heaters | SolPak | RS120-64BP,RMS120-64P,RUS120-64P | Indirect Forced Circulation (IF) | 65.7 |  | RS32-BP | Glycol | Advanced Controller with a Vacation or Holiday Mode | Solar and Auxiliary Storage are the same Tank | 120 | 1 | 1 | 55 | Z07 | [18 empty] | City San of Diego | FALSE |  | 2.98 | 2011-08-16 | 2011-10-10 |  |  | 2011-10-03 | 2011-10-31 | 4716 | 10165 | Up-front Payment
SCG-000667 | Commercial/Multifamily Residential | Domestic Hot Water | Gas | Southern California Gas Company | Incentive:Paid | 13910 | 12.82 |  | 1 | 1085 |  | 1085 |  | 2011-11-08 09:43 | 2011-11-17 | ENVIRONMENTAL SOLAR DESIGN INC | Retrofit | West Los Angeles | Los Angeles | 90049 | Host Customer is System Owner | [7 empty] | 400 | 40 |  | Glycol | Advanced Controller with a Vacation or Holiday Mode | Solar Storage and Auxiliary Tanks are separate |  | 1 | 1 | 672 | Z09 | 16 | Units | Apartments/Condos | 2007032A | 10 | 1 | 720 | 6 | 100 | 1 | 199000 | TRUE | 120 | 130 |  |  |  |  | Los Angeles | FALSE | 26.27 |  | 2011-08-17 |  | 2011-11-08 | 2011-11-17 | 2012-06-08 | 2012-06-22 | 4482 | 28500 | Up-front Payment
SCG-000668 | Single Family Residential | Domestic Hot Water | Gas | Southern California Gas Company | Incentive:Paid | 2719 | 18.59 |  | 1 | 167 |  | 167 |  | 2012-07-26 12:13 | 2012-07-26 | ENVIRONMENTAL SOLAR DESIGN INC | New Construction | Los Angeles | Los Angeles | 90024 | Host Customer is System Owner |  | 4 | 2001001R | SunEarth, Inc. | SolaRay | TE64P-120-2G | Indirect Forced Circulation (IF) | 65.7 |  | EP-32 | Glycol | Advanced Controller with a Vacation or Holiday Mode | Solar Storage and Auxiliary Tanks are separate | 120 | 1 | 1 | 55 | Z09 | [18 empty] | LA City | FALSE | 41.92 |  | 2011-06-01: 2011-08-17; 2011-08-03: 2012-07-26; 2011-09-20: 2012-07-26 | 4363 | 7000 | Up-front Payment
SCG-000669 | Single Family Residential | Domestic Hot Water | Gas | Southern California Gas Company | Incentive:Paid | 1538 | 12.82 |  | 1 | 120 |  | 120 |  | 2011-08-30 11:58 | 2011-09-06 | GERALD MOORE | Retrofit | Los Angeles | Los Angeles | 90048 | Host Customer is System Owner | 4 |  | 2001028A | SunEarth, Inc. | Cascade | EPRD-40-80-2G | Indirect Forced Circulation (IF) | 40.9 |  | EP-40 | Automatic Drainback |  | Solar Storage and Auxiliary Tanks are separate | 80 | 1 | 1 | 55 | Z09 | [18 empty] | City Of Los Angeles | FALSE | 53.12 |  | 2011-06-01: 2011-08-17; 2011-08-03: 2011-08-30; 2011-09-20: 2011-09-06 | 4735 | 6375 | Up-front Payment
PGE-000670 | Single Family Residential | Domestic Hot Water | Electric | Pacific Gas and Electric | Incentive:Paid | 864 |  | 0.37 | 1 |  | 2458 |  | 2335 | 2011-08-18 10:37 | 2011-08-29 | SIERRA PACIFIC HOME & COMFORT INC | Retrofit | CAMERON PARK | El Dorado | 95682 | Host Customer is System Owner | 4 |  | 2000007A | ACR Solar International | Skyline System 5 | 200152C80EX | Indirect Forced Circulation (IF) | 40.1 |  | 20-01 | Glycol | Advanced Controller with a Vacation or Holiday Mode | Solar and Auxiliary Storage are the same Tank | 80 | 0.95 | 1 | 55 | Z12 | [18 empty] | El Dorado County | FALSE |  | 4.23 | 2011-08-18 | 2011-08-25 |  |  | 2011-08-18 | 2011-08-29 | 4792 | 10400 | Up-front Payment
PGE-000672 | Single Family Residential | Domestic Hot Water | Gas | Pacific Gas and Electric | Incentive:Paid | 1820 | 12.82 |  | 1 | 142 |  | 142 |  | 2012-04-12 11:44 | 2012-04-17 | SOLARIX SYSTEMS | Retrofit | BERKELEY | Alameda | 94702 | Owner/Tenant | 4 |  | 2009036B | Heliodyne, Inc. | Heliopak | HPAK 016 2 408 G 80 ACD Z | Indirect Forced Circulation (IF) | 64.4 |  | 408 001 | Glycol | Advanced Controller with a Vacation or Holiday Mode | Solar Storage and Auxiliary Tanks are separate | 80 | 1 | 1 | 55 | Z03 | [18 empty] | City of Berkeley | FALSE | 49.3 |  | 2011-06-01: 2011-08-18; 2011-08-03: 2012-04-12; 2011-09-20: 2012-04-17 | 4569 | 7000 | Up-front Payment
PGE-000673 | Single Family Residential | Domestic Hot Water | Gas | Pacific Gas and Electric | Incentive:Paid | 1875 | 12.82 |  | 1 | 155 |  | 147 |  | 2011-08-19 12:12 | 2011-08-24 | AZTEC SOLAR INC | Retrofit | ELK GROVE | Sacramento | 95624 | Host Customer is System Owner | 4 |  | 2001001E | SunEarth, Inc. | SolaRay | TE64P-80-2G | Indirect Forced Circulation (IF) | 65.7 |  | EP-32 | Glycol | Advanced Controller with a Vacation or Holiday Mode | Solar Storage and Auxiliary Tanks are separate | 80 | 1 | 0.95 | 55 | Z12 | [18 empty] | City of Elk Grove | FALSE | 47.67 |  | 2011-06-01: 2011-08-19; 2011-08-03: 2011-08-19; 2011-09-20: 2011-08-24 | 4805 | 7389.2 | Up-front Payment
PGE-000674 | Single Family Residential | Domestic Hot Water | Gas | Pacific Gas and Electric | Incentive:Paid | 1494 | 12.82 |  | 1 | 124 |  | 117 |  | 2011-08-30 16:16 | 2011-09-01 | SUN LIGHT & POWER | Retrofit | STANFORD | Santa Clara | 94305 | Host Customer is System Owner | 2 |  | 2009036A | Heliodyne, Inc. | Heliopak | HPAK 016 1 410 G 65 ACD Z | Indirect Forced Circulation (IF) | 40.2 |  | 410 001 | Glycol | Advanced Controller with a Vacation or Holiday Mode | Solar and Auxiliary Storage are the same Tank | 65 | 0.94 | 1 | 35 | Z04 | [18 empty] | Santa Clara County | FALSE | 83.12 |  | 2011-06-01: 2011-08-19; 2011-08-03: 2011-08-30; 2011-09-20: 2011-09-01 | 4792 | 10306.84 | Up-front Payment
PGE-000675 | Single Family Residential | Domestic Hot Water | Gas | Pacific Gas and Electric | Incentive:Paid | 1167 | 12.82 |  | 1 | 91 |  | 91 |  | 2011-08-23 08:22 | 2011-10-10 | SUNTREK INDUSTRIES INC | Retrofit | Sunnyvale | Santa Clara | 94086 | Host Customer is System Owner | 2 |  | 2001002C | SunEarth, Inc. | CopperHeart | CP-40G | Direct Integral Collector Storage (DI) | 24.9 |  | (No Model Number) |  |  | Solar and Auxiliary Storage are the same Tank | 40 | 1 | 1 | 35 | Z04 | [18 empty] | Sunnyvale Building Dept | FALSE | 86.81 |  | 2011-08-19 | 2011-08-24 |  |  | 2011-08-23 | 2011-10-10 | 4758 | 7900 | Up-front Payment
PGE-000676 | Single Family Residential | Domestic Hot Water | Gas | Pacific Gas and Electric | Incentive:Paid | 1551 | 12.82 |  | 1 | 121 |  | 121 |  | 2011-10-05 13:12 | 2011-11-07 | SCURFIELD SOLAR AND HEATING | Retrofit | ARCATA | Humboldt | 95521 | Host Customer is System Owner | 5 |  | 2006013B | Schuco USA LLLP | Slimline Package | Slimline III-120G | Indirect Forced Circulation (IF) | 74.6 |  | V, LA, Plus | Glycol | Steam Back | Solar Storage with Tankless Auxiliary Water Heater | 120 | 1 | 1 | 65 | Z01 | [18 empty] | Arcata | FALSE | 79.33 |  | 2011-06-01: 2011-08-21; 2011-08-03: 2011-10-05; 2011-09-20: 2011-11-07 | 4727 | 9598.61 | Up-front Payment
PGE-000677 | Single Family Residential | Domestic Hot Water | Electric | Pacific Gas and Electric | Incentive:Paid | 974 |  | 0.37 | 1 |  | 2658 |  | 2631 | 2011-09-11 16:19 | 2011-11-07 | SCURFIELD SOLAR AND HEATING | Retrofit | FERNDALE | Humboldt | 95536 | Host Customer is System Owner | 3 |  | 2010003A | Schuco USA L.P. | Premium Package | Premium II-75E | Indirect Forced Circulation (IF) | 58.1 |  | V, H, LA | Glycol | Steam Back | Solar and Auxiliary Storage are the same Tank | 75 | 0.99 | 1 | 45 | Z01 | [18 empty] | Humboldt County | FALSE |  | 2.7 | 2011-08-21 | 2011-09-20 |  |  | 2011-09-11 | 2011-11-07 | 4727 | 7176.58 | Up-front Payment
PGE-000678 | Commercial/Multifamily Residential | Domestic Hot Water | Gas | Pacific Gas and Electric | Incentive:Canceled | 16898 | 14.53 |  | 1 | 1163 |  | 1163 |  | 2011-09-01 14:38 | 2011-09-13 | SUN LIGHT & POWER | Retrofit | Berkeley |  | 94704 | Host Customer is System Owner | [7 empty] | 401.7 | 40.17 |  | Drainback |  | Solar Storage and Auxiliary Tanks are separate |  | 1 | 1 | 1725 | Z03 | 115 |  |  | 2010115A | 10 | 1 | 402 | 1 | 130 | 1 | 399000 | TRUE | 130 | 120 |  |  |  |  | City of Berkeley | FALSE | 69.52 |  | 2011-08-23 |  | 2011-09-01 | 2011-09-13 | 2011-10-12 | 2011-10-13 | 4762 | 80857 | Up-front Payment
PGE-000684 | Single Family Residential | Domestic Hot Water | Electric | Pacific Gas and Electric | Incentive:Paid | 888 |  | 0.37 | 1 |  | 2551 |  | 2399 | 2011-10-19 13:34 | 2011-11-18 | SUSTAINABLE ENERGY GROUP INC | Retrofit | Nevada City | Nevada | 95959 | Host Customer is System Owner | 2 |  | 2001026A | SunEarth, Inc. | Cascade | EPRD-40-80 | Indirect Forced Circulation (IF) | 40.9 |  | EP-40 | Automatic Drainback |  | Solar and Auxiliary Storage are the same Tank | 80 | 0.99 | 0.95 | 35 | Z16 | [18 empty] | Nevada County | FALSE |  | 2.41 | 2011-06-01: 2011-08-29; 2011-08-03: 2011-10-19; 2011-09-20: 2011-11-18 | 4713 | 6149 | Up-front Payment
SDG-000685 | Commercial/Multifamily Residential | Domestic Hot Water | Gas | San Diego Gas and Electric | Incentive:Paid | 5362 | 14.53 |  | 1 | 369 |  | 369 |  | 2012-03-02 10:05 | 2012-05-18 | MC CULLOUGH PLUMBING INC | New Construction | San Diego | San Diego | 92114 | Host Customer is System Owner | [7 empty] | 131.36 | 32.84 |  | Drainback |  | Solar and Auxiliary Storage are the same Tank |  | 1 | 1 | 400 | Z07 | 1200 | Students | Senior High Schools (10 month operation) | 2007032D | 4 | 1 | 240 | 2 | 240 | 2 | 500000 | TRUE | 130 | 120 |  |  |  |  | San Diego Unified School District | FALSE | 78.59 |  | 2011-08-29 | 2012-03-05 | 2012-03-02 | 2012-05-18 | 2013-01-08 | 2013-04-02 | 4202 | 29000 | Up-front Payment
PGE-000686 | Single Family Residential | Domestic Hot Water | Electric | Pacific Gas and Electric | Incentive:Paid | 739 |  | 0.37 | 1 |  | 2212 |  | 1996 | 2011-11-14 11:02 | 2011-11-18 | SOLARPONICS INC | Retrofit | Atascadero | San Luis Obispo | 93422 | Owner/Tenant | 2 |  | 2001010C | Solahart Industries | SOLAHART | 302J & 302J Free Heat | Indirect Thermosyphon (IT) | 42.7 |  | J | Glycol | HartStat, or equivalent | Solar and Auxiliary Storage are the same Tank | 80 | 0.95 | 0.95 | 35 | Z04 | [18 empty] | City of Atascadero California | FALSE |  | 2.83 | 2011-08-29 | 2011-11-18 |  |  | 2011-11-14 | 2011-11-18 | 4478 | 6256.5 | Up-front Payment
SCG-000688 | Commercial/Multifamily Residential | Domestic Hot Water | Gas | Southern California Gas Company | Reservation:Canceled | 13222 | 17.16 |  | 2 | 910 |  | 910 |  |  |  | SOLAR - TEC SYSTEMS INC | Retrofit | Gardena | Los Angeles | 90249 | Host Customer is System Owner | [7 empty] | 327.2 | 40.9 |  | Glycol | Advanced Controller with a Vacation or Holiday Mode | Solar Storage and Auxiliary Tanks are separate |  | 1 | 1 | 840 | Z09 | 20 | Units | Apartments/Condos | 2007032A | 8 | 8 | 476 | 4 | 208 | 2 | 509000 | TRUE | 140 | 140 | [5 empty] | FALSE | 17.01 |  | 2011-06-01: 2011-08-31 | 4805 | 15480.45 | Up-front Payment
SCG-000689 | Commercial/Multifamily Residential | Domestic Hot Water | Gas | Southern California Gas Company | Reservation:Canceled | 15480 | 17.16 |  | 2 | 1074 |  | 1074 |  |  |  | SOLAR - TEC SYSTEMS INC | Retrofit | Gardena | Los Angeles | 90249 | Host Customer is System Owner | [7 empty] | 327.2 | 40.9 |  | Glycol | Advanced Controller with a Vacation or Holiday Mode | Solar Storage and Auxiliary Tanks are separate |  | 1 | 1 | 756 | Z09 | 18 | Units | Apartments/Condos | 2007032A | 8 | 1 | 476 | 4 | 200 | 2 | 160100 | TRUE | 140 | 140 | [5 empty] | FALSE | 14.41 |  | 2011-06-01: 2011-08-31 | 4805 | 15480.45 | Up-front Payment
SCG-000690 | Commercial/Multifamily Residential | Domestic Hot Water | Gas | Southern California Gas Company | Reservation:Canceled |  | 17.16 |  | 2 | 317 |  | 317 |  |  |  | SOLAR - TEC SYSTEMS INC | Retrofit | Hawthorne | Los Angeles | 90250 | Host Customer is System Owner | [7 empty] | 81.8 | 40.9 |  | Glycol | Advanced Controller with a Vacation or Holiday Mode | Solar and Auxiliary Storage are the same Tank |  | 1 | 1 | 420 | Z09 | 10 | Units | Apartments/Condos | 2007032A | 2 | 1 | 119 | 1 | 100 | 1 | 77000 | TRUE | 130 | 130 | [5 empty] | FALSE | 0 |  | 2011-06-01: 2011-08-31 | 4805 |  | Up-front Payment
SCG-000691 | Commercial/Multifamily Residential | Domestic Hot Water | Gas | Southern California Gas Company | Reservation:Canceled |  | 17.16 |  | 2 | 315 |  | 315 |  |  |  | SOLAR - TEC SYSTEMS INC | Retrofit | Hawthorne | Los Angeles | 90250 | Host Customer is System Owner | [7 empty] | 81.8 | 40.9 |  | Glycol | Advanced Controller with a Vacation or Holiday Mode | Solar and Auxiliary Storage are the same Tank |  | 1 | 1 | 420 | Z09 | 10 | Units | Apartments/Condos | 2007032A | 2 | 1 | 119 | 1 | 100 | 1 | 77000 | TRUE | 130 | 130 | [5 empty] | FALSE | 0 |  | 2011-06-01: 2011-08-31 | 4805 |  | Up-front Payment
SCG-000692 | Commercial/Multifamily Residential | Domestic Hot Water | Gas | Southern California Gas Company | Reservation:Canceled |  | 17.16 |  | 2 | 325 |  | 325 |  |  |  | SOLAR - TEC SYSTEMS INC | Retrofit | Inglewood | Los Angeles | 90302 | Host Customer is System Owner | [7 empty] | 81.8 | 40.9 |  | Glycol | Advanced Controller with a Vacation or Holiday Mode | Solar and Auxiliary Storage are the same Tank |  | 1 | 1 | 714 | Z09 | 17 | Units | Apartments/Condos | 2007032A | 2 | 1 | 119 | 1 | 100 | 1 | 199000 | TRUE | 150 | 150 | [5 empty] | FALSE | 0 |  | 2011-06-01: 2011-08-31 | 4805 |  | Up-front Payment
SCG-000693 | Commercial/Multifamily Residential | Domestic Hot Water | Gas | Southern California Gas Company | Reservation:Canceled |  | 17.16 |  | 2 | 565 |  | 565 |  |  |  | SOLAR - TEC SYSTEMS INC | Retrofit | Inglewood | Los Angeles | 90302 | Host Customer is System Owner | [7 empty] | 163.6 | 40.9 |  | Glycol | Advanced Controller with a Vacation or Holiday Mode | Solar Storage and Auxiliary Tanks are separate |  | 1 | 1 | 840 | Z09 | 20 | Units | Apartments/Condos | 2007032A | 4 | 1 | 238 | 2 | 100 | 1 | 270000 | TRUE | 135 | 135 | [5 empty] | FALSE | 0 |  | 2011-06-01: 2011-08-31 | 4805 |  | Up-front Payment
SCG-000694 | Commercial/Multifamily Residential | Domestic Hot Water | Gas | Southern California Gas Company | Reservation:Canceled |  | 17.16 |  | 2 | 318 |  | 318 |  |  |  | SOLAR - TEC SYSTEMS INC | Retrofit | Lawndale | Los Angeles | 90260 | Host Customer is System Owner | [7 empty] | 81.8 | 40.9 |  | Glycol | Advanced Controller with a Vacation or Holiday Mode | Solar and Auxiliary Storage are the same Tank |  | 1 | 1 | 504 | Z09 | 12 | Units | Apartments/Condos | 2007032A | 2 | 1 | 119 | 1 | 100 | 1 | 199000 | TRUE | 130 | 130 | [5 empty] | FALSE | 0 |  | 2011-06-01: 2011-08-31 | 4805 |  | Up-front Payment
SCG-000695 | Commercial/Multifamily Residential | Domestic Hot Water | Gas | Southern California Gas Company | Reservation:Canceled |  | 17.16 |  | 2 | 326 |  | 326 |  |  |  | SOLAR - TEC SYSTEMS INC | Retrofit | Lawndale | Los Angeles | 90260 | Host Customer is System Owner | [7 empty] | 81.8 | 40.9 |  | Glycol | Advanced Controller with a Vacation or Holiday Mode | Solar and Auxiliary Storage are the same Tank |  | 1 | 1 | 588 | Z09 | 14 | Units | Apartments/Condos | 2007032A | 2 | 1 | 119 | 1 | 100 | 1 | 199000 | TRUE | 135 | 135 | [5 empty] | FALSE | 0 |  | 2011-06-01: 2011-08-31 | 4805 |  | Up-front Payment
SDG-000696 | Single Family Residential | Domestic Hot Water | Electric | San Diego Gas and Electric | Incentive:Paid | 1008 |  | 0.37 | 1 |  | 2751 |  | 2723 | 2011-11-21 09:00 | 2011-12-09 | TED MOUNT | Retrofit | Escondido | San Diego | 92026 | Host Customer is System Owner | 2 |  | 1993001A | SunEarth, Inc. | SolaRay | TE32P-80-1 | Indirect Forced Circulation (IF) | 32.8 |  | EP-32 | Glycol | Advanced Controller with a Thermal Cycling Function | Solar and Auxiliary Storage are the same Tank | 80 | 0.99 | 1 | 35 | Z10 | [18 empty] | County of San Diego | FALSE |  | 2.36 | 2011-08-31 | 2011-11-21 |  |  | 2011-11-21 | 2011-12-09 | 4672 | 6500 | Up-front Payment
SCG-000698 | Commercial/Multifamily Residential | Domestic Hot Water | Gas | Southern California Gas Company | Incentive:Paid | 3641 | 12.82 |  | 1 | 284 |  | 227 |  | 2011-12-13 15:49 | 2011-12-16 | AMECO SOLAR INC | Retrofit | Fullerton | Orange | 92831 | Host Customer is System Owner | [7 empty] | 131.36 | 32.84 |  | Glycol | Advanced Controller with a Vacation or Holiday Mode | Solar Storage and Auxiliary Tanks are separate |  | 1 | 0.8 | 150 | Z08 | 4 | Units | Apartments/Condos | 2007032D | 4 | 1 | 160 | 2 | 75 | 1 | 75000 | TRUE | 120 | 130 |  |  |  |  | City of Fullerton | FALSE | 58.98 |  | 2011-08-31 |  | 2011-12-13 | 2011-12-16 | 2012-01-13 | 2012-01-27 | 4644 | 16750 | Up-front Payment
SDG-000700 | Single Family Residential | Domestic Hot Water | Electric | San Diego Gas and Electric | Incentive:Paid | 969 |  | 0.37 | 1 |  | 3080 |  | 2618 | 2012-01-31 08:42 | 2012-02-01 | TED MOUNT | Retrofit | Escondido | San Diego | 92026 | Host Customer is System Owner | 7 |  | 1993001C | SunEarth, Inc. | SolaRay | TE40P-80-1 | Indirect Forced Circulation (IF) | 40.9 |  | EP-40 | Glycol | Advanced Controller with a Thermal Cycling Function | Solar Storage and Auxiliary Tanks are separate | 80 | 1 | 0.85 | 85 | Z10 | [18 empty] | County of San Diego | FALSE |  | 2.27 | 2011-06-01: 2011-09-01; 2011-08-03: 2012-01-31; 2011-09-20: 2012-02-01 | 4624 | 7000 | Up-front Payment
SCG-000702 | Single Family Residential | Domestic Hot Water | Gas | Southern California Gas Company | Incentive:Paid | 1875 | 12.82 |  | 1 | 160 |  | 160 |  | 2011-12-12 16:26 | 2012-01-13 | AMECO SOLAR INC | Retrofit | El Segundo | Los Angeles | 90245 | Host Customer is System Owner | 5 |  | 2001001E | SunEarth, Inc. | SolaRay | TE64P-80-2G | Indirect Forced Circulation (IF) | 65.7 |  | EP-32 |  |  | Solar Storage and Auxiliary Tanks are separate | 80 | 1 | 1 | 65 | Z06 | [18 empty] | El Segundo | FALSE | 53.51 |  | 2011-06-01: 2011-09-01; 2011-08-03: 2011-12-12; 2011-09-20: 2012-01-13 | 4656 | 8561 | Up-front Payment
PGE-000703 | Single Family Residential | Domestic Hot Water | Gas | Pacific Gas and Electric | Incentive:Paid | 1425 | 12.82 |  | 1 | 117 |  | 111 |  | 2011-09-29 19:12 | 2011-10-26 | ENERGY EQUITY | Retrofit | SANTA ROSA | Sonoma | 95404 | Host Customer is System Owner | 2 |  | 2002006C | SunEarth, Inc. | CopperHeart | CP-40-TLG | Direct Integral Collector Storage (DI) | 24.9 |  | (No Model Number) |  |  | Solar Storage with Tankless Auxiliary Water Heater | 40 | 1 | 0.95 | 35 | Z02 | [18 empty] | Santa Rosa | FALSE | 50.86 |  | 2011-06-01: 2011-09-06; 2011-08-03: 2011-09-29; 2011-09-20: 2011-10-26 | 4727 | 5951 | Up-front Payment
PGE-000704 | Single Family Residential | Domestic Hot Water | Electric | Pacific Gas and Electric | Incentive:Paid | 1072 |  | 0.37 | 1 |  | 2896 |  | 2896 | 2011-09-12 10:35 | 2011-09-20 | AZTEC SOLAR INC | Retrofit | SUTTER CREEK | Amador | 95685 | Host Customer is System Owner | 2 |  | 1993001C | SunEarth, Inc. | SolaRay | TE40P-80-1 | Indirect Forced Circulation (IF) | 40.9 |  | EP-40 | Glycol | Advanced Controller with a Vacation or Holiday Mode | Solar and Auxiliary Storage are the same Tank | 80 | 1 | 1 | 35 | Z12 | [18 empty] | Amador County | FALSE |  | 2.77 | 2011-09-08 | 2011-09-19 |  |  | 2011-09-12 | 2011-09-20 | 4782 | 8007.75 | Up-front Payment
SCE-000706 | Single Family Residential | Domestic Hot Water | Electric | Southern California Edison | Incentive:Canceled | 1263 |  | 0.37 | 1 |  | 3722 |  | 3536 | 2011-09-23 09:44 |  | THE SOLAR ENERGY COMPANY INC | Retrofit | Goleta | Santa Barbara | 93117 | Host Customer is System Owner | 4 |  | 2000004E | SunEarth, Inc. | SOLARAY | TE64P-80-PV | Indirect Forced Circulation (IF) | 65.7 |  | EC-32 | Glycol | Advanced Controller with a Vacation or Holiday Mode | Solar and Auxiliary Storage are the same Tank | 80 | 1 | 0.95 | 55 | Z05 | [18 empty] | Goleta | FALSE |  | 2.69 | 2011-06-01: 2011-09-09; 2011-06-21: 2011-10-12; 2011-08-03: 2011-09-23 | 4636 | 9995 | Up-front Payment
PGE-000708 | Single Family Residential | Domestic Hot Water | Electric | Pacific Gas and Electric | Incentive:Paid | 1474 |  | 0.54 | 1 |  | 3413 |  | 2730 | 2013-01-29 15:21 | 2013-02-01 | THE SOLAR ENERGY COMPANY INC | Retrofit | SANTA MARIA | Santa Barbara | 93455 | Host Customer is System Owner | 4 |  | 2001026G | SunEarth, Inc. | Cascade | EPRD-64-80 | Indirect Forced Circulation (IF) | 65.7 |  | EP-32 | Automatic Drainback | Advanced Controller with a Vacation or Holiday Mode | Solar and Auxiliary Storage are the same Tank | 80 | 1 | 0.8 | 55 | Z05 | [18 empty] | County of Santa Barbara | FALSE |  | 2.78 | 2011-06-01: 2011-09-09; 2011-08-03: 2013-01-29; 2011-09-20: 2013-02-01 | 4275 | 9500 | Up-front Payment
PGE-000710 | Commercial/Multifamily Residential | Domestic Hot Water | Gas | Pacific Gas and Electric | Incentive:Paid | 7089 | 12.82 |  | 1 | 553 |  | 525 |  | 2012-01-09 15:25 | 2012-01-11 | SOLARIX SYSTEMS | Retrofit | Carmel | Monterey | 93923 | Host Customer is System Owner | [7 empty] | 160.68 | 40.17 |  | Glycol | Advanced Controller with a Vacation or Holiday Mode | Solar and Auxiliary Storage are the same Tank |  | 1 | 0.95 | 450 | Z03 | 25 | Beds | Retirement/Nursing Homes | 2010115A | 4 | 1 | 238 | 1 | 0 | 1 | 199000 | TRUE | 130 | 120 |  |  |  |  | County of Monterey | FALSE | 59.03 |  | 2011-09-15 |  | 2012-01-09 | 2012-01-11 | 2012-01-18 | 2012-02-07 | 4638 | 32641 | Up-front Payment
PGE-000711 | Commercial/Multifamily Residential | Domestic Hot Water | Gas | Pacific Gas and Electric | Incentive:Paid | 6936 | 12.82 |  | 1 | 541 |  | 487 |  | 2012-01-09 15:24 | 2012-01-11 | SOLARIX SYSTEMS | Retrofit | Carmel | Monterey | 93923 | Host Customer is System Owner | [7 empty] | 160.68 | 40.17 |  | Glycol | Advanced Controller with a Vacation or Holiday Mode | Solar and Auxiliary Storage are the same Tank |  | 1 | 0.9 | 540 | Z03 | 30 | Beds | Retirement/Nursing Homes | 2010115A | 4 | 1 | 238 | 1 | 0 | 1 | 199000 | TRUE | 130 | 120 |  |  |  |  | County of Monterey | FALSE | 60.33 |  | 2011-09-15 |  | 2012-01-09 | 2012-01-11 | 2012-01-18 | 2012-02-07 | 4629 | 32641 | Up-front Payment
SCG-000712 | Low Income Multifamily Residential | Domestic Hot Water | Gas | Southern California Gas Company | Incentive:Paid | 47190 | 19.23 |  | 1 | 2454 |  | 2454 |  | 2012-04-13 16:53 | 2012-06-06 | ALL VALLEY SOLAR INC | New Construction | Los Angeles | Los Angeles | 90065 | Host Customer is System Owner | [7 empty] | 654.4 | 40.9 |  | Glycol | Advanced Controller with a Vacation or Holiday Mode | Solar Storage and Auxiliary Tanks are separate |  | 1 | 1 | 2000 | Z09 | 50 | Units | Apartments/Condos | 2007032A | 16 | 1 | 875 | 5 | 350 | 2 | 1000000 | TRUE | 130 | 130 |  | Heliodyne - Delta-T Pro Ethernet |  | Heliodyne - Delta-T Pro Ethernet | Los Angeles | FALSE | 33.84 |  | 2011-09-15 |  | 2012-04-13 |  | 2012-06-13 | 2012-07-06 | 4475 | 83050 | Up-front Payment
SCG-000715 | Commercial/Multifamily Residential | Domestic Hot Water | Gas | Southern California Gas Company | Incentive:Paid | 47937 | 12.82 |  | 1 | 3777 |  | 3739 |  | 2011-11-30 14:04 | 2012-02-22 | SUNTREK INDUSTRIES INC | Retrofit | Lemoore | Kings | 93245 | Host Customer is System Owner | [7 empty] | 2290.4 | 40.9 |  | Drainback |  | Solar Storage and Auxiliary Tanks are separate |  | 0.99 | 1 | 2015 | Z13 | 155 | Persons | Men's Dormitories | 2007032A | 56 | 1 | 2000 | 1 | 1400 | 2 | 1255000 | TRUE | 120 | 120 |  |  |  |  | n/a | FALSE | 73.63 |  | 2011-09-19 |  | 2011-11-30 |  | 2012-03-22 | 2012-04-12 | 4541 | 278100 | Up-front Payment
PGE-000716 | Commercial/Multifamily Residential | Domestic Hot Water | Gas | Pacific Gas and Electric | Incentive:Canceled | 54395 | 14.53 |  | 1 | 3820 |  | 3744 |  | 2011-09-21 10:23 | 2011-10-05 | SUN LIGHT & POWER | New Construction | Union City |  | 94587 | Host Customer is System Owner | [7 empty] | 1285.44 | 40.17 |  | Glycol | Advanced Controller with a Vacation or Holiday Mode | Solar Storage and Auxiliary Tanks are separate |  | 0.98 | 1 | 2166 | Z03 | 57 | Units | Apartments/Condos | 2010115A | 32 | 1 | 1950 | 1 | 260 | 2 | 600000 | TRUE | 120 | 120 | [5 empty] | FALSE | 56.76 |  | 2011-06-01: 2011-09-19; 2011-06-23: 2011-09-21 | 4770 | 216835 | Up-front Payment
SCG-000717 | Single Family Residential | Domestic Hot Water | Gas | Southern California Gas Company | Incentive:Paid | 1461 | 12.82 |  | 1 | 120 |  | 114 |  | 2011-10-19 13:37 | 2011-11-07 | GERALD MOORE | Retrofit | Los Angeles | Los Angeles | 90049 | Host Customer is System Owner | 3 |  | 2001028A | SunEarth, Inc. | Cascade | EPRD-40-80-2G | Indirect Forced Circulation (IF) | 40.9 |  | EP-40 | Automatic Drainback |  | Solar Storage and Auxiliary Tanks are separate | 80 | 0.95 | 1 | 45 | Z09 | [18 empty] | Los Angeles, CA DBS | FALSE | 56.25 |  | 2011-06-01: 2011-09-19; 2011-08-03: 2011-10-19; 2011-09-20: 2011-11-07 | 4644 | 6750 | Up-front Payment
PGE-000720 | Commercial/Multifamily Residential | Domestic Hot Water | Gas | Pacific Gas and Electric | Incentive:Paid | 30986 | 12.82 |  | 1 | 2417 |  | 2417 |  | 2011-10-17 17:46 | 2011-11-01 | OXYPOWER INC | Retrofit | SAN FRANCISCO | San Francisco | 94108 | Host Customer is System Owner | [7 empty] | 720 | 40 |  | Glycol | Advanced Controller with a Vacation or Holiday Mode | Solar Storage and Auxiliary Tanks are separate |  | 1 | 1 | 1840 | Z03 | 46 | Units | Apartments/Condos | 2010115A | 18 | 1 | 960 | 8 | 240 | 2 | 420000 | TRUE | 130 | 120 |  | Heliodyne - Delta-T Pro WiFi |  | Heliodyne - Delta-T Pro WiFi | City and County of San Francisco, California | FALSE | 41 |  | 2011-09-19 | 2011-10-20 | 2011-10-17 |  | 2011-11-02 | 2011-11-08 | 4713 | 99101 | Up-front Payment
PGE-000721 | Low Income Multifamily Residential | Domestic Hot Water | Gas | Pacific Gas and Electric | Incentive:Paid | 72632 | 19.23 |  | 1 | 3777 |  | 3777 |  | 2012-12-12 08:07 | 2013-01-07 | COMFORT ENERGY INC | Retrofit | SAN JOSE | Santa Clara | 95112 | Host Customer is System Owner | [7 empty] | 1127.23 | 38.87 |  | Glycol | Advanced Controller with a Vacation or Holiday Mode | Solar Storage and Auxiliary Tanks are separate |  | 1 | 1 | 3306 | Z03 | 87 | Units | Apartments/Condos | 2011049C | 29 | 1 | 1325 | 5 | 357 | 3 | 800000 | TRUE | 120 | 115 |  | SunReports - SR1000GVFS5-100 |  | SunReports - SR1000GVFS5-100 | City of San Jose | FALSE | 24.84 |  | 2012-11-08 | 2012-11-28 | 2012-12-12 |  | 2013-05-28 | 2013-06-20 | 4131 | 93821 | Up-front Payment
PGE-000723 | Commercial/Multifamily Residential | Domestic Hot Water | Gas | Pacific Gas and Electric | Incentive:Paid | 70651 | 12.82 |  | 1 | 5511 |  | 5511 |  | 2011-09-29 12:25 | 2011-10-12 | SUN LIGHT & POWER | Retrofit | Berkeley | Alameda | 94703 | Host Customer is System Owner | [7 empty] | 1563.3 | 28.95 |  | Glycol | Advanced Controller with a Vacation or Holiday Mode | Solar Storage and Auxiliary Tanks are separate |  | 1 | 1 | 5476 | Z03 | 200 | Units | Apartments/Condos | 2009017A | 54 | 1 | 2070 | 2 | 600 | 2 | 999000 | TRUE | 120 | 120 |  | Heliodyne - Delta-T Pro Ethernet |  | Heliodyne - Delta-T Pro Ethernet | City of Berkeley | FALSE | 35.4 |  | 2011-09-23 | 2011-10-05 | 2011-09-29 |  | 2012-02-13 | 2012-03-12 | 4603 | 195085 | Up-front Payment
SCG-000724 | Commercial/Multifamily Residential | Domestic Hot Water | Gas | Southern California Gas Company | Incentive:Paid | 20627 | 12.82 |  | 1 | 1609 |  | 1609 |  | 2011-09-27 11:38 | 2011-11-01 | MOHR POWER SOLAR INC | Retrofit | Glendale | Los Angeles | 91206 | Host Customer is System Owner | [7 empty] | 642.72 | 40.17 |  | Glycol | Advanced Controller with a Vacation or Holiday Mode | Solar and Auxiliary Storage are the same Tank |  | 1 | 1 | 800 | Z09 | 40 | Units | Apartments/Condos | 2010115A | 16 | 1 | 1040 | 1 | 120 | 1 | 500000 | TRUE | 140 | 120 |  |  |  | Heliodyne - Delta-T Pro WiFi | Glendale | FALSE | 55.71 |  | 2011-09-23 |  | 2011-09-27 |  | 2011-11-08 | 2011-12-08 | 4650 | 89645.01 | Up-front Payment
SCG-000725 | Commercial/Multifamily Residential | Domestic Hot Water | Gas | Southern California Gas Company | Incentive:Paid | 18063 | 12.82 |  | 1 | 1409 |  | 1409 |  | 2011-12-07 11:17 | 2011-12-12 | ALL VALLEY SOLAR INC | Retrofit | Los Angeles | Los Angeles | 90026 | Host Customer is System Owner | [7 empty] | 531.7 | 40.9 |  | Drainback |  | Solar Storage and Auxiliary Tanks are separate |  | 1 | 1 | 840 | Z09 | 20 | Units | Apartments/Condos | 2007032A | 13 | 1 | 560 | 1 | 100 | 1 | 199000 | TRUE | 120 | 120 |  | SunEarth - SETR0603mcU + VFS 10-200 |  | SunEarth - SETR0603mcU + VFS 10-200 | LADBS | FALSE | 27.61 |  | 2011-12-05 |  | 2011-12-07 |  | 2012-03-29 | 2012-05-02 | 4537 | 38909 | Up-front Payment
PGE-000726 | Single Family Residential | Domestic Hot Water | Gas | Pacific Gas and Electric | Incentive:Paid | 1667 | 12.82 |  | 1 | 130 |  | 130 |  | 2011-10-06 10:14 | 2011-10-10 | AZTEC SOLAR INC | Retrofit | DAVIS | Yolo | 95616 | Host Customer is System Owner | 2 |  | 2001001A | SunEarth, Inc. | SolaRay | TE40P-80-2G | Indirect Forced Circulation (IF) | 40.9 |  | EP-40 | Glycol | Advanced Controller with a Vacation or Holiday Mode | Solar Storage and Auxiliary Tanks are separate | 80 | 1 | 1 | 35 | Z12 | [18 empty] | City of Davis | FALSE | 101.3 |  | 2011-06-01: 2011-09-29; 2011-08-03: 2011-10-06; 2011-09-20: 2011-10-10 | 4758 | 13169 | Up-front Payment
PGE-000727 | Commercial/Multifamily Residential | Domestic Hot Water | Gas | Pacific Gas and Electric | Reservation:Canceled | 34131 | 14.53 |  | 1 | 2610 |  | 2349 |  | 2011-10-06 17:20 |  | SUNWATER SOLAR INC | Retrofit | San Francisco | San Francisco | 94102 | Host Customer is System Owner | [7 empty] | 694.8 | 28.95 |  | Glycol | Advanced Controller with a Vacation or Holiday Mode | Solar Storage and Auxiliary Tanks are separate |  | 0.9 | 1 | 3344 | Z03 | 88 | Units | Apartments/Condos | 2009017A | 24 | 1 | 730 | 1 | 238 | 2 | 630000 | TRUE | 130 | 130 | [5 empty] | FALSE | 41.23 |  | 2011-06-01: 2011-09-30; 2011-06-21: 2011-10-12; 2011-06-23: 2011-10-06 | 4723 | 107600 | Up-front Payment
PGE-000730 | Commercial/Multifamily Residential | Domestic Hot Water | Gas | Pacific Gas and Electric | Reservation:Canceled | 65400 | 14.53 |  | 1 | 4501 |  | 4501 |  | 2011-10-10 15:33 |  | SUNWATER SOLAR INC | Retrofit | San Francisco | San Francisco | 94102 | Host Customer is System Owner | [7 empty] | 1158 | 28.95 |  | Glycol | Advanced Controller with a Vacation or Holiday Mode | Solar Storage and Auxiliary Tanks are separate |  | 1 | 1 | 6586 | Z03 | 178 | Units | Apartments/Condos | 2009017A | 40 | 1 | 1200 | 6 | 357 | 3 | 630000 | TRUE | 130 | 130 | [5 empty] | FALSE | 23.12 |  | 2011-06-01: 2011-10-05; 2011-06-21: 2011-10-12; 2011-06-23: 2011-10-10 | 4723 | 104070 | Up-front Payment
SCG-000731 | Single Family Residential | Domestic Hot Water | Gas | Southern California Gas Company | Incentive:Paid | 1385 | 12.82 |  | 1 | 108 |  | 108 |  | 2011-11-11 11:02 | 2012-01-12 | SIREN SALES - CALIFORNIA INC | Retrofit | UPLAND | San Bernardino | 91784 | Host Customer is System Owner | 2 |  | 2010033A | Fafco, Inc. | 500 Series | AC-24UX2-50G-50S | Indirect Forced Circulation (IF) | 48.8 |  | 8840 | Glycol | Advanced Controller with a Thermal Cycling Function | Solar Storage and Auxiliary Tanks are separate | 50 | 1 | 1 | 35 | Z10 | [18 empty] | UPLAND CA | FALSE | 85.94 |  | 2011-06-01: 2011-10-05; 2011-08-03: 2011-11-11; 2011-09-20: 2012-01-12 | 4635 | 9282 | Up-front Payment
SCG-000732 | Single Family Residential | Domestic Hot Water | Gas | Southern California Gas Company | Incentive:Paid | 1242 | 12.82 |  | 1 | 102 |  | 97 |  | 2011-10-24 14:30 | 2012-01-09 | SIREN SALES - CALIFORNIA INC | Retrofit | LAKE FOREST | Orange | 92630 | Host Customer is System Owner | 2 |  | 2010033A | Fafco, Inc. | 500 Series | AC-24UX2-50G-50S | Indirect Forced Circulation (IF) | 48.8 |  | 8840 |  |  | Solar Storage and Auxiliary Tanks are separate | 50 | 1 | 0.95 | 35 | Z08 | [18 empty] | Lake Forest | FALSE | 90.2 |  | 2011-06-01: 2011-10-06; 2011-08-03: 2011-10-24; 2011-09-20: 2012-01-09 | 4631 | 9200 | Up-front Payment
SCG-000734 | Commercial/Multifamily Residential | Domestic Hot Water | Gas | Southern California Gas Company | Incentive:Paid | 8500 | 12.82 |  | 1 | 663 |  | 663 |  | 2011-10-21 08:18 | 2011-10-21 | SUNLIGHT ENERGY SYSTEMS INC | Retrofit | GARDEN GROVE | Orange | 92841 | Host Customer is System Owner | [7 empty] | 197.04 | 32.84 |  | Drainback |  | Solar Storage and Auxiliary Tanks are separate |  | 1 | 1 | 378 | Z08 | 9 | Units | Apartments/Condos | 2006024C | 6 | 1 | 240 | 2 | 100 | 1 | 83000 | TRUE | 130 | 130 |  |  |  |  | GARDEN GROVE | FALSE | 36.83 |  | 2011-10-11 |  | 2011-10-21 | 2011-10-21 | 2012-02-15 | 2012-02-24 | 4616 | 24418 | Up-front Payment
SCG-000735 | Commercial/Multifamily Residential | Domestic Hot Water | Gas | Southern California Gas Company | Incentive:Paid | 8873 | 12.82 |  | 1 | 721 |  | 692 |  | 2011-10-21 08:26 | 2011-10-21 | SUNLIGHT ENERGY SYSTEMS INC | Retrofit | GARDEN GROVE | Orange | 92841 | Host Customer is System Owner | [7 empty] | 197.04 | 32.84 |  | Drainback |  | Solar Storage and Auxiliary Tanks are separate |  | 0.96 | 1 | 462 | Z08 | 11 | Units | Apartments/Condos | 2006024C | 6 | 1 | 275 | 1 | 75 | 1 | 75100 | TRUE | 130 | 130 |  |  |  |  | GARDEN GROVE | FALSE | 32.26 |  | 2011-10-11 |  | 2011-10-21 | 2011-10-21 | 2012-02-14 | 2012-02-24 | 4616 | 23263 | Up-front Payment
PGE-000736 | Commercial/Multifamily Residential | Domestic Hot Water | Gas | Pacific Gas and Electric | Incentive:Paid | 14153 | 12.82 |  | 1 | 1104 |  | 1104 |  | 2011-10-27 15:21 | 2011-11-07 | OXYPOWER INC | Retrofit | SAN FRANCISCO | San Francisco | 94115 | Host Customer is System Owner | [7 empty] | 321.2 | 40.15 |  | Glycol | Advanced Controller with a Vacation or Holiday Mode | Solar Storage and Auxiliary Tanks are separate |  | 1 | 1 | 714 | Z03 | 17 | Units | Apartments/Condos | 2007027D | 8 | 1 | 480 | 4 | 175 | 2 | 163000 | TRUE | 130 | 120 |  |  |  |  | City and County of San Francisco, California | FALSE | 30.16 |  | 2011-10-12 |  | 2011-10-27 | 2011-11-07 | 2012-02-14 | 2012-02-21 | 4603 | 33301 | Up-front Payment
PGE-000739 | Single Family Residential | Domestic Hot Water | Gas | Pacific Gas and Electric | Incentive:Canceled | 1506 | 18.59 |  | 1 | 90 |  | 81 |  | 2012-11-08 08:21 |  | T 5 CONSTRUCTION | Retrofit | SACRAMENTO | Sacramento | 95831 | Host Customer is System Owner | 3 |  | 2001002C | SunEarth, Inc. | CopperHeart | CP-40G | Direct Integral Collector Storage (DI) | 24.9 |  | (No Model Number) |  |  | Solar Storage with Tankless Auxiliary Water Heater | 42 | 0.9 | 1 | 45 | Z12 | [18 empty] | City of Sacramento | FALSE | 116.67 |  | 2011-06-01: 2011-10-17; 2011-06-21: 2012-11-08; 2011-08-03: 2012-11-08 | 4336 | 10500 | Up-front Payment
PGE-000740 | Single Family Residential | Domestic Hot Water | Gas | Pacific Gas and Electric | Incentive:Paid | 1667 | 12.82 |  | 1 | 130 |  | 130 |  | 2011-10-18 15:24 | 2011-10-20 | AZTEC SOLAR INC | Retrofit | Davis | Yolo | 95616 | Host Customer is System Owner | 2 |  | 2001001A | SunEarth, Inc. | SolaRay | TE40P-80-2G | Indirect Forced Circulation (IF) | 40.9 |  | EP-40 | Glycol | Advanced Controller with a Vacation or Holiday Mode | Solar Storage and Auxiliary Tanks are separate | 80 | 1 | 1 | 35 | Z12 | [18 empty] | City of Davis | FALSE | 101.3 |  | 2011-06-01: 2011-10-18; 2011-08-03: 2011-10-18; 2011-09-20: 2011-10-20 | 4750 | 13169 | Up-front Payment
PGE-000741 | Single Family Residential | Domestic Hot Water | Gas | Pacific Gas and Electric | Incentive:Canceled | 1694 | 12.82 |  | 1 | 157 |  | 132 |  | 2011-12-07 08:02 |  | Self Installer | Retrofit | San Jose | Santa Clara | 95112 | Host Customer is System Owner | 4 |  | 2011002A | Schuco USA LLLP | Advance Package | Advance II - 75GTP | Indirect Forced Circulation (IF) | 44.1 |  | CTE 215 CH | Glycol | Steam Back | Solar Storage with Tankless Auxiliary Water Heater | 75 | 0.99 | 0.85 | 55 | Z04 | [18 empty] | City of San Jose | FALSE | 37.93 |  | 2011-06-01: 2011-10-19; 2011-06-21: 2011-12-22; 2011-08-03: 2011-12-07 | 4692 | 5955 | Up-front Payment
SCG-000742 | Commercial/Multifamily Residential | Domestic Hot Water | Gas | Southern California Gas Company | Incentive:Paid | 65952 | 14.53 |  | 1 | 4539 |  | 4539 |  | 2011-10-27 16:00 | 2011-12-12 | ELECTRO-THERMAL EQUIPMENT CORP | Retrofit | Hollywood | Los Angeles | 90028 | Host Customer is System Owner | [7 empty] | 1399.32 | 38.87 |  | Drainback |  | Solar Storage and Auxiliary Tanks are separate |  | 1 | 1 | 2660 | Z09 | 70 | Units | Apartments/Condos | 2009058C | 36 | 6 | 2244 | 1 | 200 | 2 | 540000 | TRUE | 135 | 135 |  | SunReports - SR1000GVFS10-200 | SunReports, Inc | SunReports - SR1000GVFS10-200 | Los Angeles | FALSE | 19.83 |  | 2011-10-20 |  | 2011-10-27 |  | 2012-09-13 | 2012-09-28 | 4364 | 90000 | Up-front Payment
SCG-000743 | Single Family Residential | Domestic Hot Water | Gas | Southern California Gas Company | Incentive:Paid | 1385 | 12.82 |  | 1 | 108 |  | 108 |  | 2012-03-02 08:26 | 2012-03-08 | SIREN SALES - CALIFORNIA INC | Retrofit | San Bernardino | San Bernardino | 92407 | Host Customer is System Owner | 2 |  | 2010033A | Fafco, Inc. | 500 Series | AC-24UX2-50G-50S | Indirect Forced Circulation (IF) | 48.8 |  | 8840 | Glycol | Advanced Controller with a Thermal Cycling Function | Solar Storage and Auxiliary Tanks are separate | 50 | 1 | 1 | 35 | Z10 | [18 empty] | san bernardino | FALSE | 85.04 |  | 2011-06-01: 2011-10-19; 2011-08-03: 2012-03-02; 2011-09-20: 2012-03-08 | 4597 | 9184.75 | Up-front Payment
PGE-000745 | Single Family Residential | Domestic Hot Water | Gas | Pacific Gas and Electric | Incentive:Paid | 1164 | 12.82 |  | 1 | 104 |  | 91 |  | 2011-11-30 17:04 | 2011-12-28 | HORIZON ENERGY SYSTEMS INC | Retrofit | LOS GATOS | Santa Clara | 95032 | Host Customer is System Owner | 3 |  | 1998006D | Thermal Conversion Technology, Inc. (TCT Solar) | ProgressivTube | PT-50-CN-G | Direct Integral Collector Storage (DI) | 32.1 |  | (No Model Number) |  |  | Solar and Auxiliary Storage are the same Tank | 40 | 0.97 | 0.9 | 45 | Z04 | [18 empty] | Los Gatos | FALSE | 68.27 |  | 2011-10-20 | 2011-12-27 |  |  | 2011-11-30 | 2011-12-28 | 4677 | 7100.21 | Up-front Payment
SCG-000747 | Commercial/Multifamily Residential | Domestic Hot Water | Gas | Southern California Gas Company | Incentive:Paid | 9846 | 12.82 |  | 1 | 768 |  | 768 |  | 2011-11-02 16:14 | 2011-11-17 | D B G PLUMBING INC | New Construction | Brawley | Imperial | 92227 | Host Customer is System Owner | [7 empty] | 241.02 | 40.17 |  | Glycol | Advanced Controller with a Vacation or Holiday Mode | Solar Storage and Auxiliary Tanks are separate |  | 1 | 1 | 504 | Z15 | 12 | Units | Apartments/Condos | 2010115A | 6 | 1 | 388 | 1 | 130 | 1 | 300000 | TRUE | 120 | 120 |  |  |  |  | Brawley, CA | FALSE | 46.71 |  | 2011-10-20 |  | 2011-11-02 | 2011-11-17 | 2011-12-21 | 2012-01-18 | 4615 | 35875 | Up-front Payment
SCG-000748 | Commercial/Multifamily Residential | Domestic Hot Water | Gas | Southern California Gas Company | Incentive:Paid | 13192 | 12.82 |  | 1 | 1029 |  | 1029 |  | 2011-11-02 16:16 | 2011-11-17 | D B G PLUMBING INC | New Construction | Brawley | Imperial | 92227 | Host Customer is System Owner | [7 empty] | 321.36 | 40.17 |  | Glycol | Advanced Controller with a Vacation or Holiday Mode | Solar Storage and Auxiliary Tanks are separate |  | 1 | 1 | 672 | Z15 | 16 | Units | Apartments/Condos | 2010115A | 8 | 1 | 499 | 1 | 200 | 2 | 398000 | TRUE | 120 | 120 |  |  |  |  | Brawley, CA | FALSE | 46.13 |  | 2011-10-20 |  | 2011-11-02 | 2011-11-17 | 2011-12-21 | 2012-01-18 | 4644 | 47471 | Up-front Payment
SCG-000749 | Commercial/Multifamily Residential | Domestic Hot Water | Gas | Southern California Gas Company | Incentive:Paid | 13192 | 12.82 |  | 1 | 1029 |  | 1029 |  | 2011-11-02 16:17 | 2011-11-17 | D B G PLUMBING INC | New Construction | Brawley | Imperial | 92227 | Host Customer is System Owner | [7 empty] | 321.36 | 40.17 |  | Glycol | Advanced Controller with a Vacation or Holiday Mode | Solar Storage and Auxiliary Tanks are separate |  | 1 | 1 | 672 | Z15 | 16 | Units | Apartments/Condos | 2010115A | 8 | 1 | 499 | 1 | 200 | 2 | 300000 | TRUE | 120 | 120 |  |  |  |  | Brawley, CA | FALSE | 46.13 |  | 2011-10-20 |  | 2011-11-02 | 2011-11-17 | 2011-12-21 | 2011-11-17 | 4635 | 47471 | Up-front Payment
SDG-000750 | Commercial/Multifamily Residential | Domestic Hot Water | Gas | San Diego Gas and Electric | Incentive:Paid | 8256 | 12.82 |  | 1 | 644 |  | 644 |  | 2012-01-27 12:36 | 2012-02-09 | PRECISION SOLAR INC | Retrofit | Pacific Beach | San Diego | 92109 | Host Customer is System Owner | [7 empty] | 204.5 | 40.9 |  | Drainback |  | Solar and Auxiliary Storage are the same Tank |  | 1 | 1 | 336 | Z07 | 8 | Units | Apartments/Condos | 2007032A | 5 | 1 | 300 | 1 | 75 | 1 | 70000 | TRUE | 120 | 135 |  |  |  |  | City of San Diego | FALSE | 28.16 |  | 2011-10-21 | 2012-04-03 | 2012-01-27 | 2012-02-09 | 2012-04-01 | 2012-04-10 | 4562 | 18135 | Up-front Payment
SCG-000751 | Commercial/Multifamily Residential | Domestic Hot Water | Gas | Southern California Gas Company | Incentive:Paid | 6756 | 12.82 |  | 1 | 527 |  | 527 |  | 2011-11-02 16:18 | 2011-11-17 | D B G PLUMBING INC | New Construction | Brawley | Imperial | 92227 | Host Customer is System Owner | [7 empty] | 160.68 | 40.17 |  | Glycol | Advanced Controller with a Vacation or Holiday Mode | Solar Storage and Auxiliary Tanks are separate |  | 1 | 1 | 336 | Z15 | 8 | Units | Apartments/Condos | 2010115A | 4 | 1 | 350 | 1 | 100 | 1 | 199900 | TRUE | 120 | 120 |  |  |  |  | Brawley, CA | FALSE | 48.31 |  | 2011-10-21 |  | 2011-11-02 | 2011-11-17 | 2011-12-21 | 2012-01-18 | 4644 | 25461 | Up-front Payment
SCG-000752 | Commercial/Multifamily Residential | Domestic Hot Water | Gas | Southern California Gas Company | Incentive:Paid | 6705 | 12.82 |  | 1 | 523 |  | 523 |  | 2011-11-02 16:18 | 2011-11-17 | D B G PLUMBING INC | New Construction | Brawley | Imperial | 92227 | Host Customer is System Owner | [7 empty] | 160.68 | 40.17 |  | Glycol | Advanced Controller with a Vacation or Holiday Mode | Solar Storage and Auxiliary Tanks are separate |  | 1 | 1 | 336 | Z15 | 8 | Units | Apartments/Condos | 2010115A | 4 | 1 | 350 | 2 | 100 | 1 | 199900 | TRUE | 120 | 120 |  |  |  |  | Brawley, CA | FALSE | 48.68 |  | 2011-10-21 |  | 2011-11-02 | 2011-11-17 | 2011-12-21 | 2012-01-18 | 4635 | 25461 | Up-front Payment
SCG-000753 | Commercial/Multifamily Residential | Domestic Hot Water | Gas | Southern California Gas Company | Incentive:Paid | 6705 | 12.82 |  | 1 | 523 |  | 523 |  | 2011-11-02 16:19 | 2011-11-17 | D B G PLUMBING INC | New Construction | Brawley | Imperial | 92227 | Host Customer is System Owner | [7 empty] | 160.68 | 40.17 |  | Glycol | Advanced Controller with a Vacation or Holiday Mode | Solar Storage and Auxiliary Tanks are separate |  | 1 | 1 | 336 | Z15 | 8 | Units | Apartments/Condos | 2010115A | 4 | 1 | 350 | 2 | 100 | 1 | 199900 | TRUE | 120 | 120 |  |  |  |  | Brawley, CA | FALSE | 48.68 |  | 2011-10-21 |  | 2011-11-02 | 2011-11-17 | 2011-12-21 | 2012-01-18 | 4644 | 25461 | Up-front Payment
SCG-000754 | Commercial/Multifamily Residential | Domestic Hot Water | Gas | Southern California Gas Company | Incentive:Paid | 6705 | 12.82 |  | 1 | 523 |  | 523 |  | 2011-11-02 16:19 | 2011-11-17 | D B G PLUMBING INC | New Construction | Brawley | Imperial | 92227 | Host Customer is System Owner | [7 empty] | 160.68 | 40.17 |  | Glycol | Advanced Controller with a Vacation or Holiday Mode | Solar Storage and Auxiliary Tanks are separate |  | 1 | 1 | 336 | Z15 | 8 | Units | Apartments/Condos | 2010115A | 4 | 1 | 350 | 2 | 100 | 1 | 199900 | TRUE | 120 | 120 |  |  |  |  | Brawley, CA | FALSE | 48.68 |  | 2011-10-21 |  | 2011-11-02 | 2011-11-17 | 2011-12-21 | 2011-11-17 | 4631 | 25461 | Up-front Payment
SCG-000755 | Commercial/Multifamily Residential | Domestic Hot Water | Gas | Southern California Gas Company | Incentive:Paid | 3423 | 12.82 |  | 1 | 267 |  | 267 |  | 2011-11-02 16:19 | 2011-11-17 | D B G PLUMBING INC | New Construction | Brawley | Imperial | 92227 | Host Customer is System Owner | [7 empty] | 80.34 | 40.17 |  | Glycol | Advanced Controller with a Vacation or Holiday Mode | Solar Storage and Auxiliary Tanks are separate |  | 1 | 1 | 160 | Z15 | 80 | Pounds of Laundry | Coin-op Laundries | 2010115A | 2 | 1 | 120 | 1 | 100 | 1 | 150000 | TRUE | 120 | 120 |  |  |  |  | Brawley, CA | FALSE | 44.62 |  | 2011-10-21 |  | 2011-11-02 | 2011-11-17 | 2011-12-21 | 2011-11-17 | 4635 | 11914 | Up-front Payment
SCG-000756 | Commercial/Multifamily Residential | Domestic Hot Water | Gas | Southern California Gas Company | Incentive:Paid | 3410 | 12.82 |  | 1 | 266 |  | 266 |  | 2011-11-02 16:20 | 2011-11-17 | D B G PLUMBING INC | New Construction | Calexico | Imperial | 92231 | Host Customer is System Owner | [7 empty] | 80.34 | 40.17 |  | Glycol | Advanced Controller with a Vacation or Holiday Mode | Solar Storage and Auxiliary Tanks are separate |  | 1 | 1 | 160 | Z15 | 80 | Pounds of Laundry | Coin-op Laundries | 2010115A | 2 | 1 | 120 | 1 | 100 | 1 | 150000 | TRUE | 120 | 120 |  |  |  |  | Calexico, CA | FALSE | 116.54 |  | 2011-10-21 |  | 2011-11-02 | 2011-11-17 | 2011-12-21 | 2011-11-17 | 4631 | 31000 | Up-front Payment
PGE-000757 | Commercial/Multifamily Residential | Domestic Hot Water | Gas | Pacific Gas and Electric | Incentive:Paid | 9362 | 12.82 |  | 1 | 731 |  | 724 |  | 2011-10-25 19:18 | 2011-10-31 | Self Installer | Retrofit | MOUNTAIN VIEW | Santa Clara | 94041 | Host Customer is System Owner | [7 empty] | 231.4 | 23.14 |  | Drainback |  | Solar Storage and Auxiliary Tanks are separate |  | 0.99 | 1 | 378 | Z04 | 9 | Units | Apartments/Condos | 2011019A | 10 | 1 | 300 | 1 | 100 | 1 | 73000 | TRUE | 140 | 140 |  |  |  |  | City of Mountain View | FALSE | 22.3 |  | 2011-10-23 | 2012-05-23 | 2011-10-25 | 2011-10-31 | 2012-05-22 | 2012-06-15 | 4511 | 16300 | Up-front Payment
SCG-000760 | Commercial/Multifamily Residential | Domestic Hot Water | Gas | Southern California Gas Company | Incentive:Paid | 4231 | 12.82 |  | 1 | 330 |  | 330 |  | 2011-10-26 16:06 | 2011-11-17 | SOLAR - TEC SYSTEMS INC | Retrofit | Hawthorne | Los Angeles | 90250 | Host Customer is System Owner | [7 empty] | 81.8 | 40.9 |  | Glycol | Advanced Controller with a Vacation or Holiday Mode | Solar and Auxiliary Storage are the same Tank |  |  |  | 420 | Z09 | 10 | Units | Apartments/Condos | 2007032A | 2 | 1 | 119 | 1 | 100 | 1 | 77000 | TRUE | 130 | 130 |  |  |  |  | Hawthorne, California | FALSE | 28.67 |  | 2011-10-24 |  | 2011-10-26 | 2011-11-17 | 2011-11-18 | 2011-12-06 | 4664 | 9460 | Up-front Payment
SCG-000761 | Commercial/Multifamily Residential | Domestic Hot Water | Gas | Southern California Gas Company | Incentive:Paid | 4128 | 12.82 |  | 1 | 322 |  | 322 |  | 2011-10-26 16:10 | 2011-11-17 | SOLAR - TEC SYSTEMS INC | Retrofit | Hawthorne | Los Angeles | 90250 | Host Customer is System Owner | [7 empty] | 81.8 | 40.9 |  | Glycol | Advanced Controller with a Vacation or Holiday Mode | Solar and Auxiliary Storage are the same Tank |  |  |  | 420 | Z09 | 10 |  |  | 2007032A | 2 | 1 | 119 | 1 | 100 | 1 | 77000 | TRUE | 130 | 130 |  |  |  |  | Hawthorne, California | FALSE | 29.38 |  | 2011-10-24 |  | 2011-10-26 | 2011-11-17 | 2011-11-22 | 2011-12-06 | 4664 | 9460 | Up-front Payment
SCG-000762 | Commercial/Multifamily Residential | Domestic Hot Water | Gas | Southern California Gas Company | Incentive:Paid | 12051 | 12.82 |  | 1 | 940 |  | 940 |  | 2011-10-26 16:11 | 2011-11-17 | SOLAR - TEC SYSTEMS INC | Retrofit | Gardena | Los Angeles | 90249 | Host Customer is System Owner | [7 empty] | 327.2 | 40.9 |  | Glycol | Advanced Controller with a Vacation or Holiday Mode | Solar Storage and Auxiliary Tanks are separate |  |  |  | 840 | Z09 | 20 |  |  | 2007032A | 8 | 8 | 360 | 3 | 208 | 2 | 509000 | TRUE | 140 | 140 |  |  |  |  | Gardena, California | FALSE | 39.35 |  | 2011-10-24 |  | 2011-10-26 | 2011-11-17 | 2011-11-22 | 2011-12-06 | 4664 | 36988 | Up-front Payment
SCG-000763 | Commercial/Multifamily Residential | Domestic Hot Water | Gas | Southern California Gas Company | Incentive:Paid | 13846 | 12.82 |  | 1 | 1080 |  | 1080 |  | 2011-10-26 16:12 | 2011-11-17 | SOLAR - TEC SYSTEMS INC | Retrofit | Gardena | Los Angeles | 90249 | Host Customer is System Owner | [7 empty] | 327.2 | 40.9 |  | Glycol | Advanced Controller with a Vacation or Holiday Mode | Solar Storage and Auxiliary Tanks are separate |  |  |  | 756 | Z09 | 18 | Units | Apartments/Condos | 2007032A | 8 | 1 | 345 | 3 | 200 | 2 | 163000 | TRUE | 130 | 130 |  |  |  |  | Gardena, California | FALSE | 34.25 |  | 2011-10-26 |  | 2011-10-26 | 2011-11-17 | 2011-11-22 | 2011-12-06 | 4664 | 36988 | Up-front Payment
PGE-000764 | Commercial/Multifamily Residential | Domestic Hot Water | Gas | Pacific Gas and Electric | Incentive:Paid | 22807 | 12.82 |  | 1 | 1779 |  | 1779 |  | 2011-11-29 11:16 | 2011-12-07 | OXYPOWER INC | Retrofit | San Francisco | San Francisco | 94102 | Host Customer is System Owner | [7 empty] | 560 | 40 |  | Glycol |  | Solar Storage and Auxiliary Tanks are separate |  | 1 | 1 | 960 | Z03 | 24 | Units | Apartments/Condos | 2010115A | 14 | 1 | 952 | 8 | 240 | 2 | 131750 | TRUE | 130 | 130 |  |  |  | Heliodyne - Delta-T Pro WiFi | City and County of San Francisco, California | FALSE | 43.98 |  | 2011-10-28 | 2011-12-01 | 2011-11-29 |  | 2012-02-14 | 2012-02-21 | 4621 | 78235 | Up-front Payment
PGE-000765 | Single Family Residential | Domestic Hot Water | Electric | Pacific Gas and Electric | Incentive:Paid | 1038 |  | 0.37 | 1 |  | 2952 |  | 2804 | 2011-11-04 11:51 | 2011-11-09 | ACR SOLAR INTERNATIONAL CORP | Retrofit | Cameron Park | El Dorado | 95682 | Host Customer is System Owner | 5 |  | 2000007B | ACR Solar International | Skyline System 5 | 200153C80EX | Indirect Forced Circulation (IF) | 60.2 |  | 20-01 | Glycol | Other | Solar and Auxiliary Storage are the same Tank | 80 | 0.95 | 1 | 65 | Z12 | [18 empty] | El Dorado County | FALSE |  | 2.41 | 2011-10-31 | 2011-11-07 |  |  | 2011-11-04 | 2011-11-09 | 4727 | 7100 | Up-front Payment
PGE-000766 | Single Family Residential | Domestic Hot Water | Electric | Pacific Gas and Electric | Incentive:Paid | 975 |  | 0.37 | 1 |  | 2896 |  | 2635 | 2011-11-03 12:38 | 2011-11-07 | AZTEC SOLAR INC | Retrofit | Rescue | El Dorado | 95672 | Host Customer is System Owner | 2 |  | 1993001C | SunEarth, Inc. | SolaRay | TE40P-80-1 | Indirect Forced Circulation (IF) | 40.9 |  | EP-40 | Glycol | Advanced Controller with a Vacation or Holiday Mode | Solar and Auxiliary Storage are the same Tank | 80 | 0.91 | 1 | 35 | Z12 | [18 empty] | El Dorado County | FALSE |  | 2.75 | 2011-06-01: 2011-10-31; 2011-08-03: 2011-11-03; 2011-09-20: 2011-11-07 | 4727 | 7958.81 | Up-front Payment
SCG-000767 | Single Family Residential | Domestic Hot Water | Gas | Southern California Gas Company | Incentive:Paid | 1010 | 12.82 |  | 1 | 105 |  | 79 |  | 2012-04-13 12:08 | 2012-04-26 | SIREN SALES - CALIFORNIA INC | Retrofit | West Covina | Los Angeles | 91791 | Host Customer is System Owner | 4 |  | 2010033A | Fafco, Inc. | 500 Series | AC-24UX2-50G-50S | Indirect Forced Circulation (IF) | 48.8 |  | 8840 | Glycol | Advanced Controller with a Thermal Cycling Function | Solar Storage and Auxiliary Tanks are separate | 50 | 1 | 0.75 | 55 | Z09 | [18 empty] | West Covina | FALSE | 89.16 |  | 2011-06-01: 2011-10-31; 2011-08-03: 2012-04-13; 2011-09-20: 2012-04-26 | 4541 | 9362 | Up-front Payment
SCG-000768 | Single Family Residential | Domestic Hot Water | Gas | Southern California Gas Company | Incentive:Paid | 1065 | 12.82 |  | 1 | 104 |  | 83 |  | 2011-11-03 12:13 | 2012-01-09 | SIREN SALES - CALIFORNIA INC | Retrofit | lake forest | Orange | 92630 | Host Customer is System Owner | 2 |  | 2010058A | Fafco, Inc. | 500 Series | PV-24UX2-50G-50S | Indirect Forced Circulation (IF) | 48.8 |  | 8840 | Glycol | Advanced Controller with a Thermal Cycling Function | Solar Storage and Auxiliary Tanks are separate | 50 | 0.94 | 0.85 | 35 | Z08 | [18 empty] | Lake Forest | FALSE | 115.96 |  | 2011-06-01: 2011-11-01; 2011-08-03: 2011-11-03; 2011-09-20: 2012-01-09 | 4615 | 12060 | Up-front Payment
SCG-000769 | Low Income Multifamily Residential | Domestic Hot Water | Gas | Southern California Gas Company | Incentive:Paid | 16096 | 19.23 |  | 1 | 837 |  | 837 |  | 2012-07-05 14:45 | 2012-07-19 | ENVIRONMENTAL SOLAR DESIGN INC | Retrofit | Los Angeles | Los Angeles | 90026 | Host Customer is System Owner | [7 empty] | 245.4 | 40.9 |  | Glycol | Advanced Controller with a Vacation or Holiday Mode | Solar Storage and Auxiliary Tanks are separate |  | 1 | 1 | 494 | Z09 | 38 | Units | Apartments/Condos | 2007032A | 6 | 1 | 345 | 3 | 115 | 1 | 400000 | TRUE | 120 | 130 |  |  |  |  | Los Angeles | FALSE | 33.45 |  | 2011-11-02 |  | 2012-07-05 | 2012-07-19 | 2012-08-08 | 2012-08-13 | 4426 | 28000 | Up-front Payment
PGE-000770 | Single Family Residential | Domestic Hot Water | Electric | Pacific Gas and Electric | Incentive:Paid | 1182 |  | 0.37 | 1 |  | 3194 |  | 3194 | 2011-11-23 14:13 | 2011-12-06 | ACR SOLAR INTERNATIONAL CORP | Retrofit | Santa Rosa | Sacramento | 95404 | Host Customer is System Owner | 2 |  | 2000007F | ACR Solar International | Skyline System 5 | 200154C120EX | Indirect Forced Circulation (IF) | 80.3 |  | 20-01 | Glycol | Other | Solar and Auxiliary Storage are the same Tank | 120 | 1 | 1 | 35 | Z02 | [18 empty] | Sonoma County | FALSE |  | 2.56 | 2011-06-01: 2011-11-03; 2011-08-03: 2011-11-23; 2011-09-20: 2011-12-06 | 4700 | 8191 | Up-front Payment
PGE-000771 | Single Family Residential | Domestic Hot Water | Electric | Pacific Gas and Electric | Incentive:Paid | 1056 |  | 0.37 | 1 |  | 2854 |  | 2854 | 2011-11-09 08:11 | 2011-11-15 | ACR SOLAR INTERNATIONAL CORP | Retrofit | COLFAX | Placer | 95713 | Host Customer is System Owner | 4 |  | 2000007E | ACR Solar International | Skyline System 5 | 200153C120EX | Indirect Forced Circulation (IF) | 60.2 |  | 20-01 | Glycol | Other | Solar and Auxiliary Storage are the same Tank | 120 | 1 | 1 | 55 | Z11 | [18 empty] | Placer County | FALSE |  | 2.87 | 2011-11-03 | 2011-11-14 |  |  | 2011-11-09 | 2011-11-15 | 4713 | 8200.22 | Up-front Payment
SDG-000774 | Single Family Residential | Domestic Hot Water | Gas | San Diego Gas and Electric | Incentive:Paid | 1875 | 12.82 |  | 1 | 177 |  | 177 |  | 2011-12-29 11:35 | 2012-01-03 | WORKRIGHT PROPERTY SERVICES INC | New Construction | San Diego | San Diego | 92130 | Host Customer is System Owner |  | 4 | 2007023B | Heat Transfer Products | Phoenix Solar | PH-119S | Indirect Forced Circulation (IF) | 63.8 |  | AE-32E | Glycol | Advanced Controller with a Vacation or Holiday Mode | Solar and Auxiliary Storage are the same Tank | 119 | 1 | 1 | 55 | Z07 | [18 empty] | City of San Diego, San Diego, CA. | FALSE | 66.07 |  | 2011-06-01: 2011-11-06; 2011-08-03: 2011-12-29; 2011-09-20: 2012-01-03 | 4667 | 11693.98 | Up-front Payment
SDG-000775 | Commercial/Multifamily Residential | Domestic Hot Water | Gas | San Diego Gas and Electric | Incentive:Paid | 71720 | 14.53 |  | 1 | 4936 |  | 4936 |  | 2012-02-01 14:26 | 2012-02-22 | CALIFORNIA SOLAR THERMAL INC | Retrofit | San Diego | San Diego | 92131 | Host Customer is System Owner | [7 empty] | 1549.52 | 27.67 |  | Glycol | Steam Back | Solar Storage and Auxiliary Tanks are separate |  | 1 | 1 | 2736 | Z07 | 72 | Units | Apartments/Condos | 2009046A | 56 | 3 | 2965 | 1 | 115 | 1 | 1049000 | TRUE | 140 | 140 |  |  |  | SunReports - SR1100GVFS20-400 | San Diego | FALSE | 27.63 |  | 2011-11-07 |  | 2012-02-01 |  | 2013-01-21 | 2013-02-06 | 4254 | 136400 | Up-front Payment
PGE-000776 | Commercial/Multifamily Residential | Domestic Hot Water | Gas | Pacific Gas and Electric | Incentive:Paid | 9807 | 12.82 |  | 1 | 765 |  | 765 |  | 2011-11-14 15:25 | 2011-11-21 | D B G PLUMBING INC | New Construction | BAKERSFIELD | Kern | 93301 | Host Customer is System Owner | [7 empty] | 241.02 | 40.17 |  | Glycol | Advanced Controller with a Vacation or Holiday Mode | Solar Storage and Auxiliary Tanks are separate |  | 1 | 1 | 504 | Z13 | 12 | Units | Apartments/Condos | 2010115A | 6 | 1 | 350 | 2 | 130 | 1 | 300000 | TRUE | 120 | 120 |  |  |  |  | Bakersfield, CA | FALSE | 42.4 |  | 2011-11-08 |  | 2011-11-14 | 2011-11-21 | 2011-12-21 | 2011-12-22 | 4680 | 32436 | Up-front Payment
PGE-000777 | Commercial/Multifamily Residential | Domestic Hot Water | Gas | Pacific Gas and Electric | Incentive:Paid | 16025 | 12.82 |  | 1 | 1250 |  | 1250 |  | 2011-11-14 15:27 | 2011-11-22 | D B G PLUMBING INC | New Construction | BAKERSFIELD | Kern | 93301 | Host Customer is System Owner | [7 empty] | 482.04 | 40.17 |  | Glycol | Advanced Controller with a Vacation or Holiday Mode | Solar Storage and Auxiliary Tanks are separate |  | 1 | 1 | 756 | Z13 | 18 | Units | Apartments/Condos | 2010115A | 12 | 1 | 700 | 1 | 200 | 2 | 450000 | TRUE | 120 | 120 |  | Heliodyne - Delta-T Pro WiFi | AlsoEnergy | Heliodyne - Delta-T Pro WiFi | Bakersfield, CA | FALSE | 52.83 |  | 2011-11-08 | 2011-11-21 | 2011-11-14 |  | 2011-12-21 | 2011-12-22 | 4680 | 66040 | Up-front Payment
PGE-000778 | Commercial/Multifamily Residential | Domestic Hot Water | Gas | Pacific Gas and Electric | Incentive:Paid | 16063 | 12.82 |  | 1 | 1253 |  | 1253 |  | 2011-11-14 15:28 | 2011-11-22 | D B G PLUMBING INC | New Construction | BAKERSFIELD | Kern | 93301 | Host Customer is System Owner | [7 empty] | 482.04 | 40.17 |  | Glycol |  | Solar Storage and Auxiliary Tanks are separate |  | 1 | 1 | 756 | Z13 | 18 | Units | Apartments/Condos | 2010115A | 12 | 1 | 712 | 1 | 200 | 2 | 399800 | TRUE | 120 | 120 |  | Heliodyne - Delta-T Pro WiFi | AlsoEnergy | Heliodyne - Delta-T Pro WiFi | Bakersfield, CA | FALSE | 51.68 |  | 2011-11-08 | 2011-11-21 | 2011-11-14 |  | 2011-12-21 | 2011-12-22 | 4680 | 64749 | Up-front Payment
PGE-000781 | Commercial/Multifamily Residential | Domestic Hot Water | Gas | Pacific Gas and Electric | Incentive:Paid | 3397 | 12.82 |  | 1 | 265 |  | 265 |  | 2011-11-14 15:30 | 2011-11-21 | D B G PLUMBING INC | New Construction | BAKERSFIELD | Kern | 93301 | Host Customer is System Owner | [7 empty] | 80.34 | 40.17 |  | Glycol | Advanced Controller with a Vacation or Holiday Mode | Solar Storage and Auxiliary Tanks are separate |  | 1 | 1 | 160 | Z13 | 80 | Pounds of Laundry | Coin-op Laundries | 2010115A | 2 | 1 | 100 | 1 | 100 | 1 | 150000 | TRUE | 120 | 120 |  |  |  |  | Bakersfield, CA | FALSE | 40.63 |  | 2011-11-08 |  | 2011-11-14 | 2011-11-21 | 2011-12-21 | 2011-12-22 | 4680 | 10768 | Up-front Payment
PGE-000782 | Commercial/Multifamily Residential | Domestic Hot Water | Gas | Pacific Gas and Electric | Incentive:Paid | 17653 | 12.82 |  | 1 | 1377 |  | 1377 |  | 2011-11-22 14:28 | 2011-12-01 | OXYPOWER INC | Retrofit | San Francisco | San Francisco | 94115 | Host Customer is System Owner | [7 empty] | 401.7 | 40.17 |  | Glycol | Advanced Controller with a Vacation or Holiday Mode | Solar Storage and Auxiliary Tanks are separate |  | 1 | 1 | 960 | Z03 | 24 | Units | Apartments/Condos | 2010115A | 10 | 1 | 600 | 5 | 120 | 1 | 186000 | TRUE | 120 | 120 |  |  |  |  | City and County of San Francisco, California | FALSE | 41.03 |  | 2011-11-08 |  | 2011-11-22 | 2011-12-01 | 2011-12-16 | 2011-12-21 | 4680 | 56501 | Up-front Payment
PGE-000783 | Commercial/Multifamily Residential | Domestic Hot Water | Gas | Pacific Gas and Electric | Incentive:Paid | 14320 | 12.82 |  | 1 | 1117 |  | 1117 |  | 2011-11-22 14:32 | 2011-12-01 | OXYPOWER INC | Retrofit | San Francisco | San Francisco | 94117 | Host Customer is System Owner | [7 empty] | 321.36 | 40.17 |  | Glycol | Advanced Controller with a Vacation or Holiday Mode | Solar Storage and Auxiliary Tanks are separate |  | 1 | 1 | 756 | Z03 | 18 | Units | Apartments/Condos | 2010115A | 8 | 1 | 480 | 3 | 120 | 120 | 176000 | TRUE | 120 | 120 |  |  |  |  | City and County of San Francisco, California | FALSE | 38.95 |  | 2011-11-08 |  | 2011-11-22 | 2011-12-01 | 2011-12-16 | 2011-12-21 | 4680 | 43502 | Up-front Payment
PGE-000784 | Commercial/Multifamily Residential | Domestic Hot Water | Gas | Pacific Gas and Electric | Incentive:Paid | 1717 | 12.82 |  | 1 | 144 |  | 134 |  | 2012-03-06 14:45 | 2012-03-12 | GREEN CONSTRUCTION SERVICE | Retrofit | Chico | Butte | 95926 | Host Customer is System Owner |  |  | 2010112B | VELUX America Inc. | VELUX | CLI-U12 SKO(W/L/F/P)21 (10/12) NG B/U | Indirect Forced Circulation (IF) | 54.1 |  | CLI U12 4000 | Glycol | Advanced Controller with a Vacation or Holiday Mode | Solar and Auxiliary Storage are the same Tank | 70 | 0.93 | 1 | 0 | Z11 | [11 empty] | FALSE | [6 empty] | Chico | FALSE | 58.96 |  | 2011-11-11 | 2012-03-08 | 2012-03-06 | 2012-03-12 | 2012-05-17 | 2012-06-18 | 4511 | 8490 | Up-front Payment
PGE-000785 | Commercial/Multifamily Residential | Domestic Hot Water | Gas | Pacific Gas and Electric | Incentive:Paid | 4013 | 12.82 |  | 1 | 313 |  | 313 |  | 2011-12-14 05:39 | 2012-02-17 | J R PIERCE PLUMBING CO INC OF SACRAMENTO | New Construction | NORTH HIGHLANDS | Sacramento | 95660 | Host Customer is System Owner | [7 empty] | 100 | 25 |  | Drainback |  | Solar Storage and Auxiliary Tanks are separate |  | 1 | 1 | 200 | Z12 | 2000 | Pounds of Laundry | Coin-op Laundries | 2007033A | 4 | 4 | 132 | 1 | 80 | 2 | 78000 | TRUE | 120 | 140 |  |  |  |  | Sacramento County, Branch Center | FALSE | 70.29 |  | 2011-11-11 | 2011-12-22 | 2011-12-14 | 2012-02-17 | 2012-03-07 | 2012-04-16 | 4559 | 22000 | Up-front Payment
SDG-000786 | Single Family Residential | Domestic Hot Water | Electric | San Diego Gas and Electric | Incentive:Paid | 928 |  | 0.37 | 1 |  | 2508 |  | 2508 | 2011-11-30 12:31 | 2011-12-09 | SOLAR SERVICES OF SAN DIEGO INC | Retrofit | bonita | San Diego | 91902 | Owner/Tenant | 4 |  | 2001010C | Solahart Industries | SOLAHART | 302J & 302J Free Heat | Indirect Thermosyphon (IT) | 42.7 |  | J | Glycol | HartStat, or equivalent | Solar and Auxiliary Storage are the same Tank | 80 | 1 | 1 | 55 | Z10 | [18 empty] | san diego county | FALSE |  | 2.71 | 2011-06-01: 2011-11-14; 2011-08-03: 2011-11-30; 2011-09-20: 2011-12-09 | 4672 | 6800 | Up-front Payment
SDG-000787 | Single Family Residential | Domestic Hot Water | Electric | San Diego Gas and Electric | Incentive:Paid | 928 |  | 0.37 | 1 |  | 2508 |  | 2508 | 2011-12-02 10:05 | 2011-12-09 | SOLAR SERVICES OF SAN DIEGO INC | Retrofit | alpine | San Diego | 91901 | Owner/Tenant | 5 |  | 2001010C | Solahart Industries | SOLAHART | 302J & 302J Free Heat | Indirect Thermosyphon (IT) | 42.7 |  | J | Glycol | HartStat, or equivalent | Solar and Auxiliary Storage are the same Tank | 80 | 1 | 1 | 65 | Z10 | [18 empty] | san diego county | FALSE |  | 2.35 | 2011-11-14 | 2011-12-05 |  |  | 2011-12-02 | 2011-12-09 | 4672 | 5900 | Up-front Payment
SCG-000788 | Commercial/Multifamily Residential | Domestic Hot Water | Gas | Southern California Gas Company | Incentive:Paid | 52293 | 12.82 |  | 1 | 4079 |  | 4079 |  | 2011-12-16 07:06 | 2011-12-21 | ALL VALLEY SOLAR INC | Retrofit | Van Nuys | Los Angeles | 91401 | Host Customer is System Owner | [7 empty] | 1472.4 | 40.9 |  | Drainback |  | Solar Storage and Auxiliary Tanks are separate |  | 1 | 1 | 2280 | Z09 | 60 | Units | Apartments/Condos | 2007032A | 36 | 2 | 1890 | 3 | 400 | 4 | 1009000 | TRUE | 120 | 120 |  |  |  | SunEarth - SETR0603mcU + VFS 10-200 | LADBS | FALSE | 21.29 |  | 2011-11-17 |  | 2011-12-16 |  | 2012-04-13 | 2012-04-30 | 4541 | 86859.8 | Up-front Payment
SCG-000790 | Commercial/Multifamily Residential | Domestic Hot Water | Gas | Southern California Gas Company | Reservation:Canceled |  | 17.16 |  | 2 | 0 |  | 0 |  |  |  |  | Retrofit | Los Angeles | Los Angeles | 90032 | Lease | [15 empty] | 1 | [13 empty] | FALSE | [7 empty] | FALSE | 0 |  | 2011-06-01: 2011-11-21 | 4723 |  | Up-front Payment
PGE-000791 | Single Family Residential | Domestic Hot Water | Gas | Pacific Gas and Electric | Incentive:Paid | 1551 | 12.82 |  | 1 | 121 |  | 121 |  | 2011-11-21 23:10 | 2011-12-19 | SUSTAINABLE ENERGY GROUP INC | Retrofit | GRASS VALLEY | Nevada | 95945 | Host Customer is System Owner | 2 |  | 2009036A | Heliodyne, Inc. | Heliopak | HPAK 016 1 410 G 65 ACD Z | Indirect Forced Circulation (IF) | 40.2 |  | 410 001 | Glycol | Pressure Stagnation Protection (PSP) | Solar Storage and Auxiliary Tanks are separate | 65 | 1 | 1 | 35 | Z16 | [18 empty] | Nevada County | FALSE | 63.16 |  | 2011-06-01: 2011-11-21; 2011-08-03: 2011-11-21; 2011-09-20: 2011-12-19 | 4680 | 7642.44 | Up-front Payment
PGE-000792 | Commercial/Multifamily Residential | Domestic Hot Water | Gas | Pacific Gas and Electric | Incentive:Paid | 57703 | 12.82 |  | 1 | 4501 |  | 4501 |  | 2011-12-05 12:52 | 2011-12-14 | SUNWATER SOLAR INC | Retrofit | SAN FRANCISCO | San Francisco | 94102 | Host Customer is System Owner | [7 empty] | 1158 | 28.95 |  | Glycol | Advanced Controller with a Vacation or Holiday Mode | Solar Storage and Auxiliary Tanks are separate |  | 1 | 1 | 6586 | Z03 | 178 | Units | Apartments/Condos | 2009017A | 40 | 1 | 1200 | 6 | 357 | 3 | 630000 | TRUE | 130 | 130 |  | SunReports - SR1100GVFS5-100 | SunReports, Inc | SunReports - SR1100GVFS5-100 | City of San Francisco | FALSE | 34.61 |  | 2011-11-21 |  | 2011-12-05 |  | 2011-12-14 | 2011-12-22 | 4680 | 155770 | Up-front Payment
PGE-000793 | Commercial/Multifamily Residential | Domestic Hot Water | Gas | Pacific Gas and Electric | Incentive:Paid | 28164 | 12.82 |  | 1 | 2441 |  | 2197 |  | 2011-12-08 07:56 | 2011-12-14 | SUNWATER SOLAR INC | Retrofit | SAN FRANCISCO | San Francisco | 94102 | Host Customer is System Owner | [7 empty] | 694.8 | 28.95 |  | Glycol | Advanced Controller with a Vacation or Holiday Mode | Solar Storage and Auxiliary Tanks are separate |  | 0.9 | 1 | 3344 | Z03 | 88 | Units | Apartments/Condos | 2009017A | 24 | 1 | 730 | 1 | 238 | 2 | 630000 | TRUE | 130 | 130 |  | SunReports - SR1100GVFS5-100 | SunReports, Inc | SunReports - SR1100GVFS5-100 | City of San Francisco | FALSE | 44 |  | 2011-11-21 |  | 2011-12-08 |  | 2011-12-14 | 2011-12-22 | 4680 | 107400 | Up-front Payment
PGE-000794 | Low Income Multifamily Residential | Domestic Hot Water | Gas | Pacific Gas and Electric | Incentive:Paid | 32150 | 19.23 |  | 1 | 1706 |  | 1672 |  | 2012-05-07 14:29 | 2012-05-24 | SUN LIGHT & POWER | Retrofit | SAN FRANCISCO | San Francisco | 94102 | Host Customer is System Owner | [7 empty] | 482.04 | 40.17 |  | Glycol | Advanced Controller with a Vacation or Holiday Mode | Solar Storage and Auxiliary Tanks are separate |  | 0.98 | 1 | 1224 | Z03 | 68 | Units | Apartments/Condos | 2010115A | 12 | 1 | 600 | 3 | 500 | 2 | 1250000 | TRUE | 125 | 125 |  | Heliodyne - Delta-T Pro Ethernet |  | Heliodyne - Delta-T Pro Ethernet | County of San Francisco | FALSE | 60.07 |  | 2012-05-07 | 2012-05-17 |  |  | 2012-10-08 | 2012-10-09 | 4391 | 102483 | Up-front Payment
PGE-000796 | Commercial/Multifamily Residential | Domestic Hot Water | Gas | Pacific Gas and Electric | Incentive:Paid | 97176 | 12.82 |  | 1 | 7580 |  | 7580 |  | 2012-01-20 11:51 | 2012-02-17 | GORDON PRILL INC | Retrofit | Santa Clara | Santa Clara | 95053 | Power Purchase Agreements | [7 empty] | 2577 | 42.95 |  | Glycol | Advanced Controller with a Vacation or Holiday Mode | Solar Storage and Auxiliary Tanks are separate |  | 1 | 1 | 12000 | Z04 | 5000 | Full meals served | Meal Service Restaurant | 2010064A | 60 | 3 | 2577 | 1 | 3000 | 1 | 21000000 | TRUE | 120 | 160 |  | SunReports - SR1100-ONI-F1100 |  | SunReports - SR1100-ONI-F1100 | City of Santa Clara | FALSE | 107.22 |  | 2011-11-28 | 2012-01-25 | 2012-01-20 | 2012-02-17 | 2012-03-22 | 2012-04-04 | 4576 | 812759 | Up-front Payment
PGE-000797 | Commercial/Multifamily Residential | Domestic Hot Water | Gas | Pacific Gas and Electric | Incentive:Paid | 11181 | 12.82 |  | 1 | 881 |  | 872 |  | 2012-01-24 14:04 | 2012-02-09 | OXYPOWER INC | Retrofit | San Francisco | San Francisco | 94114 | Host Customer is System Owner | [7 empty] | 321.36 | 40.17 |  | Glycol | Advanced Controller with a Vacation or Holiday Mode | Solar Storage and Auxiliary Tanks are separate |  | 0.99 | 1 | 462 | Z03 | 11 | Units | Apartments/Condos | 2010115A | 8 | 1 | 476 | 4 | 100 | 1 | 199000 | TRUE | 122 | 122 |  |  |  |  | City and County of San Francisco, California | FALSE | 45.39 |  | 2011-11-29 |  | 2012-01-24 | 2012-02-09 | 2012-03-06 | 2012-03-07 | 4603 | 39985 | Up-front Payment
PGE-000798 | Single Family Residential | Domestic Hot Water | Gas | Pacific Gas and Electric | Incentive:Paid | 1770 | 12.82 |  | 1 | 153 |  | 138 |  | 2011-12-05 09:32 | 2012-01-31 | ARISE CONSTRUCTION INC | Retrofit | Fresno | Fresno | 93720 | Host Customer is System Owner | 5 |  | 2010047A | Schuco USA L.P. | Premium Package | Premium Line II-70 Gi | Indirect Forced Circulation (IF) | 58.1 |  | V, H, LA | Glycol | Advanced Controller with a Vacation or Holiday Mode | Solar and Auxiliary Storage are the same Tank | 70 | 0.95 | 0.95 | 65 | Z13 | [18 empty] | City of Fresno | FALSE | 76.68 |  | 2011-11-29 | 2011-12-08 |  |  | 2011-12-05 | 2012-01-31 | 4645 | 11732.35 | Up-front Payment
SCG-000799 | Single Family Residential | Domestic Hot Water | Gas | Southern California Gas Company | Incentive:Paid | 1849 | 18.59 |  | 1 | 117 |  | 99 |  | 2013-01-20 13:43 | 2013-04-22 | TENCO SOLAR | Retrofit | Los Angeles | Los Angeles | 90292 | Host Customer is System Owner | 3 |  | 2001019B | ACR Solar International | Skyline System 5 | 200153C80EX2TG | Indirect Forced Circulation (IF) | 60.2 |  | 20-01 | Glycol | Advanced Controller with a Vacation or Holiday Mode | Solar Storage with Tankless Auxiliary Water Heater | 120 | 1 | 0.85 | 45 | Z06 | [18 empty] | Los Angeles | FALSE | 97.82 |  | 2011-06-01: 2011-11-29; 2011-08-03: 2013-01-20; 2011-09-20: 2013-04-22 | 4195 | 11445.2 | Up-front Payment
PGE-000801 | Single Family Residential | Domestic Hot Water | Electric | Pacific Gas and Electric | Incentive:Paid | 892 |  | 0.37 | 1 |  | 2410 |  | 2410 | 2011-12-19 15:57 | 2011-12-21 | ACR SOLAR INTERNATIONAL CORP | Retrofit | COPPEROPOLIS | Calaveras | 95228 | Host Customer is System Owner | 1 |  | 2000007D | ACR Solar International | Skyline System 5 | 200152C120EX | Indirect Forced Circulation (IF) | 40.1 |  | 20-01 | Glycol | Other | Solar Storage with Tankless Auxiliary Water Heater | 120 | 1 | 1 | 20 | Z12 | [18 empty] | Calaveras County | FALSE |  | 3.46 | 2011-06-01: 2011-11-29; 2011-08-03: 2011-12-19; 2011-09-20: 2011-12-21 | 4680 | 8343 | Up-front Payment
SCG-000802 | Commercial/Multifamily Residential | Domestic Hot Water | Gas | Southern California Gas Company | Incentive:Paid | 12884 | 12.82 |  | 1 | 1005 |  | 1005 |  | 2011-12-07 13:59 | 2011-12-12 | ENVIRONMENTAL SOLAR DESIGN INC | Retrofit | Los Angeles | Los Angeles | 90027 | Host Customer is System Owner | [7 empty] | 286.3 | 40.9 |  | Glycol | Advanced Controller with a Vacation or Holiday Mode | Solar Storage and Auxiliary Tanks are separate |  | 1 | 1 | 560 | Z09 | 14 | Units | Apartments/Condos | 2006024E | 7 | 1 | 360 | 3 | 100 | 1 | 275000 | TRUE | 125 | 135 |  |  |  |  | City of Los Angeles | FALSE | 32.7 |  | 2011-11-30 |  | 2011-12-07 | 2011-12-12 | 2011-12-14 | 2012-01-03 | 4615 | 32860 | Up-front Payment
SCG-000803 | Commercial/Multifamily Residential | Domestic Hot Water | Gas | Southern California Gas Company | Incentive:Paid | 20807 | 12.82 |  | 1 | 1623 |  | 1623 |  | 2012-03-09 11:07 | 2012-03-28 | ENVIRONMENTAL SOLAR DESIGN INC | Retrofit | Los Angeles | Los Angeles | 90029 | Host Customer is System Owner | [7 empty] | 409 | 40.9 |  | Glycol | Advanced Controller with a Vacation or Holiday Mode | Solar Storage and Auxiliary Tanks are separate |  | 1 | 1 | 1280 | Z09 | 32 | Units | Apartments/Condos | 2007032A | 10 | 1 | 800 | 1 | 175 | 1 | 400000 | TRUE | 120 | 130 |  |  |  |  | Los Angeles | FALSE | 38.66 |  | 2011-12-05 |  | 2012-03-09 | 2012-03-28 | 2012-04-20 | 2012-05-02 | 4541 | 62750 | Up-front Payment
SDG-000804 | Single Family Residential | Domestic Hot Water | Electric | San Diego Gas and Electric | Incentive:Paid | 926 |  | 0.37 | 1 |  | 2502 |  | 2502 | 2011-12-12 15:42 | 2011-12-15 | EMPOWERED ENERGY SOLUTIONS LLC | Retrofit | SPRING VALLEY | San Diego | 91977 | Host Customer is System Owner | 3 |  | 2005005C | Butler Sun Solutions | Solar Butler | BSS-PV1-50Ea | Indirect Forced Circulation (IF) | 32.8 |  | EC-32 | Glycol | Heat Dump Radiator | Solar and Auxiliary Storage are the same Tank | 50 | 1 | 1 | 45 | Z10 | [18 empty] | County of San Diego | FALSE |  | 3.19 | 2011-06-01: 2011-12-05; 2011-08-03: 2011-12-12; 2011-09-20: 2011-12-15 | 4672 | 7988 | Up-front Payment
PGE-000805 | Single Family Residential | Domestic Hot Water | Gas | Pacific Gas and Electric | Incentive:Paid | 1875 | 12.82 |  | 1 | 184 |  | 175 |  | 2012-02-11 17:34 | 2012-03-23 | F W H ACQUISITION CO LLC | Retrofit | Hayward | Alameda | 94541 | Host Customer is System Owner | 10 |  | 2010048C | Rheem Water Heaters | Rheem Solpak | RS120-64BP-TG | Indirect Forced Circulation (IF) | 65.7 |  | RS32-BP | Glycol | Advanced Controller with a Vacation or Holiday Mode | Solar Storage with Tankless Auxiliary Water Heater | 120 | 1 | 0.95 | 115 | Z03 | [18 empty] | City of Hayward | FALSE | 59.85 |  | 2011-12-05 | 2012-02-14 |  |  | 2012-02-11 | 2012-03-23 | 4594 | 11011.81 | Up-front Payment
PGE-000806 | Commercial/Multifamily Residential | Domestic Hot Water | Gas | Pacific Gas and Electric | Incentive:Paid | 1603 | 12.82 |  | 1 | 125 |  | 119 |  | 2012-01-17 17:22 | 2012-02-09 | SUNWATER SOLAR INC | Retrofit | Los Altos | Santa Clara | 94022 | Host Customer is System Owner | [7 empty] | 87.15 | 29.05 |  | Glycol | Advanced Controller with a Vacation or Holiday Mode | Solar Storage and Auxiliary Tanks are separate |  | 1 | 0.95 | 70 | Z03 | 70 | Persons | Office Buildings | 2005008A | 3 | 1 | 230 | 2 | 80 | 1 | 199000 | TRUE | 130 | 130 |  |  |  |  | City of Los Altos | FALSE | 201.74 |  | 2011-12-06 | 2012-01-19 | 2012-01-17 | 2012-02-09 | 2012-02-09 | 2012-02-10 | 4635 | 25218 | Up-front Payment
SCG-000809 | Single Family Residential | Domestic Hot Water | Gas | Southern California Gas Company | Incentive:Paid | 994 | 12.82 |  | 1 | 96 |  | 78 |  | 2012-04-12 15:22 | 2012-05-09 | SOLARPONICS INC | Retrofit | Santa Maria | Santa Barbara | 93454 | Host Customer is System Owner | 3 |  | S-7027_4C4R-12PV4T-OL80-G | EchoFirst |  | 4C4R-12PV4T-OL80-G | Indirect Thermosyphon (IT) | 77.5 |  | CL-T-370 |  |  | Solar Storage and Auxiliary Tanks are separate | 80 | 0.95 | 0.85 | 45 | Z05 | [18 empty] | Santa Maria City | FALSE | 104.17 |  | 2011-06-01: 2011-12-06; 2011-08-03: 2012-04-12; 2011-09-20: 2012-05-09 | 4541 | 10000 | Up-front Payment
PGE-000810 | Commercial/Multifamily Residential | Domestic Hot Water | Gas | Pacific Gas and Electric | Incentive:Paid | 38704 | 14.53 |  | 1 | 2376 |  | 2376 |  | 2012-01-27 16:33 | 2012-02-13 | OXYPOWER INC | Retrofit | Berkeley | Contra Costa | 94704 | Host Customer is System Owner | [7 empty] | 644.4 | 32.22 |  | Glycol | Advanced Controller with a Vacation or Holiday Mode | Solar Storage and Auxiliary Tanks are separate |  | 1 | 1 | 2090 | Z03 | 55 | Units | Apartments/Condos | 2010115D | 20 | 1 | 1150 | 10 | 100 | 1 | 250000 | TRUE | 130 | 130 |  | Heliodyne - Delta-T Pro WiFi |  | Heliodyne - Delta-T Pro WiFi | City of Berkeley | FALSE | 42.08 |  | 2011-12-07 |  | 2012-01-27 |  | 2012-11-01 | 2012-11-05 | 4364 | 99980.4 | Up-front Payment
PGE-000811 | Commercial/Multifamily Residential | Domestic Hot Water | Gas | Pacific Gas and Electric | Incentive:Paid | 7243 | 12.82 |  | 1 | 565 |  | 508 |  | 2011-12-15 12:33 | 2012-01-03 | SUN LIGHT & POWER | New Construction | PITTSBURG | Contra Costa | 94565 | Host Customer is System Owner | [7 empty] | 160.6 | 40.15 |  | Glycol | Pressure Stagnation Protection (PSP) | Solar Storage and Auxiliary Tanks are separate |  | 1 | 0.9 | 420 | Z12 | 10 | Units | Apartments/Condos | 2007027D | 4 | 1 | 240 | 2 | 200 | 2 | 500000 | TRUE | 125 | 125 |  |  |  |  | City of Pittsburg | FALSE | 33.64 |  | 2011-12-09 | 2011-12-21 | 2011-12-15 | 2012-01-03 | 2012-02-14 | 2012-02-27 | 4614 | 19004.52 | Up-front Payment
PGE-000812 | Commercial/Multifamily Residential | Domestic Hot Water | Gas | Pacific Gas and Electric | Incentive:Paid | 7243 | 12.82 |  | 1 | 565 |  | 508 |  | 2011-12-15 12:33 | 2012-01-03 | SUN LIGHT & POWER | New Construction | PITTSBURG | Contra Costa | 94565 | Host Customer is System Owner | [7 empty] | 160.6 | 40.15 |  | Glycol | Advanced Controller with a Vacation or Holiday Mode | Solar Storage and Auxiliary Tanks are separate |  | 1 | 0.9 | 420 | Z12 | 10 | Units | Apartments/Condos | 2007027D | 4 | 1 | 240 | 2 | 200 | 2 | 500000 | TRUE | 125 | 125 |  |  |  |  | City of Pittsburg | FALSE | 33.64 |  | 2011-12-09 | 2011-12-21 | 2011-12-15 | 2012-01-03 | 2012-02-14 | 2012-02-27 | 4614 | 19004.52 | Up-front Payment
PGE-000814 | Commercial/Multifamily Residential | Domestic Hot Water | Gas | Pacific Gas and Electric | Incentive:Paid | 7884 | 12.82 |  | 1 | 615 |  | 615 |  | 2011-12-15 12:33 | 2012-01-03 | SUN LIGHT & POWER | Retrofit | PITTSBURG | Contra Costa | 94565 | Host Customer is System Owner | [7 empty] | 160.6 | 40.15 |  | Glycol | Pressure Stagnation Protection (PSP) | Solar Storage and Auxiliary Tanks are separate |  | 1 | 1 | 420 | Z12 | 10 | Units | Apartments/Condos | 2007027D | 4 | 1 | 240 | 2 | 200 | 2 | 500000 | TRUE | 125 | 125 |  |  |  |  | City of Pittsburg | FALSE | 30.9 |  | 2011-12-09 | 2011-12-21 | 2011-12-15 | 2012-01-03 | 2012-02-14 | 2012-02-27 | 4614 | 19004.52 | Up-front Payment
PGE-000815 | Commercial/Multifamily Residential | Domestic Hot Water | Gas | Pacific Gas and Electric | Incentive:Paid | 7884 | 12.82 |  | 1 | 615 |  | 615 |  | 2011-12-15 12:32 | 2012-01-03 | SUN LIGHT & POWER | Retrofit | PITTSBURG | Contra Costa | 94565 | Host Customer is System Owner | [7 empty] | 160.6 | 40.15 |  | Glycol | Pressure Stagnation Protection (PSP) | Solar Storage and Auxiliary Tanks are separate |  | 1 | 1 | 420 | Z12 | 10 | Units | Apartments/Condos | 2007027D | 4 | 1 | 240 | 2 | 200 | 2 | 500000 | TRUE | 125 | 125 |  |  |  |  | City of Pittsburg | FALSE | 30.9 |  | 2011-12-09 | 2011-12-21 | 2011-12-15 | 2012-01-03 | 2012-02-14 | 2012-02-27 | 4614 | 19004.52 | Up-front Payment
PGE-000816 | Commercial/Multifamily Residential | Domestic Hot Water | Gas | Pacific Gas and Electric | Incentive:Paid | 7666 | 12.82 |  | 1 | 598 |  | 598 |  | 2011-12-15 12:32 | 2012-01-03 | SUN LIGHT & POWER | Retrofit | PITTSBURG | Contra Costa | 94565 | Host Customer is System Owner | [7 empty] | 160.6 | 40.15 |  | Glycol | Pressure Stagnation Protection (PSP) | Solar Storage and Auxiliary Tanks are separate |  | 1 | 1 | 420 | Z12 | 10 | Units | Apartments/Condos | 2010115A | 4 | 1 | 240 | 2 | 200 | 2 | 500000 | TRUE | 125 | 125 |  |  |  |  | City of Pittsburg | FALSE | 31.78 |  | 2011-12-09 | 2011-12-21 | 2011-12-15 | 2012-01-03 | 2012-02-14 | 2012-02-27 | 4614 | 19004.52 | Up-front Payment
PGE-000817 | Commercial/Multifamily Residential | Domestic Hot Water | Gas | Pacific Gas and Electric | Incentive:Paid | 7089 | 12.82 |  | 1 | 553 |  | 553 |  | 2011-12-15 12:31 | 2012-01-03 | SUN LIGHT & POWER | Retrofit | PITTSBURG | Contra Costa | 94565 | Host Customer is System Owner | [7 empty] | 160.6 | 40.15 |  | Glycol | Pressure Stagnation Protection (PSP) | Solar Storage and Auxiliary Tanks are separate |  | 1 | 1 | 336 | Z12 | 8 | Units | Apartments/Condos | 2007027D | 4 | 1 | 240 | 2 | 200 | 1 | 500000 | TRUE | 125 | 125 |  |  |  |  | City of Pittsburg | FALSE | 34.37 |  | 2011-12-09 | 2011-12-21 | 2011-12-15 | 2012-01-03 | 2012-02-14 | 2012-02-27 | 4614 | 19004.52 | Up-front Payment
PGE-000818 | Commercial/Multifamily Residential | Domestic Hot Water | Gas | Pacific Gas and Electric | Incentive:Paid | 10064 | 12.82 |  | 1 | 785 |  | 667 |  | 2011-12-15 12:31 | 2012-01-03 | SUN LIGHT & POWER | Retrofit | PITTSBURG | Contra Costa | 94565 | Host Customer is System Owner | [7 empty] | 240.9 | 40.15 |  | Glycol | Pressure Stagnation Protection (PSP) | Solar Storage and Auxiliary Tanks are separate |  | 1 | 0.85 | 504 | Z12 | 12 | Units | Apartments/Condos | 2007027D | 6 | 1 | 355 | 2 | 260 | 2 | 600000 | TRUE | 125 | 125 |  |  |  |  | City of Pittsburg | FALSE | 24.21 |  | 2011-12-09 | 2011-12-21 | 2011-12-15 | 2012-01-03 | 2012-02-14 | 2012-02-27 | 4614 | 19004.52 | Up-front Payment
PGE-000819 | Commercial/Multifamily Residential | Domestic Hot Water | Gas | Pacific Gas and Electric | Incentive:Paid | 5487 | 12.82 |  | 1 | 428 |  | 428 |  | 2011-12-15 12:30 | 2012-01-03 | SUN LIGHT & POWER | Retrofit | PITTSBURG | Contra Costa | 94565 | Host Customer is System Owner | [7 empty] | 120.45 | 40.15 |  | Glycol | Pressure Stagnation Protection (PSP) | Solar Storage and Auxiliary Tanks are separate |  | 1 | 1 | 300 | Z12 | 150 | Pounds of Laundry | Coin-op Laundries | 2007027D | 3 | 1 | 240 | 1 | 50 | 1 | 76000 | TRUE | 120 | 120 |  |  |  |  | City of Pittsburg | FALSE | 44.4 |  | 2011-12-12 | 2011-12-21 | 2011-12-15 | 2012-01-03 | 2012-02-14 | 2012-02-27 | 4614 | 19004.52 | Up-front Payment
PGE-000821 | Commercial/Multifamily Residential | Domestic Hot Water | Gas | Pacific Gas and Electric | Incentive:Paid | 2289 | 12.82 |  | 1 | 192 |  | 179 |  | 2011-12-15 12:30 | 2012-01-03 | SUN LIGHT & POWER | Retrofit | PITTSBURG | Contra Costa | 94565 | Host Customer is System Owner | [7 empty] | 49.11 | 16.37 |  | Glycol | Pressure Stagnation Protection (PSP) | Solar Storage and Auxiliary Tanks are separate |  | 0.93 | 1 | 300 | Z12 | 150 | Pounds of Laundry | Coin-op Laundries | 2007027E | 3 | 1 | 120 | 1 | 50 | 1 | 76000 | TRUE | 125 | 125 |  |  |  |  | City of Pittsburg | FALSE | 98.98 |  | 2011-12-12 | 2011-12-21 | 2011-12-15 | 2012-01-03 | 2012-02-14 | 2012-02-27 | 4614 | 19004.52 | Up-front Payment
SCG-000822 | Single Family Residential | Domestic Hot Water | Gas | Southern California Gas Company | Incentive:Paid | 1846 | 12.82 |  | 1 | 160 |  | 144 |  | 2011-12-19 08:40 | 2011-12-21 | SUNTREK INDUSTRIES INC | Retrofit | Torrance | Los Angeles | 90505 | Host Customer is System Owner | 4 |  | 2001001E | SunEarth, Inc. | SolaRay | TE64P-80-2G | Indirect Forced Circulation (IF) | 65.7 |  | EP-32 | Glycol | HartStat, or equivalent | Solar Storage and Auxiliary Tanks are separate | 80 | 0.9 | 1 | 55 | Z06 | [18 empty] | City of Torrance, LA County, CA | FALSE | 53.92 |  | 2011-06-01: 2011-12-09; 2011-08-03: 2011-12-19; 2011-09-20: 2011-12-21 | 4656 | 8627.71 | Up-front Payment
SCG-000823 | Single Family Residential | Domestic Hot Water | Gas | Southern California Gas Company | Incentive:Paid | 922 | 12.82 |  | 1 | 94 |  | 72 |  | 2012-02-28 16:31 | 2012-03-05 | SUNTREK INDUSTRIES INC | Retrofit | Coto De Caza | Orange | 92679 | Host Customer is System Owner | 4 |  | 2001002C | SunEarth, Inc. | CopperHeart | CP-40G | Direct Integral Collector Storage (DI) | 24.9 |  | (No Model Number) |  |  | Solar and Auxiliary Storage are the same Tank | 40 | 0.85 | 0.9 | 55 | Z08 | [18 empty] | County of Orange, CA | FALSE | 80.85 |  | 2011-06-01: 2011-12-12; 2011-08-03: 2012-02-28; 2011-09-20: 2012-03-05 | 4597 | 7600 | Up-front Payment
SCG-000824 | Single Family Residential | Domestic Hot Water | Gas | Southern California Gas Company | Incentive:Paid | 1085 | 12.82 |  | 1 | 94 |  | 85 |  | 2011-12-20 10:33 | 2011-12-21 | SUNTREK INDUSTRIES INC | Retrofit | Mission Viejo | Orange | 92691 | Host Customer is System Owner | 2 |  | 2001002C | SunEarth, Inc. | CopperHeart | CP-40G | Direct Integral Collector Storage (DI) | 24.9 |  | (No Model Number) |  |  | Solar and Auxiliary Storage are the same Tank | 40 | 0.9 | 1 | 35 | Z08 | [18 empty] | City Of Mission Viejo, CA | FALSE | 96.84 |  | 2011-06-01: 2011-12-12; 2011-08-03: 2011-12-20; 2011-09-20: 2011-12-21 | 4650 | 9102.5 | Up-front Payment
SDG-000825 | Single Family Residential | Domestic Hot Water | Gas | San Diego Gas and Electric | Incentive:Paid | 1423 | 12.82 |  | 1 | 111 |  | 111 |  | 2012-01-10 12:39 | 2012-01-30 | SOLAR SERVICES OF SAN DIEGO INC | Retrofit | cardiff by the sea | San Diego | 92007 | Host Customer is System Owner | 2 |  | 2001016C | Solahart Industries | SOLAHART | ASG 302J & ASG 302J Free Heat | Indirect Thermosyphon (IT) | 42.7 |  | J | Glycol | HartStat, or equivalent | Solar Storage and Auxiliary Tanks are separate |  | 1 | 1 | 35 | Z07 | [18 empty] | encinitas | FALSE | 53.15 |  | 2011-06-01: 2011-12-12; 2011-08-03: 2012-01-10; 2011-09-20: 2012-01-30 | 4624 | 5900 | Up-front Payment
SCE-000826 | Single Family Residential | Domestic Hot Water | Electric | Southern California Edison | Incentive:Paid | 696 |  | 0.37 | 1 |  | 2090 |  | 1881 | 2012-01-25 13:26 | 2012-02-03 | SUNTREK INDUSTRIES INC | Retrofit | Silverado | Orange | 92676 | Host Customer is System Owner | 2 |  | 1992011F | SunEarth, Inc. | CopperHeart | CP-40 | Direct Integral Collector Storage (DI) | 24.9 |  | (No Model Number) |  |  | Solar and Auxiliary Storage are the same Tank | 40 | 0.9 | 1 | 35 | Z10 | [18 empty] | County Of Orange | FALSE |  | 3.96 | 2011-06-01: 2011-12-12; 2011-08-03: 2012-01-25; 2011-09-20: 2012-02-03 | 4642 | 8266 | Up-front Payment
PGE-000827 | Single Family Residential | Domestic Hot Water | Gas | Pacific Gas and Electric | Incentive:Paid | 1669 | 12.82 |  | 1 | 137 |  | 130 |  | 2012-02-21 12:40 | 2012-04-11 | BERGQUAM ENERGY SYSTEMS | Retrofit | RANCHO CORDOVA | Sacramento | 95670 | Host Customer is System Owner | 4 |  | 2001001B | SunEarth, Inc. | SolaRay | TE40C-80-2G | Indirect Forced Circulation (IF) | 40.9 |  | EC-40 | Glycol | Advanced Controller with a Vacation or Holiday Mode | Solar Storage and Auxiliary Tanks are separate | 80 | 1 | 0.95 | 55 | Z12 | [18 empty] | sacramento | FALSE | 45.99 |  | 2011-12-12 | 2012-02-27 |  |  | 2012-02-21 | 2012-04-11 | 4559 | 6300 | Up-front Payment
SCG-000829 | Single Family Residential | Domestic Hot Water | Gas | Southern California Gas Company | Incentive:Paid | 1177 | 12.82 |  | 1 | 102 |  | 92 |  | 2012-03-02 08:30 | 2012-03-05 | SIREN SALES - CALIFORNIA INC | Retrofit | Lake Forest | Orange | 92630 | Host Customer is System Owner | 2 |  | 2010033A | Fafco, Inc. | 500 Series | AC-24UX2-50G-50S | Indirect Forced Circulation (IF) | 48.8 |  | 8840 | Glycol | Advanced Controller with a Thermal Cycling Function | Solar Storage and Auxiliary Tanks are separate | 50 | 1 | 0.9 | 35 | Z08 | [18 empty] | LAKE FOREST | FALSE | 90.2 |  | 2011-06-01: 2011-12-14; 2011-08-03: 2012-03-02; 2011-09-20: 2012-03-05 | 4597 | 9200 | Up-front Payment
PGE-000831 | Commercial/Multifamily Residential | Domestic Hot Water | Gas | Pacific Gas and Electric | Reservation:Canceled | 26575 | 17.16 |  | 2 | 1829 |  | 1829 |  |  |  |  | New Construction | Sunnyvale | Santa Clara | 94089 | Host Customer is System Owner | [7 empty] | 1158.72 | 36.21 |  | Glycol | Other | Solar Storage and Auxiliary Tanks are separate |  | 1 | 1 | 3296 | Z03 | 1500 |  | Other | 2011127A | 32 | 6 | 1218 | 2 | 250 | 1 | 600000 | TRUE | 140 | 150 | [5 empty] | FALSE | 72.1 |  | 2011-06-01: 2011-12-14 | 4285 | 131880 | Up-front Payment
PGE-000833 | Commercial/Multifamily Residential | Domestic Hot Water | Gas | Pacific Gas and Electric | Reservation:Canceled | 92789 | 17.16 |  | 2 | 6386 |  | 6386 |  |  |  |  | Retrofit | Santa Rosa | Sonoma | 95403 | Host Customer is System Owner | [7 empty] | 3476.16 | 36.21 |  | Glycol | Other | Solar Storage and Auxiliary Tanks are separate |  | 1 | 1 | 7166 | Z02 |  |  | Other | 2011127A | 96 | 12 | 4216 | 2 | 1200 | 2 | 12350000 | TRUE | 140 | 150 | [5 empty] | FALSE | 72.03 |  | 2011-06-01: 2011-12-14 | 4301 | 460000 | Up-front Payment
PGE-000834 | Single Family Residential | Domestic Hot Water | Gas | Pacific Gas and Electric | Incentive:Paid | 1474 | 12.82 |  | 1 | 115 |  | 115 |  | 2011-12-22 10:46 | 2011-12-27 | AZTEC SOLAR INC | Retrofit | SACRAMENTO | Sacramento | 95831 | Host Customer is System Owner | 6 |  | 2001016C | Solahart Industries | SOLAHART | ASG 302J & ASG 302J Free Heat | Indirect Thermosyphon (IT) | 42.7 |  | J | Glycol | HartStat, or equivalent | Solar Storage and Auxiliary Tanks are separate | 80 | 1 | 1 | 75 | Z12 | [18 empty] | City of Sacramento | FALSE | 65.04 |  | 2011-06-01: 2011-12-14; 2011-08-03: 2011-12-22; 2011-09-20: 2011-12-27 | 4677 | 7480.11 | Up-front Payment
SCG-000835 | Commercial/Multifamily Residential | Domestic Hot Water | Gas | Southern California Gas Company | Incentive:Paid | 31995 | 14.53 |  | 1 | 2202 |  | 2202 |  | 2012-01-10 16:11 | 2012-01-12 | ALL VALLEY SOLAR INC | Retrofit | Van Nuys | Los Angeles | 91402 | Host Customer is System Owner | [7 empty] | 654.4 | 40.9 |  | Drainback |  | Solar Storage and Auxiliary Tanks are separate |  | 1 | 1 | 1200 | Z09 | 30 | Units | Apartments/Condos | 2007032A | 16 | 2 | 840 | 7 | 100 | 1 | 270000 | TRUE | 125 | 140 |  |  |  | SunEarth - SETR0603mcU + VFS 10-200 | LADBS | FALSE | 20.48 |  | 2011-12-16 |  | 2012-01-10 |  | 2013-03-25 | 2013-04-18 | 4195 | 45095 | Up-front Payment
PGE-000837 | Commercial/Multifamily Residential | Domestic Hot Water | Gas | Pacific Gas and Electric | Incentive:Paid | 33637 | 14.53 |  | 1 | 2315 |  | 2315 |  | 2012-08-07 14:43 | 2012-08-24 | COGENRA DEVELOPMENT INC | Retrofit | MENLO PARK | San Mateo | 94025 | Host Customer is System Owner | [7 empty] | 1059.84 | 176.64 |  | Glycol | Other | Solar Storage and Auxiliary Tanks are separate |  | 1 | 1 | 3773 | Z03 |  |  | Other | 2010032B | 6 | 2 | 750 | 1 | 600 | 1 | 638000 | TRUE | 130 | 130 |  | Cogenra - iBOS 1.0 |  | Cogenra - iBOS 1.0 | Menlo Park, San Mateo County, California | FALSE | 46.65 |  | 2011-12-14 | 2012-08-13 | 2012-08-07 |  | 2012-09-28 | 2012-10-16 | 4386 | 108000 | Up-front Payment
SCG-000838 | Commercial/Multifamily Residential | Domestic Hot Water | Gas | Southern California Gas Company | Incentive:Paid | 15846 | 12.82 |  | 1 | 1236 |  | 1236 |  | 2011-12-19 14:34 | 2011-12-20 | SOLAR - TEC SYSTEMS INC | Retrofit | El Monte | Los Angeles | 91732 | Host Customer is System Owner | [7 empty] | 327.2 | 40.9 |  | Glycol | Advanced Controller with a Vacation or Holiday Mode | Solar Storage and Auxiliary Tanks are separate |  | 1 | 1 | 1800 | Z09 | 45 |  |  | 2007032A | 8 | 2 | 480 | 4 | 200 | 2 | 469000 | TRUE | 130 | 130 |  |  |  |  | City of El Monte | FALSE | 27.05 |  | 2011-12-19 |  | 2011-12-19 | 2011-12-20 | 2011-12-29 | 2012-01-05 | 4644 | 33429 | Up-front Payment
PGE-000839 | Commercial/Multifamily Residential | Domestic Hot Water | Electric | Pacific Gas and Electric | Incentive:Paid | 15065 |  | 0.37 | 1 |  | 40715 |  | 40715 | 2011-12-28 08:50 | 2012-02-09 | SUNWATER SOLAR INC | Retrofit | Mountain View | Santa Clara | 94043 | Host Customer is System Owner | [7 empty] | 482.04 | 40.17 |  | Glycol | Advanced Controller with a Vacation or Holiday Mode | Solar Storage and Auxiliary Tanks are separate |  | 1 | 1 | 1200 | Z03 | 600 | Pounds of Laundry | Coin-op Laundries | 2010115A | 12 | 1 | 635 | 1 | 50 | 1 | 36 | TRUE | 140 | 130 |  | Heliodyne - Delta-T Pro WiFi |  | Heliodyne - Delta-T Pro WiFi | City of Mountain View | FALSE |  | 1.44 | 2011-12-19 |  | 2011-12-28 |  | 2012-03-13 | 2012-05-23 | 4532 | 58793 | Up-front Payment
PGE-000841 | Single Family Residential | Domestic Hot Water | Electric | Pacific Gas and Electric | Incentive:Paid | 1151 |  | 0.37 | 1 |  | 3447 |  | 3111 | 2011-12-29 13:38 | 2012-01-04 | SOLARPONICS INC | Retrofit | Paso Robles | San Luis Obispo | 93446 | Host Customer is System Owner | 5 |  | 2010005A | Schuco USA LLLP | Slimline Package | Slimline II-75E | Indirect Forced Circulation (IF) | 49.7 |  | V, LA, Plus |  |  | Solar and Auxiliary Storage are the same Tank | 75 | 0.95 | 0.95 | 65 | Z05 | [18 empty] | San Ouis Obispo County Department of planning and building | FALSE |  | 2.76 | 2011-06-01: 2011-12-23; 2011-08-03: 2011-12-29; 2011-09-20: 2012-01-04 | 4664 | 9500.51 | Up-front Payment
SDG-000842 | Single Family Residential | Domestic Hot Water | Electric | San Diego Gas and Electric | Incentive:Paid | 928 |  | 0.37 | 1 |  | 2508 |  | 2508 | 2012-01-09 11:34 | 2012-01-16 | SOLAR SERVICES OF SAN DIEGO INC | Retrofit | alpine | San Diego | 91901 | Owner/Tenant | 4 |  | 2001010C | Solahart Industries | SOLAHART | 302J & 302J Free Heat | Indirect Thermosyphon (IT) | 42.7 |  | J | Glycol | HartStat, or equivalent | Solar and Auxiliary Storage are the same Tank | 80 | 1 | 1 | 55 | Z10 | [18 empty] | san diego county | FALSE |  | 2.69 | 2011-06-01: 2011-12-29; 2011-08-03: 2012-01-09; 2011-09-20: 2012-01-16 | 4646 | 6750 | Up-front Payment
PGE-000843 | Low Income Multifamily Residential | Domestic Hot Water | Gas | Pacific Gas and Electric | Incentive:Paid | 8769 | 19.23 |  | 1 | 456 |  | 456 |  | 2012-05-11 11:25 | 2012-05-29 | SABBATINI PLUMBING INC | New Construction | HOLLISTER | San Benito | 95023 | Host Customer is System Owner | [7 empty] | 119.34 | 39.78 |  | Drainback |  | Solar and Auxiliary Storage are the same Tank |  | 1 | 1 | 420 | Z03 | 10 | Units | Apartments/Condos | 2009039F | 3 | 1 | 209 | 2 | 0 | 0 | 199000 | TRUE | 119 | 120 |  |  |  |  | Hollister, CA | FALSE | 57.85 |  | 2011-12-29 | 2012-05-24 | 2012-05-11 | 2012-05-29 | 2012-05-31 | 2012-07-03 | 4490 | 26381.2 | Up-front Payment
SDG-000844 | Single Family Residential | Domestic Hot Water | Gas | San Diego Gas and Electric | Incentive:Paid | 1388 | 12.82 |  | 1 | 120 |  | 108 |  | 2012-01-26 09:00 | 2012-02-01 | SOLAR SERVICES OF SAN DIEGO INC | Retrofit | escondido | San Diego | 92025 | Owner/Tenant | 2 |  | 2001016C | Solahart Industries | SOLAHART | ASG 302J & ASG 302J Free Heat | Indirect Thermosyphon (IT) | 42.7 |  | J | Glycol | HartStat, or equivalent | Solar Storage and Auxiliary Tanks are separate | 80 | 0.95 | 0.95 | 35 | Z10 | [18 empty] | escondido | FALSE | 56.25 |  | 2011-06-01: 2011-12-29; 2011-08-03: 2012-01-26; 2011-09-20: 2012-02-01 | 4624 | 6750 | Up-front Payment
SDG-000845 | Commercial/Multifamily Residential | Domestic Hot Water | Gas | San Diego Gas and Electric | Incentive:Paid | 101623 | 14.53 |  | 1 | 6994 |  | 6994 |  | 2012-02-01 14:27 | 2012-02-22 | CALIFORNIA SOLAR THERMAL INC | Retrofit | San Diego | San Diego | 92124 | Host Customer is System Owner | [7 empty] | 2490.3 | 27.67 |  | Glycol | Steam Back | Solar Storage and Auxiliary Tanks are separate |  | 1 | 1 | 4144 | Z07 | 112 | Units | Apartments/Condos | 2009046A | 90 | 3 | 5000 | 1 | 115 | 1 | 1197000 | TRUE | 140 | 140 |  | SunReports - SR1100GVFS20-400 | SunReports, Inc | SunReports - SR1100GVFS20-400 | san diego | FALSE | 29.14 |  | 2011-12-29 |  | 2012-02-01 |  | 2012-11-13 | 2012-11-15 | 4338 | 203840 | Up-front Payment
SDG-000846 | Single Family Residential | Domestic Hot Water | Electric | San Diego Gas and Electric | Incentive:Paid | 565 |  | 0.37 | 1 |  | 2077 |  | 1527 | 2012-01-12 11:20 | 2012-01-19 | CLEANTECH ENERGY SOLUTIONS INC | Retrofit | Bonsall | San Diego | 92003 | Host Customer is System Owner | 2 |  | 2010131E | SunEarth, Inc. | SunSiphon | EPGX80-42 | Indirect Thermosyphon (IT) | 42.2 |  | EP-21 | Glycol | HartStat, or equivalent | Solar and Auxiliary Storage are the same Tank | 80 | 0.98 | 0.75 | 35 | Z10 | [18 empty] | SD County | FALSE |  | 3.18 | 2011-06-01: 2011-12-29; 2011-08-03: 2012-01-12; 2011-09-20: 2012-01-19 | 4646 | 6600 | Up-front Payment
SDG-000847 | Commercial/Multifamily Residential | Domestic Hot Water | Gas | San Diego Gas and Electric | Incentive:Paid | 163031 | 14.53 |  | 1 | 11220 |  | 11220 |  | 2012-02-01 14:38 | 2012-02-23 | CALIFORNIA SOLAR THERMAL INC | Retrofit | San Diego | San Diego | 92124 | Host Customer is System Owner | [7 empty] | 5312.64 | 27.67 |  | Glycol |  | Solar Storage and Auxiliary Tanks are separate |  | 1 | 1 | 8400 | Z07 | 240 | Units | Apartments/Condos | 2009046A | 192 | 3 | 9000 | 2 | 230 | 2 | 2394000 | TRUE | 140 | 140 |  |  | SunReports, Inc | SunReports - SR1100-ONI-F1100 | san diego | TRUE | 33.54 |  | 2011-12-29 |  | 2012-02-01 |  | 2012-11-13 | 2013-01-21 | 3712 | 376320 | Up-front Payment
SDG-000848 | Commercial/Multifamily Residential | Domestic Hot Water | Gas | San Diego Gas and Electric | Incentive:Paid | 109745 | 14.53 |  | 1 | 7553 |  | 7553 |  | 2012-02-01 14:29 | 2012-02-23 | CALIFORNIA SOLAR THERMAL INC | Retrofit | San Diego | San Diego | 92124 | Host Customer is System Owner | [7 empty] | 2822.34 | 27.67 |  | Glycol | Steam Back | Solar Storage and Auxiliary Tanks are separate |  | 1 | 1 | 3648 | Z07 | 96 | Units | Apartments/Condos | 2009046A | 102 | 3 | 5000 | 1 | 115 | 1 | 1197000 | TRUE | 140 | 140 |  |  |  | SunReports - SR1100GVFS20-400 | san diego | FALSE | 26.99 |  | 2011-12-29 |  | 2012-02-01 |  | 2012-11-13 | 2012-12-04 | 4315 | 203840 | Up-front Payment
SDG-000849 | Commercial/Multifamily Residential | Domestic Hot Water | Gas | San Diego Gas and Electric | Incentive:Paid | 70514 | 14.53 |  | 1 | 4853 |  | 4853 |  | 2012-02-01 14:30 | 2012-02-23 | CALIFORNIA SOLAR THERMAL INC | Retrofit | San Diego | San Diego | 92131 | Host Customer is System Owner | [7 empty] | 1660.2 | 27.67 |  | Glycol | Steam Back | Solar Storage and Auxiliary Tanks are separate |  | 1 | 1 | 2584 | Z07 | 68 | Units | Apartments/Condos | 2009046A | 60 | 3 | 2965 | 1 | 115 | 1 | 1353000 | TRUE | 140 | 140 |  |  |  | SunReports - SR1100GVFS20-400 | san diego | FALSE | 28.11 |  | 2011-12-29 |  | 2012-02-01 |  | 2013-01-21 | 2013-02-06 | 4254 | 136400.25 | Up-front Payment
SDG-000850 | Commercial/Multifamily Residential | Domestic Hot Water | Gas | San Diego Gas and Electric | Incentive:Paid | 22202 | 14.53 |  | 1 | 1528 |  | 1528 |  | 2012-02-01 14:31 | 2012-02-29 | CALIFORNIA SOLAR THERMAL INC | Retrofit | San Diego | San Diego | 92131 | Host Customer is System Owner | [7 empty] | 498.06 | 27.67 |  | Glycol | Steam Back | Solar Storage and Auxiliary Tanks are separate |  | 1 | 1 | 840 | Z07 | 20 | Units | Apartments/Condos | 2009046A | 18 | 3 | 800 | 1 | 80 | 1 | 181000 | TRUE | 140 | 140 |  |  | SunReports, Inc | SunReports - SR1100GVFS20-400 | San Diego | FALSE | 24.35 |  | 2011-12-29 | 2012-02-23 | 2012-02-01 | 2012-02-29 | 2013-01-21 | 2013-02-04 | 4254 | 37200 | Up-front Payment
SDG-000851 | Commercial/Multifamily Residential | Domestic Hot Water | Gas | San Diego Gas and Electric | Incentive:Paid | 119742 | 14.53 |  | 1 | 8241 |  | 8241 |  | 2012-02-01 14:32 | 2012-02-22 | CALIFORNIA SOLAR THERMAL INC | Retrofit | San Diego | San Diego | 92124 | Host Customer is System Owner | [7 empty] | 2822.34 | 27.67 |  | Glycol | Steam Back | Solar Storage and Auxiliary Tanks are separate |  | 1 | 1 | 3996 | Z07 | 108 | Units | Apartments/Condos | 2009046A | 102 | 3 | 4500 | 1 | 115 | 1 | 1452000 | TRUE | 140 | 140 |  |  |  | SunReports - SR1100GVFS20-400 | San Diego | FALSE | 26.44 |  | 2011-12-29 | 2012-09-17 | 2012-02-01 |  | 2012-09-17 | 2012-09-27 | 4378 | 217930 | Up-front Payment
SDG-000852 | Commercial/Multifamily Residential | Domestic Hot Water | Gas | San Diego Gas and Electric | Incentive:Paid | 158915 | 14.53 |  | 1 | 10937 |  | 10937 |  | 2012-02-01 14:33 | 2012-02-23 | CALIFORNIA SOLAR THERMAL INC | Retrofit | San Diego | San Diego | 92124 | Host Customer is System Owner | [7 empty] | 3652.44 | 27.67 |  | Glycol | Steam Back | Solar Storage and Auxiliary Tanks are separate |  | 1 | 1 | 5476 | Z07 | 148 | Units | Apartments/Condos | 2009046A | 132 | 3 | 5930 | 2 | 230 | 2 | 1287000 | TRUE | 140 | 140 |  |  | SunReports, Inc | SunReports - SR1100GVFS20-400 | San Diego | FALSE | 25.71 |  | 2011-12-29 |  | 2012-02-01 |  | 2012-09-17 | 2012-09-26 | 4378 | 281200 | Up-front Payment
SDG-000853 | Commercial/Multifamily Residential | Domestic Hot Water | Gas | San Diego Gas and Electric | Incentive:Paid | 114743 | 14.53 |  | 1 | 7897 |  | 7897 |  | 2012-02-01 14:34 | 2012-02-22 | CALIFORNIA SOLAR THERMAL INC | Retrofit | San Diego | San Diego | 92124 | Host Customer is System Owner | [7 empty] | 2656.32 | 27.67 |  | Glycol | Steam Back | Solar Storage and Auxiliary Tanks are separate |  |  | 1 | 3800 | Z07 | 100 | Units | Apartments/Condos | 2009046A | 96 | 3 | 4500 | 1 | 115 | 1 | 798000 | TRUE | 140 | 140 |  |  | SunReports, Inc | SunReports - SR1100GVFS10-200 | San Diego | FALSE | 25.82 |  | 2011-12-29 | 2012-09-17 | 2012-02-01 |  | 2012-09-17 | 2012-09-17 | 4378 | 203870 | Up-front Payment
PGE-000854 | Low Income Multifamily Residential | Domestic Hot Water | Gas | Pacific Gas and Electric | Incentive:Paid | 9065 | 19.23 |  | 1 | 486 |  | 471 |  | 2012-05-11 11:29 | 2012-05-29 | SABBATINI PLUMBING INC | New Construction | HOLLISTER | San Benito | 95023 | Host Customer is System Owner | [7 empty] | 159.12 | 39.78 |  | Drainback |  | Solar and Auxiliary Storage are the same Tank |  | 0.97 | 1 | 252 | Z03 | 6 | Units | Apartments/Condos | 2007039F | 4 | 1 | 209 | 2 | 0 | 0 | 199000 | TRUE | 119 | 120 |  |  |  |  | Hollister, CA | FALSE | 60.79 |  | 2011-12-30 | 2012-05-24 | 2012-05-11 | 2012-05-29 | 2012-05-31 | 2012-07-03 | 4490 | 29541.96 | Up-front Payment
PGE-000855 | Single Family Residential | Domestic Hot Water | Gas | Pacific Gas and Electric | Incentive:Canceled | 1109 | 12.82 |  | 1 | 94 |  | 94 |  | 2012-01-02 11:22 | 2012-01-04 | SIERRA PACIFIC HOME & COMFORT INC | Retrofit | YUBA CITY | Sutter | 95993 | Host Customer is System Owner |  |  | 2001019A | ACR Solar International | Skyline System 5 | 200152C80EX2TG | Indirect Forced Circulation (IF) | 40.1 |  | 20-01 | Glycol | Advanced Controller with a Vacation or Holiday Mode | Solar and Auxiliary Storage are the same Tank |  |  |  | 0 | Z11 | [18 empty] | Sutter County | FALSE | 89.55 |  | 2012-01-02 | 2012-01-05 |  |  | 2012-01-02 | 2012-01-04 | 4666 | 8418 | Up-front Payment
PGE-000857 | Single Family Residential | Domestic Hot Water | Gas | Pacific Gas and Electric | Incentive:Paid | 1795 | 12.82 |  | 1 | 140 |  | 140 |  | 2012-02-12 11:06 | 2012-03-02 | F W H ACQUISITION CO LLC | Retrofit | Gilroy | Santa Clara | 95020 | Host Customer is System Owner | 3 |  | 2010059A | Fafco, Inc. | 500 Series | AC-24UX2-TG-50S | Indirect Forced Circulation (IF) | 48.8 |  | 8840 | Glycol | Advanced Controller with a Vacation or Holiday Mode | Solar Storage with Tankless Auxiliary Water Heater | 50 | 1 | 1 | 45 | Z04 | [18 empty] | Gilroy | FALSE | 70.29 |  | 2012-01-03 | 2012-02-14 |  |  | 2012-02-12 | 2012-03-02 | 4614 | 9840.98 | Up-front Payment
SCG-000858 | Single Family Residential | Domestic Hot Water | Gas | Southern California Gas Company | Incentive:Paid | 2491 | 18.59 |  | 1 | 134 |  | 134 |  | 2013-03-04 10:03 | 2013-03-11 | ENVIRONMENTAL SOLAR DESIGN INC | Retrofit | South Pasadena | Los Angeles | 91030 | Host Customer is System Owner | 2 |  | 2001001A | SunEarth, Inc. | SolaRay | TE40P-80-2G | Indirect Forced Circulation (IF) | 40.9 |  | EP-40 | Glycol | Advanced Controller with a Vacation or Holiday Mode | Solar Storage and Auxiliary Tanks are separate | 80 | 1 | 1 | 35 | Z09 | [18 empty] | South Pasadena | FALSE | 58.96 |  | 2011-06-01: 2012-01-04; 2011-08-03: 2013-03-04; 2011-09-20: 2013-03-11 | 4239 | 7900 | Up-front Payment
SDG-000859 | Single Family Residential | Domestic Hot Water | Propane | San Diego Gas and Electric | Incentive:Paid | 1263 | 0.37 |  | 1 | 3897 |  | 3897 |  | 2012-02-09 15:45 | 2012-02-16 | ALLIED ENERGY INC | Retrofit | Fallbrook | San Diego | 92028 | Host Customer is System Owner | 4 |  | 2009036K | Heliodyne, Inc. | Heliopak | HPAK 016 2 406 P 80 ACD Z | Indirect Forced Circulation (IF) | 53.9 |  | 406 002 | Glycol | Advanced Controller with a Vacation or Holiday Mode | Solar Storage and Auxiliary Tanks are separate | 80 | 1 | 1 | 55 | Z08 | [18 empty] | San Diego County | FALSE | 2.35 |  | 2011-06-01: 2012-01-05; 2011-08-03: 2012-02-09; 2011-09-20: 2012-02-16 | 4609 | 9142.5 | Up-front Payment
PGE-000861 | Commercial/Multifamily Residential | Domestic Hot Water | Gas | Pacific Gas and Electric | Incentive:Paid | 103053 | 14.53 |  | 1 | 8247 |  | 7092 |  | 2012-05-07 12:52 | 2012-05-29 | SUN LIGHT & POWER | New Construction | SAN FRANCISCO | San Francisco | 94105 | Host Customer is System Owner | [7 empty] | 2249.52 | 40.17 |  | Glycol | Advanced Controller with a Vacation or Holiday Mode | Solar Storage and Auxiliary Tanks are separate |  | 0.86 | 1 | 11410 | Z03 | 326 | Units | Apartments/Condos | 2010115A | 56 | 2 | 3400 | 1 | 800 | 1 | 1250000 | TRUE | 140 | 120 |  | Heliodyne - Delta-T Pro Ethernet |  | Heliodyne - Delta-T Pro Ethernet | City of San Francisco | FALSE | 45.18 |  | 2012-03-22 | 2012-05-23 | 2012-05-07 |  | 2013-03-21 | 2013-03-22 | 4219 | 372631 | Up-front Payment
PGE-000862 | Commercial/Multifamily Residential | Domestic Hot Water | Gas | Pacific Gas and Electric | Incentive:Paid | 183325 | 14.53 |  | 1 | 12617 |  | 12617 |  | 2012-01-11 13:51 | 2012-02-21 | SUN LIGHT & POWER | New Construction | Dublin | Alameda | 94568 | Lease | [7 empty] | 3575.13 | 40.17 |  | Glycol | Pressure Stagnation Protection (PSP) | Solar Storage and Auxiliary Tanks are separate |  | 1 | 1 | 10815 | Z03 | 309 | Units | Apartments/Condos | 2010115A | 89 | 2 | 5280 | 1 | 4220 | 1 | 850000 | TRUE | 130 | 126 |  | Heliodyne - Delta-T Pro Ethernet |  | Heliodyne - Delta-T Pro Ethernet | City of Dublin | FALSE | 34.37 |  | 2012-01-11 | 2012-02-14 | 2012-01-11 |  | 2014-04-03 | 2014-04-03 | 3854 | 433600 | Up-front Payment
PGE-000863 | Single Family Residential | Domestic Hot Water | Electric | Pacific Gas and Electric | Incentive:Paid | 793 |  | 0.37 | 1 |  | 2355 |  | 2143 | 2012-01-17 15:07 | 2012-01-30 | Self Installer | Retrofit | FOREST KNOLLS | Marin | 94933 | Host Customer is System Owner | 3 |  | 2009029A | Alternate Energy Technologies | EagleSun | DBS-80-40 | Indirect Forced Circulation (IF) | 39.8 |  | AE-40 | Automatic Drainback | Advanced Controller with a Vacation or Holiday Mode | Solar Storage and Auxiliary Tanks are separate |  | 0.91 | 1 | 45 | Z03 | [18 empty] | Marin County | FALSE |  | 2.47 | 2012-01-11 | 2012-01-17 |  |  | 2012-01-17 | 2012-01-30 | 4645 | 5825.45 | Up-front Payment
SCG-000864 | Single Family Residential | Domestic Hot Water | Gas | Southern California Gas Company | Incentive:Paid | 2770 | 12.82 |  | 1 | 108 |  | 108 |  | 2012-01-20 12:31 | 2012-02-02 | SIREN SALES - CALIFORNIA INC | Retrofit | MORENO VALLEY | Riverside | 92553 | Host Customer is System Owner | 2 |  | 2010033A | Fafco, Inc. | 500 Series | AC-24UX2-50G-50S | Indirect Forced Circulation (IF) | 48.8 |  | 8840 | Automatic Drainback | Advanced Controller with a Vacation or Holiday Mode | Solar Storage and Auxiliary Tanks are separate | 50 | 1 | 1 | 35 | Z10 | [18 empty] | MORENO VALLEY | FALSE | 86.73 |  | 2011-06-01: 2012-01-12; 2011-08-03: 2012-01-20; 2011-09-20: 2012-02-02 | 4616 | 9366.31 | Up-front Payment
SCG-000865 | Single Family Residential | Domestic Hot Water | Gas | Southern California Gas Company | Incentive:Paid | 1385 | 12.82 |  | 1 | 108 |  | 108 |  | 2012-02-08 09:08 | 2012-02-22 | SIREN SALES - CALIFORNIA INC | Retrofit | UPLAND | San Bernardino | 91786 | Host Customer is System Owner | 3 |  | 2010033A | Fafco, Inc. | 500 Series | AC-24UX2-50G-50S | Indirect Forced Circulation (IF) | 48.8 |  | 8840 | Automatic Drainback | Advanced Controller with a Vacation or Holiday Mode | Solar Storage and Auxiliary Tanks are separate | 50 | 1 | 1 | 45 | Z10 | [18 empty] | UPLAND CA | FALSE | 85.04 |  | 2011-06-01: 2012-01-12; 2011-08-03: 2012-02-08; 2011-09-20: 2012-02-22 | 4616 | 9184.17 | Up-front Payment
SCG-000866 | Single Family Residential | Domestic Hot Water | Gas | Southern California Gas Company | Incentive:Paid | 1896 | 18.59 |  | 1 | 102 |  | 102 |  | 2012-07-24 06:36 | 2012-08-02 | SIREN SALES - CALIFORNIA INC | Retrofit | Santa Ana | Orange | 92706 | Host Customer is System Owner | 4 |  | 2010068A | Fafco, Inc. | 500 Series | AC-16UX3-50G-50S | Indirect Forced Circulation (IF) | 48 |  | 8890 | Automatic Drainback |  | Solar Storage and Auxiliary Tanks are separate | 50 | 1 | 1 | 55 | Z08 | [18 empty] | SANTA ANA | FALSE | 90.2 |  | 2011-06-01: 2012-01-12; 2011-08-03: 2012-07-24; 2011-09-20: 2012-08-02 | 4364 | 9200 | Up-front Payment
SCG-000867 | Single Family Residential | Domestic Hot Water | Gas | Southern California Gas Company | Incentive:Paid | 1907 | 18.59 |  | 1 | 108 |  | 103 |  | 2013-11-20 13:21 | 2013-11-22 | SIREN SALES - CALIFORNIA INC | Retrofit | Pomona | Los Angeles | 91766 | Host Customer is System Owner | 3 |  | 2010033A | Fafco, Inc. | 500 Series | AC-24UX2-50G-50S | Indirect Forced Circulation (IF) | 48.8 |  | 8840 | Glycol | Advanced Controller with a Vacation or Holiday Mode | Solar Storage and Auxiliary Tanks are separate | 50 | 1 | 0.95 | 45 | Z10 | [18 empty] | Pomona | FALSE | 83.89 |  | 2011-06-01: 2012-01-12; 2011-08-03: 2013-11-20; 2011-09-20: 2013-11-22 | 3980 | 9060.33 | Up-front Payment
SCG-000868 | Single Family Residential | Domestic Hot Water | Gas | Southern California Gas Company | Incentive:Paid | 1346 | 12.82 |  | 1 | 105 |  | 105 |  | 2012-05-09 06:35 | 2012-05-09 | SIREN SALES - CALIFORNIA INC | Retrofit | Pomona | Los Angeles | 91768 | Host Customer is System Owner | 6 |  | 2010068A | Fafco, Inc. | 500 Series | AC-16UX3-50G-50S | Indirect Forced Circulation (IF) | 48 |  | 8890 | Automatic Drainback |  | Solar Storage and Auxiliary Tanks are separate | 50 | 1 | 1 | 75 | Z09 | [18 empty] | Pomona | FALSE | 87.02 |  | 2011-06-01: 2012-01-12; 2011-08-03: 2012-05-09; 2011-09-20: 2012-05-09 | 4541 | 9136.61 | Up-front Payment
PGE-000869 | Single Family Residential | Domestic Hot Water | Gas | Pacific Gas and Electric | Incentive:Paid | 1820 | 12.82 |  | 1 | 142 |  | 142 |  | 2012-02-09 16:17 | 2012-02-29 | BONNEY INC | Retrofit | San Francisco | Marin | 94114 | Host Customer is System Owner | 4 |  | 2007023A | Heat Transfer Products | Phoenix Solar | PH-80S | Indirect Forced Circulation (IF) | 39.8 |  | AE-40E | Glycol | Advanced Controller with a Vacation or Holiday Mode | Solar and Auxiliary Storage are the same Tank | 80 | 1 | 1 | 55 | Z03 | [18 empty] | San Francisco | FALSE | 112.55 |  | 2012-01-12 | 2012-02-14 |  |  | 2012-02-09 | 2012-02-29 | 4614 | 15982.5 | Up-front Payment
SCG-000870 | Single Family Residential | Domestic Hot Water | Gas | Southern California Gas Company | Incentive:Paid | 1385 | 12.82 |  | 1 | 108 |  | 108 |  | 2012-02-08 09:11 | 2012-02-24 | SIREN SALES - CALIFORNIA INC | Retrofit | SAN BERNARDINO | San Bernardino | 92404 | Host Customer is System Owner | 5 |  | 2010068A | Fafco, Inc. | 500 Series | AC-16UX3-50G-50S | Indirect Forced Circulation (IF) | 48 |  | 8890 |  |  | Solar Storage and Auxiliary Tanks are separate | 50 | 1 | 1 | 65 | Z10 | [18 empty] | SAN BERNARDINO COUNTY | FALSE | 85.04 |  | 2011-06-01: 2012-01-13; 2011-08-03: 2012-02-08; 2011-09-20: 2012-02-24 | 4616 | 9184.17 | Up-front Payment
SCG-000871 | Single Family Residential | Domestic Hot Water | Gas | Southern California Gas Company | Incentive:Paid | 1000 | 12.82 |  | 1 | 102 |  | 78 |  | 2012-03-02 08:29 | 2012-03-06 | SIREN SALES - CALIFORNIA INC | Retrofit | Fullerton | Orange | 92835 | Host Customer is System Owner | 3 |  | 2010033A | Fafco, Inc. | 500 Series | AC-24UX2-50G-50S | Indirect Forced Circulation (IF) | 48.8 |  | 8840 | Glycol | Advanced Controller with a Vacation or Holiday Mode | Solar Storage and Auxiliary Tanks are separate | 50 | 0.85 | 0.9 | 45 | Z08 | [18 empty] | FULLERTON | FALSE | 90.83 |  | 2011-06-01: 2012-01-13; 2011-08-03: 2012-03-02; 2011-09-20: 2012-03-06 | 4600 | 9264.63 | Up-front Payment
SCG-000872 | Single Family Residential | Domestic Hot Water | Gas | Southern California Gas Company | Incentive:Paid | 1308 | 12.82 |  | 1 | 102 |  | 102 |  | 2012-02-08 09:09 | 2012-02-24 | SIREN SALES - CALIFORNIA INC | Retrofit | FULLERTON | Orange | 92835 | Host Customer is System Owner | 3 |  | 2010033A | Fafco, Inc. | 500 Series | AC-24UX2-50G-50S | Indirect Forced Circulation (IF) | 48.8 |  | 8840 | Glycol | Advanced Controller with a Thermal Cycling Function | Solar Storage and Auxiliary Tanks are separate | 50 | 1 | 1 | 45 | Z08 | [18 empty] | FULLERTON | FALSE | 90.04 |  | 2011-06-01: 2012-01-13; 2011-08-03: 2012-02-08; 2011-09-20: 2012-02-24 | 4616 | 9184.17 | Up-front Payment
SCG-000873 | Single Family Residential | Domestic Hot Water | Gas | Southern California Gas Company | Incentive:Paid | 1907 | 18.59 |  | 1 | 108 |  | 103 |  | 2012-08-20 09:29 | 2012-08-28 | SIREN SALES - CALIFORNIA INC | Retrofit | Fontana | San Bernardino | 92337 | Host Customer is System Owner | 4 |  | 2010033A | Fafco, Inc. | 500 Series | AC-24UX2-50G-50S | Indirect Forced Circulation (IF) | 48.8 |  | 8840 | Glycol | Advanced Controller with a Thermal Cycling Function | Solar Storage and Auxiliary Tanks are separate | 50 | 1 | 0.95 | 55 | Z10 | [18 empty] | FONTANA CA | FALSE | 85.04 |  | 2011-06-01: 2012-01-13; 2011-08-03: 2012-08-20; 2011-09-20: 2012-08-28 | 4364 | 9184.75 | Up-front Payment
SCG-000874 | Single Family Residential | Domestic Hot Water | Gas | Southern California Gas Company | Incentive:Paid | 1346 | 12.82 |  | 1 | 105 |  | 105 |  | 2012-04-25 10:16 | 2012-05-04 | SIREN SALES - CALIFORNIA INC | Retrofit | Hacienda Heights | Los Angeles | 91745 | Host Customer is System Owner | 2 |  | 2010068A | Fafco, Inc. | 500 Series | AC-16UX3-50G-50S | Indirect Forced Circulation (IF) | 48 |  | 8890 | Glycol | Advanced Controller with a Thermal Cycling Function | Solar Storage and Auxiliary Tanks are separate | 50 | 1 | 1 | 35 | Z09 | [18 empty] | LA COUNTY | FALSE | 86.76 |  | 2011-06-01: 2012-01-13; 2011-08-03: 2012-04-25; 2011-09-20: 2012-05-04 | 4541 | 9110.17 | Up-front Payment
SCG-000875 | Single Family Residential | Domestic Hot Water | Gas | Southern California Gas Company | Incentive:Paid | 1385 | 12.82 |  | 1 | 108 |  | 108 |  | 2012-02-08 09:04 | 2012-02-13 | SIREN SALES - CALIFORNIA INC | Retrofit | SAN BERNARDINO | San Bernardino | 92404 | Host Customer is System Owner | 2 |  | 2010068A | Fafco, Inc. | 500 Series | AC-16UX3-50G-50S | Indirect Forced Circulation (IF) | 48 |  | 8890 | Glycol | Advanced Controller with a Thermal Cycling Function | Solar Storage and Auxiliary Tanks are separate | 50 | 1 | 1 | 35 | Z10 | [18 empty] | SAN BERNARDINO | FALSE | 85.04 |  | 2011-06-01: 2012-01-13; 2011-08-03: 2012-02-08; 2011-09-20: 2012-02-13 | 4625 | 9184.75 | Up-front Payment
SCG-000876 | Single Family Residential | Domestic Hot Water | Gas | Southern California Gas Company | Incentive:Paid | 1346 | 12.82 |  | 1 | 105 |  | 105 |  | 2012-04-25 10:12 | 2012-05-03 | SIREN SALES - CALIFORNIA INC | Retrofit | West Covina | Los Angeles | 91792 | Host Customer is System Owner | 4 |  | 2010068A | Fafco, Inc. | 500 Series | AC-16UX3-50G-50S | Indirect Forced Circulation (IF) | 48 |  | 8890 | Glycol | Advanced Controller with a Thermal Cycling Function | Solar Storage and Auxiliary Tanks are separate | 50 | 1 | 1 | 55 | Z09 | [18 empty] | West Covina | FALSE | 89.16 |  | 2011-06-01: 2012-01-13; 2011-08-03: 2012-04-25; 2011-09-20: 2012-05-03 | 4541 | 9362 | Up-front Payment
SCG-000877 | Single Family Residential | Domestic Hot Water | Gas | Southern California Gas Company | Incentive:Paid | 1279 | 12.82 |  | 1 | 105 |  | 100 |  | 2012-03-02 08:27 | 2012-03-06 | SIREN SALES - CALIFORNIA INC | Retrofit | West Covina | Orange | 91790 | Host Customer is System Owner | 2 |  | 2010068A | Fafco, Inc. | 500 Series | AC-16UX3-50G-50S | Indirect Forced Circulation (IF) | 48 |  | 8890 | Glycol | Advanced Controller with a Thermal Cycling Function | Solar Storage and Auxiliary Tanks are separate | 50 | 1 | 0.95 | 35 | Z09 | [18 empty] | WEST COVINA | FALSE | 89.16 |  | 2011-06-01: 2012-01-13; 2011-08-03: 2012-03-02; 2011-09-20: 2012-03-06 | 4600 | 9362 | Up-front Payment
SCG-000879 | Single Family Residential | Domestic Hot Water | Gas | Southern California Gas Company | Incentive:Paid | 2008 | 18.59 |  | 1 | 108 |  | 108 |  | 2014-02-27 09:39 | 2014-03-11 | SIREN SALES - CALIFORNIA INC | Retrofit | Fontana | San Bernardino | 92335 | Host Customer is System Owner | 4 |  | 2010068A | Fafco, Inc. | 500 Series | AC-16UX3-50G-50S | Indirect Forced Circulation (IF) | 48 |  | 8890 | Glycol | Advanced Controller with a Thermal Cycling Function | Solar Storage and Auxiliary Tanks are separate | 50 | 1 | 1 | 55 | Z10 | [18 empty] | FONTANA CA | FALSE | 85.04 |  | 2011-06-01: 2012-01-13; 2011-08-03: 2014-02-27; 2011-09-20: 2014-03-11 | 3873 | 9184.75 | Up-front Payment
SCG-000880 | Single Family Residential | Domestic Hot Water | Gas | Southern California Gas Company | Incentive:Paid | 1177 | 12.82 |  | 1 | 108 |  | 92 |  | 2012-04-30 08:58 | 2012-05-03 | SIREN SALES - CALIFORNIA INC | Retrofit | Chino | San Bernardino | 91710 | Host Customer is System Owner | 3 |  | 2010068A | Fafco, Inc. | 500 Series | AC-16UX3-50G-50S | Indirect Forced Circulation (IF) | 48 |  | 8890 | Glycol | Advanced Controller with a Thermal Cycling Function | Solar Storage and Auxiliary Tanks are separate | 50 | 1 | 0.85 | 45 | Z10 | [18 empty] | Chino, CA | FALSE | 87.22 |  | 2011-06-01: 2012-01-13; 2011-08-03: 2012-04-30; 2011-09-20: 2012-05-03 | 4541 | 9419.77 | Up-front Payment
SCG-000881 | Single Family Residential | Domestic Hot Water | Gas | Southern California Gas Company | Incentive:Paid | 1308 | 12.82 |  | 1 | 102 |  | 102 |  | 2012-02-02 13:17 | 2012-02-08 | SIREN SALES - CALIFORNIA INC | Retrofit | FULLERTON | Orange | 92832 | Host Customer is System Owner | 2 |  | 2010068A | Fafco, Inc. | 500 Series | AC-16UX3-50G-50S | Indirect Forced Circulation (IF) | 48 |  | 8890 | Glycol | Advanced Controller with a Thermal Cycling Function | Solar Storage and Auxiliary Tanks are separate | 50 | 1 | 1 | 35 | Z08 | [18 empty] | FULLERTON CA | FALSE | 90.83 |  | 2011-06-01: 2012-01-13; 2011-08-03: 2012-02-02; 2011-09-20: 2012-02-08 | 4631 | 9264.63 | Up-front Payment
SCG-000882 | Single Family Residential | Domestic Hot Water | Gas | Southern California Gas Company | Incentive:Paid | 1606 | 18.59 |  | 1 | 108 |  | 86 |  | 2012-08-20 09:30 | 2012-08-28 | SIREN SALES - CALIFORNIA INC | Retrofit | Rancho Cucamonga | San Bernardino | 91737 | Host Customer is System Owner | 4 |  | 2010068A | Fafco, Inc. | 500 Series | AC-16UX3-50G-50S | Indirect Forced Circulation (IF) | 48 |  | 8890 | Glycol | Advanced Controller with a Thermal Cycling Function | Solar Storage and Auxiliary Tanks are separate | 50 | 1 | 0.8 | 55 | Z10 | [18 empty] | RANCHO CUCAMONGA | FALSE | 85.04 |  | 2011-06-01: 2012-01-13; 2011-08-03: 2012-08-20; 2011-09-20: 2012-08-28 | 4364 | 9184.75 | Up-front Payment
SCG-000884 | Single Family Residential | Domestic Hot Water | Gas | Southern California Gas Company | Incentive:Paid | 1308 | 12.82 |  | 1 | 102 |  | 102 |  | 2012-05-30 09:37 | 2012-06-20 | SIREN SALES - CALIFORNIA INC | Retrofit | Anaheim | Orange | 92802 | Host Customer is System Owner | 4 |  | 2010068A | Fafco, Inc. | 500 Series | AC-16UX3-50G-50S | Indirect Forced Circulation (IF) | 48 |  | 8890 | Glycol | Advanced Controller with a Vacation or Holiday Mode | Solar Storage and Auxiliary Tanks are separate | 50 | 1 | 1 | 55 | Z08 | [18 empty] | ANAHEIM CA | FALSE | 90.37 |  | 2011-06-01: 2012-01-16; 2011-08-03: 2012-05-30; 2011-09-20: 2012-06-20 | 4505 | 9217.64 | Up-front Payment
SCG-000885 | Single Family Residential | Domestic Hot Water | Gas | Southern California Gas Company | Incentive:Paid | 1308 | 12.82 |  | 1 | 102 |  | 102 |  | 2012-04-25 10:19 | 2012-04-26 | SIREN SALES - CALIFORNIA INC | Retrofit | Placentia | Orange | 92870 | Host Customer is System Owner | 4 |  | 2010068A | Fafco, Inc. | 500 Series | AC-16UX3-50G-50S | Indirect Forced Circulation (IF) | 48 |  | 8890 | Automatic Drainback |  | Solar Storage and Auxiliary Tanks are separate | 50 | 1 | 1 | 55 | Z08 | [18 empty] | PLACENTIA CA | FALSE | 90.93 |  | 2011-06-01: 2012-01-16; 2011-08-03: 2012-04-25; 2011-09-20: 2012-04-26 | 4541 | 9275 | Up-front Payment
SCG-000886 | Single Family Residential | Domestic Hot Water | Gas | Southern California Gas Company | Incentive:Paid | 1385 | 12.82 |  | 1 | 108 |  | 108 |  | 2012-06-19 09:25 | 2012-06-22 | SIREN SALES - CALIFORNIA INC | Retrofit | Chino | San Bernardino | 91710 | Host Customer is System Owner | 3 |  | 2010033A | Fafco, Inc. | 500 Series | AC-24UX2-50G-50S | Indirect Forced Circulation (IF) | 48.8 |  | 8840 | Glycol | Advanced Controller with a Vacation or Holiday Mode | Solar Storage and Auxiliary Tanks are separate | 50 | 1 | 1 | 45 | Z10 | [18 empty] | Chino | FALSE | 87.22 |  | 2011-06-01: 2012-01-16; 2011-08-03: 2012-06-19; 2011-09-20: 2012-06-22 | 4443 | 9419.77 | Up-front Payment
SCG-000887 | Single Family Residential | Domestic Hot Water | Gas | Southern California Gas Company | Incentive:Paid | 1506 | 18.59 |  | 1 | 108 |  | 81 |  | 2012-10-04 11:04 | 2013-05-09 | SIREN SALES - CALIFORNIA INC | Retrofit | Rialto | San Bernardino | 92376 | Host Customer is System Owner | 3 |  | 2010068A | Fafco, Inc. | 500 Series | AC-16UX3-50G-50S | Indirect Forced Circulation (IF) | 48 |  | 8890 | Glycol | Advanced Controller with a Thermal Cycling Function | Solar Storage and Auxiliary Tanks are separate | 50 | 1 | 0.75 | 45 | Z10 | [18 empty] | RIALTO CA | FALSE | 84.58 |  | 2012-01-16 | 2012-10-12 |  |  | 2012-10-04 | 2013-05-09 | 4175 | 9135 | Up-front Payment
SDG-000888 | Single Family Residential | Domestic Hot Water | Gas | San Diego Gas and Electric | Incentive:Canceled | 2008 | 18.59 |  | 1 | 108 |  | 108 |  | 2013-11-20 11:41 |  | SIREN SALES - CALIFORNIA INC | Retrofit | Santee | San Diego | 92071 | Host Customer is System Owner | 2 |  | 2010068A | Fafco, Inc. | 500 Series | AC-16UX3-50G-50S | Indirect Forced Circulation (IF) | 48 |  | 8890 | Glycol | Advanced Controller with a Thermal Cycling Function | Solar Storage and Auxiliary Tanks are separate | 50 | 1 | 1 | 35 | Z10 | [18 empty] | Santee | FALSE | 84.81 |  | 2011-06-01: 2012-01-16; 2011-06-21: 2013-12-13; 2011-08-03: 2013-11-20 | 3925 | 9160 | Up-front Payment
SCG-000889 | Single Family Residential | Domestic Hot Water | Gas | Southern California Gas Company | Incentive:Paid | 1707 | 18.59 |  | 1 | 108 |  | 92 |  | 2014-04-21 16:33 | 2014-05-02 | SIREN SALES - CALIFORNIA INC | Retrofit | San Bernardino | San Bernardino | 92407 | Host Customer is System Owner | 5 |  | 2010068A | Fafco, Inc. | 500 Series | AC-16UX3-50G-50S | Indirect Forced Circulation (IF) | 48 |  | 8890 | Glycol | Advanced Controller with a Thermal Cycling Function | Solar Storage and Auxiliary Tanks are separate | 50 | 1 | 0.85 | 65 | Z10 | [18 empty] | SAN BERNARDINO | FALSE | 85.04 |  | 2011-06-01: 2012-01-16; 2011-08-03: 2014-04-21; 2011-09-20: 2014-05-02 | 3820 | 9184.75 | Up-front Payment
SCG-000890 | Single Family Residential | Domestic Hot Water | Gas | Southern California Gas Company | Incentive:Paid | 1279 | 12.82 |  | 1 | 105 |  | 100 |  | 2012-05-17 11:52 | 2012-05-23 | SIREN SALES - CALIFORNIA INC | Retrofit | Whittier | Los Angeles | 90606 | Host Customer is System Owner | 6 |  | 2010068A | Fafco, Inc. | 500 Series | AC-16UX3-50G-50S | Indirect Forced Circulation (IF) | 48 |  | 8890 | Glycol | Advanced Controller with a Thermal Cycling Function | Solar Storage and Auxiliary Tanks are separate | 50 | 1 | 0.95 | 75 | Z09 | [18 empty] | WHITTIER CA | FALSE | 86.76 |  | 2011-06-01: 2012-01-16; 2011-08-03: 2012-05-17; 2011-09-20: 2012-05-23 | 4502 | 9110.17 | Up-front Payment
SCG-000891 | Single Family Residential | Domestic Hot Water | Gas | Southern California Gas Company | Incentive:Paid | 1854 | 18.59 |  | 1 | 105 |  | 100 |  | 2013-10-14 16:31 | 2013-10-29 | SIREN SALES - CALIFORNIA INC | Retrofit | Whittier | Los Angeles | 90605 | Host Customer is System Owner | 2 |  | 2010068A | Fafco, Inc. | 500 Series | AC-16UX3-50G-50S | Indirect Forced Circulation (IF) | 48 |  | 8890 | Glycol | Advanced Controller with a Thermal Cycling Function | Solar Storage and Auxiliary Tanks are separate | 50 | 1 | 0.95 | 35 | Z09 | [18 empty] | WHITTIER CA | FALSE | 87.72 |  | 2011-06-01: 2012-01-16; 2011-08-03: 2013-10-14; 2011-09-20: 2013-10-29 | 3999 | 9210.17 | Up-front Payment
SDG-000892 | Single Family Residential | Domestic Hot Water | Electric | San Diego Gas and Electric | Incentive:Paid | 917 |  | 0.37 | 1 |  | 2478 |  | 2478 | 2012-05-09 06:36 | 2012-06-27 | SIREN SALES - CALIFORNIA INC | Retrofit | Fallbrook | San Diego | 92028 | Host Customer is System Owner | 2 |  | 2010032A | Fafco, Inc. | 500 Series | AC-24UX2-50E-50S | Indirect Forced Circulation (IF) | 48.8 |  | 8840 | Glycol | Advanced Controller with a Thermal Cycling Function | Solar Storage and Auxiliary Tanks are separate | 50 | 1 | 1 | 35 | Z10 | [18 empty] | California | FALSE |  | 3.74 | 2012-01-16 | 2012-05-09 |  |  | 2012-05-09 | 2012-06-27 | 4453 | 9266.4 | Up-front Payment
SDG-000893 | Single Family Residential | Domestic Hot Water | Gas | San Diego Gas and Electric | Incentive:Canceled | 1231 | 12.82 |  | 1 | 96 |  | 96 |  | 2012-04-30 08:58 |  |  | Retrofit | Vista | San Diego | 92083 | Host Customer is System Owner | 3 |  | 2007004G | Fafco, Inc. | 200 Series | VDB-24UX2-50G-50S, VDB-16UX3- 50G-50S | Indirect Forced Circulation (IF) | 48.8 |  | Sungrabber | Glycol | Advanced Controller with a Thermal Cycling Function | Solar Storage and Auxiliary Tanks are separate | 50 | 1 | 1 | 45 | Z10 | [18 empty] | VISTA CA | FALSE | 94.4 |  | 2011-06-01: 2012-01-16; 2011-06-21: 2012-05-02; 2011-08-03: 2012-04-30 | 4457 | 9062 | Up-front Payment
SCG-000894 | Single Family Residential | Domestic Hot Water | Gas | Southern California Gas Company | Incentive:Paid | 1385 | 12.82 |  | 1 | 108 |  | 108 |  | 2012-05-23 08:51 | 2012-05-23 | SIREN SALES - CALIFORNIA INC | Retrofit | Loma Linda | San Bernardino | 92354 | Host Customer is System Owner | 4 |  | 2010068A | Fafco, Inc. | 500 Series | AC-16UX3-50G-50S | Indirect Forced Circulation (IF) | 48 |  | 8890 | Glycol | Advanced Controller with a Thermal Cycling Function | Solar Storage and Auxiliary Tanks are separate | 50 | 1 | 1 | 55 | Z10 | [18 empty] | Loma Linda, CA | FALSE | 86.13 |  | 2011-06-01: 2012-01-16; 2011-08-03: 2012-05-23; 2011-09-20: 2012-05-23 | 4513 | 9301.65 | Up-front Payment
SCG-000895 | Single Family Residential | Domestic Hot Water | Gas | Southern California Gas Company | Incentive:Paid | 1952 | 18.59 |  | 1 | 105 |  | 105 |  | 2013-11-25 12:17 | 2013-12-04 | SIREN SALES - CALIFORNIA INC | Retrofit | Whittier | Los Angeles | 90601 | Host Customer is System Owner | 5 |  | 2010068A | Fafco, Inc. | 500 Series | AC-16UX3-50G-50S | Indirect Forced Circulation (IF) | 48 |  | 8890 | Glycol | Advanced Controller with a Thermal Cycling Function | Solar Storage and Auxiliary Tanks are separate | 50 | 1 | 1 | 65 | Z09 | [18 empty] | WHITTIER CA | FALSE | 87.72 |  | 2011-06-01: 2012-01-16; 2011-08-03: 2013-11-25; 2011-09-20: 2013-12-04 | 3965 | 9210.17 | Up-front Payment
SCG-000896 | Single Family Residential | Domestic Hot Water | Gas | Southern California Gas Company | Incentive:Paid | 2008 | 18.59 |  | 1 | 108 |  | 108 |  | 2013-11-22 13:45 | 2013-12-09 | SIREN SALES - CALIFORNIA INC | Retrofit | Temecula | Riverside | 92592 | Host Customer is System Owner | 3 |  | 2010033A | Fafco, Inc. | 500 Series | AC-24UX2-50G-50S | Indirect Forced Circulation (IF) | 48.8 |  | 8840 | Glycol | Advanced Controller with a Thermal Cycling Function | Solar Storage and Auxiliary Tanks are separate | 50 | 1 | 1 | 45 | Z10 | [18 empty] | Riverside | FALSE | 85.74 |  | 2011-06-01: 2012-01-16; 2011-08-03: 2013-11-22; 2011-09-20: 2013-12-09 | 3965 | 9259.5 | Up-front Payment
SCG-000897 | Single Family Residential | Domestic Hot Water | Gas | Southern California Gas Company | Incentive:Paid | 8330 | 70 |  | 1 SCG | 119 |  | 119 |  | 2016-10-21 12:41 | 2016-11-30 | ALL VALLEY SOLAR INC | Retrofit | Burbank | Los Angeles | 91505 | Host Customer is System Owner | 4 |  | 30004011 | SunEarth, Inc. | Cascade 2 | C2-40-80-2G | Indirect Forced Circulation (IF) | 40.9 |  | EP-40 / EP-40-0.75 | Automatic Drainback |  | Solar Storage and Auxiliary Tanks are separate | 80 | 1 | 1 | 55 | Z09 | [18 empty] | City of Burbank | FALSE | 70.44 |  | 2011-06-01: 2012-01-18; 2011-08-03: 2016-10-21; 2011-09-20: 2016-11-30 | 2881 | 8382 | Up-front Payment
PGE-000898 | Single Family Residential | Domestic Hot Water | Gas | Pacific Gas and Electric | Incentive:Paid | 1644 | 12.82 |  | 1 | 135 |  | 128 |  | 2012-02-11 17:22 | 2012-03-08 | F W H ACQUISITION CO LLC | Retrofit | EL CERRITO | Contra Costa | 94530 | Host Customer is System Owner | 3 |  | 2010059A | Fafco, Inc. | 500 Series | AC-24UX2-TG-50S | Indirect Forced Circulation (IF) | 48.8 |  | 8840 | Glycol | Advanced Controller with a Vacation or Holiday Mode | Solar Storage with Tankless Auxiliary Water Heater | 50 | 1 | 0.95 | 45 | Z12 | [18 empty] | El Cerrito | FALSE | 47.98 |  | 2012-01-19 | 2012-02-14 |  |  | 2012-02-11 | 2012-03-08 | 4603 | 6476.81 | Up-front Payment
PGE-000900 | Single Family Residential | Domestic Hot Water | Gas | Pacific Gas and Electric | Incentive:Paid | 1661 | 12.82 |  | 1 | 135 |  | 130 |  | 2012-04-23 11:57 | 2012-05-07 | F W H ACQUISITION CO LLC | Retrofit | EL CERRITO | Contra Costa | 94530 | Host Customer is System Owner | 2 |  | 2010069A | Fafco, Inc. | 500 Series | AC-16UX3-TG-50S | Indirect Forced Circulation (IF) | 48 |  | 8890 | Glycol | Advanced Controller with a Vacation or Holiday Mode | Solar Storage with Tankless Auxiliary Water Heater | 50 | 0.96 | 1 | 35 | Z12 | [18 empty] | El Cerrito | FALSE | 60.68 |  | 2012-01-19 | 2012-04-27 |  |  | 2012-04-23 | 2012-05-07 | 4548 | 8191.81 | Up-front Payment
PGE-000901 | Single Family Residential | Domestic Hot Water | Gas | Pacific Gas and Electric | Incentive:Paid | 1030 | 12.82 |  | 1 | 89 |  | 80 |  | 2012-06-13 21:52 | 2012-08-08 | MILAROX | Retrofit | OAKLAND | Alameda | 94608 | Host Customer is System Owner | 4 |  | 2001002C | SunEarth, Inc. | CopperHeart | CP-40G | Direct Integral Collector Storage (DI) | 24.9 |  | (No Model Number) |  |  | Solar Storage and Auxiliary Tanks are separate | 40 | 0.95 | 0.95 | 55 | Z03 | [18 empty] | Oakland | FALSE | 67.42 |  | 2012-01-19 | 2012-06-15 |  |  | 2012-06-13 | 2012-08-08 | 4457 | 6000.02 | Up-front Payment
SCE-000902 | Single Family Residential | Domestic Hot Water | Electric | Southern California Edison | Incentive:Paid | 1263 |  | 0.37 | 1 |  | 3670 |  | 3486 | 2012-02-10 14:07 | 2012-02-28 | THE SOLAR ENERGY COMPANY INC | Retrofit | Goleta | Santa Barbara | 93117 | Host Customer is System Owner | 4 |  | 1993001G | SunEarth, Inc. | SolaRay | TE64P-80-1 | Indirect Forced Circulation (IF) | 65.7 |  | EP-32 | Glycol | Advanced Controller with a Vacation or Holiday Mode | Solar and Auxiliary Storage are the same Tank | 80 | 1 | 0.95 | 55 | Z05 | [18 empty] | Goleta | FALSE |  | 2.72 | 2011-06-01: 2012-01-20; 2011-08-03: 2012-02-10; 2011-09-20: 2012-02-28 | 4614 | 9995 | Up-front Payment
PGE-000905 | Commercial/Multifamily Residential | Domestic Hot Water | Gas | Pacific Gas and Electric | Incentive:Paid | 14946 | 14.53 |  | 1 | 1039 |  | 1029 |  | 2012-05-17 16:17 | 2012-06-22 | SUN FIRST! INC | Retrofit | FAIRFAX | Marin | 94930 | Host Customer is System Owner | [7 empty] | 432 | 27 |  | Drainback |  | Solar Storage and Auxiliary Tanks are separate |  | 0.99 | 1 | 600 | Z02 | 350 | Full meals served | Meal Service Restaurant | 2009017A | 16 | 8 | 600 | 1 | 240 | 2 | 270000 | TRUE | 120 | 120 |  |  |  | SunReports - SR1000GVFS10-200 | Fairfax, CA | FALSE | 49.97 |  | 2012-01-20 | 2012-05-23 | 2012-05-17 |  | 2012-08-10 | 2012-08-13 | 4393 | 51915.6 | Up-front Payment
SCG-000907 | Commercial/Multifamily Residential | Domestic Hot Water | Gas | Southern California Gas Company | Incentive:Paid | 13658 | 14.53 |  | 1 | 940 |  | 940 |  | 2012-02-15 04:59 | 2012-02-17 | SUNLIGHT ENERGY SYSTEMS INC | Retrofit | TUSTIN | Orange | 92780 | Host Customer is System Owner | [7 empty] | 262.72 | 32.84 |  | Drainback |  | Solar Storage and Auxiliary Tanks are separate |  | 1 | 1 | 588 | Z08 | 14 | Units | Apartments/Condos | 2007032D | 8 | 1 | 375 | 1 | 100 | 1 | 270000 | TRUE | 130 | 140 |  |  |  |  | CITY OF TUSTIN | FALSE | 24.21 |  | 2012-01-24 |  | 2012-02-15 | 2012-02-17 | 2012-07-20 | 2012-08-04 | 4364 | 22755 | Up-front Payment
PGE-000908 | Single Family Residential | Domestic Hot Water | Gas | Pacific Gas and Electric | Incentive:Paid | 1654 | 12.82 |  | 1 | 129 |  | 129 |  | 2012-01-31 16:47 | 2012-02-01 | AZTEC SOLAR INC | Retrofit | FAIR OAKS | Sacramento | 95628 | Host Customer is System Owner | 2 |  | 2010135G | Heliodyne, Inc. | Heliopak | HPAK 016 1 410 G 75PD AC S Z | Indirect Forced Circulation (IF) | 40.2 |  | 410 001 | Glycol | Advanced Controller with a Vacation or Holiday Mode | Solar and Auxiliary Storage are the same Tank | 75 | 1 | 1 | 35 | Z12 | [18 empty] | Sacramento County | FALSE | 76.47 |  | 2011-06-01: 2012-01-27; 2011-08-03: 2012-01-31; 2011-09-20: 2012-02-01 | 4635 | 9864.78 | Up-front Payment
PGE-000909 | Commercial/Multifamily Residential | Domestic Hot Water | Gas | Pacific Gas and Electric | Incentive:Paid | 25371 | 12.82 |  | 1 | 1979 |  | 1979 |  | 2012-05-24 09:55 | 2012-06-21 | OXYPOWER INC | Retrofit | San Francisco | San Francisco | 94109 | Host Customer is System Owner | [7 empty] | 560 | 40 |  | Glycol | Advanced Controller with a Vacation or Holiday Mode | Solar Storage and Auxiliary Tanks are separate |  | 1 | 1 | 1440 | Z03 | 36 | Units | Apartments/Condos | 2010115A | 14 | 1 | 833 | 7 | 119 | 1 | 399000 | TRUE | 120 | 120 |  | Heliodyne - Delta-T Pro WiFi |  | Heliodyne - Delta-T Pro WiFi | City and County of San Francisco, California | FALSE | 40.31 |  | 2012-01-27 | 2012-05-29 | 2012-05-24 |  | 2012-05-24 | 2012-06-21 | 4474 | 79772 | Up-front Payment
SCG-000910 | Single Family Residential | Domestic Hot Water | Gas | Southern California Gas Company | Incentive:Paid | 1538 | 12.82 |  | 1 | 120 |  | 120 |  | 2012-02-15 12:47 | 2012-02-17 | ENVIRONMENTAL SOLAR DESIGN INC | Retrofit | Valley Village | Los Angeles | 91607 | Host Customer is System Owner | 2 |  | 2001028A | SunEarth, Inc. | Cascade | EPRD-40-80-2G | Indirect Forced Circulation (IF) | 40.9 |  | EP-40 | Automatic Drainback |  | Solar Storage and Auxiliary Tanks are separate | 80 | 1 | 1 | 35 | Z09 | [18 empty] | Los Angeles City Building and Safety | FALSE | 64.83 |  | 2011-06-01: 2012-01-27; 2011-08-03: 2012-02-15; 2011-09-20: 2012-02-17 | 4616 | 7780 | Up-front Payment
PGE-000912 | Commercial/Multifamily Residential | Domestic Hot Water | Gas | Pacific Gas and Electric | Incentive:Paid | 5931 | 12.82 |  | 1 | 487 |  | 440 |  | 2012-02-08 17:46 | 2012-02-10 | SUNRA CORPORATION | Retrofit | San Jose | Santa Clara | 95112 | Host Customer is System Owner | [7 empty] | 163.44 | 40.86 |  | Glycol | Advanced Controller with a Vacation or Holiday Mode | Solar Storage with Tankless Auxiliary Water Heater |  | 0.95 | 0.95 | 420 | Z04 | 10 | Units | Apartments/Condos | 2007032A | 4 | 1 | 240 | 2 | 240 | 2 | 199000 | TRUE | 125 | 125 |  |  |  |  | City of San Jose | FALSE | 53.39 |  | 2012-01-29 | 2012-02-09 | 2012-02-08 | 2012-02-10 | 2012-02-14 | 2012-04-05 | 4580 | 26000 | Up-front Payment
SCG-000913 | Commercial/Multifamily Residential | Domestic Hot Water | Gas | Southern California Gas Company | Incentive:Paid | 13804 | 14.53 |  | 1 | 950 |  | 950 |  | 2012-02-15 21:20 | 2012-02-17 | SUNLIGHT ENERGY SYSTEMS INC | Retrofit | TUSTIN | Orange | 92780 | Host Customer is System Owner | [7 empty] | 262.72 | 32.84 |  | Drainback |  | Solar Storage and Auxiliary Tanks are separate |  | 1 | 1 | 672 | Z08 | 16 | Units | Apartments/Condos | 2007032D | 8 | 1 | 325 | 1 | 100 | 1 | 199000 | TRUE | 130 | 140 |  |  |  |  | CITY OF TUSTIN | FALSE | 25.17 |  | 2012-01-30 |  | 2012-02-15 | 2012-02-17 | 2012-07-20 | 2012-08-04 | 4364 | 23915 | Up-front Payment
PGE-000914 | Single Family Residential | Domestic Hot Water | Gas | Pacific Gas and Electric | Incentive:Paid | 1597 | 12.82 |  | 1 | 138 |  | 125 |  | 2012-05-31 15:23 | 2012-07-03 | RADIANT SOLAR TECHNOLOGY INC | Retrofit | Redwood Valley | Mendocino | 95470 | Host Customer is System Owner | 4 |  | 2009036B | Heliodyne, Inc. | Heliopak | HPAK 016 2 408 G 80 ACD Z | Indirect Forced Circulation (IF) | 64.4 |  | 408 001 | Glycol | Heat Dump Radiator | Solar Storage and Auxiliary Tanks are separate | 80 | 0.95 | 0.95 | 55 | Z02 | [18 empty] | Mendocino County | FALSE | 127.57 |  | 2012-01-30 | 2012-06-06 |  |  | 2012-05-31 | 2012-07-03 | 4491 | 17604.26 | Up-front Payment
SDG-000915 | Single Family Residential | Domestic Hot Water | Propane | San Diego Gas and Electric | Incentive:Paid | 986 | 0.37 |  | 1 | 2664 |  | 2664 |  | 2012-05-30 09:36 | 2012-06-27 | SIREN SALES - CALIFORNIA INC | Retrofit | Lakeside | San Diego | 92040 | Host Customer is System Owner | 1 |  | 2010066B | Fafco, Inc. | 500 Series | AC-16UX3-80E | Indirect Forced Circulation (IF) | 48 |  | 8890 | Glycol | Advanced Controller with a Vacation or Holiday Mode | Solar and Auxiliary Storage are the same Tank | 80 | 1 | 1 | 20 | Z10 | [18 empty] | San Diego County | FALSE | 3.5 |  | 2012-01-31 | 2012-06-06 |  |  | 2012-05-30 | 2012-06-27 | 4453 | 9331 | Up-front Payment
SCG-000916 | Commercial/Multifamily Residential | Domestic Hot Water | Gas | Southern California Gas Company | Incentive:Paid | 9880 | 14.53 |  | 1 | 680 |  | 680 |  | 2012-06-12 16:30 | 2012-06-13 | ADVANCED CONSERVATION SYSTEMS INC | Retrofit | L Puentte | Los Angeles | 91744 | Host Customer is System Owner | [7 empty] | 394.08 | 32.84 |  | Glycol | Advanced Controller with a Vacation or Holiday Mode | Solar Storage and Auxiliary Tanks are separate |  | 1 | 1 | 336 | Z09 | 24 | Units | Apartments/Condos | 2007032D | 12 | 2 | 840 | 7 | 120 | 2 | 850000 | TRUE | 120 | 120 |  |  |  |  | City of La Puente | FALSE | 90.76 |  | 2012-01-31 |  | 2012-06-12 | 2012-06-13 | 2012-08-06 | 2012-08-13 | 4364 | 61718 | Up-front Payment
PGE-000917 | Commercial/Multifamily Residential | Domestic Hot Water | Gas | Pacific Gas and Electric | Incentive:Paid | 121623 | 12.82 |  | 1 | 9487 |  | 9487 |  | 2012-02-02 17:26 | 2012-02-14 | AZTEC SOLAR INC | Retrofit | Oakland | Alameda | 94612 | Host Customer is System Owner | [7 empty] | 2863 | 40.9 |  | Glycol | Advanced Controller with a Vacation or Holiday Mode | Solar Storage and Auxiliary Tanks are separate |  | 1 | 1 | 6364 | Z03 | 172 | Units | Apartments/Condos | 2007032A | 70 | 1 | 4200 | 1 | 320 | 4 | 796000 | TRUE | 120 | 120 |  | SunEarth - SETR0603mcU + VFS 1-20 |  | SunEarth - SETR0603mcU + VFS 1-20 | City of Oakland | FALSE | 23.08 |  | 2012-01-31 | 2012-03-06 | 2012-02-02 | 2012-02-14 | 2012-03-02 | 2012-03-27 | 4586 | 218990 | Up-front Payment
PGE-000918 | Commercial/Multifamily Residential | Domestic Hot Water | Gas | Pacific Gas and Electric | Reservation:Canceled | 1395 | 14.53 |  | 1 | 96 |  | 96 |  | 2012-02-02 09:36 |  | Self Installer | Retrofit | Sacramento | Sacramento | 95820 | Host Customer is System Owner |  |  | 2009009A | Harpiris Energy, LLC | SunCache | SCG-50-GTL | Indirect Integral Collector Storage (II) | 34.6 |  | 10001 |  |  | Solar Storage with Tankless Auxiliary Water Heater | 0 | 1 | 1 | 0 | Z12 | [11 empty] | FALSE | [7 empty] | FALSE | 30.08 |  | 2011-06-01: 2012-01-31; 2011-06-23: 2012-02-02 | 4617 | 2888 | Up-front Payment
SCG-000920 | Single Family Residential | Domestic Hot Water | Gas | Southern California Gas Company | Incentive:Paid | 1279 | 12.82 |  | 1 | 105 |  | 100 |  | 2012-04-25 10:17 | 2012-04-26 | SIREN SALES - CALIFORNIA INC | Retrofit | Covina | Los Angeles | 91722 | Host Customer is System Owner | 5 |  | 2010033A | Fafco, Inc. | 500 Series | AC-24UX2-50G-50S | Indirect Forced Circulation (IF) | 48.8 |  | 8840 | Glycol | Advanced Controller with a Vacation or Holiday Mode | Solar Storage and Auxiliary Tanks are separate | 50 | 1 | 0.95 | 65 | Z09 | [18 empty] | Los Angeles | FALSE | 95.63 |  | 2011-06-01: 2012-02-02; 2011-08-03: 2012-04-25; 2011-09-20: 2012-04-26 | 4541 | 10041 | Up-front Payment
PGE-000921 | Single Family Residential | Domestic Hot Water | Gas | Pacific Gas and Electric | Incentive:Paid | 2719 | 18.59 |  | 1 | 181 |  | 181 |  | 2013-04-23 16:33 | 2013-05-15 | TESLA ENERGY OPERATIONS INC | Retrofit | SAN JOSE | Santa Clara | 95124 | Host Customer is System Owner | 4 |  | 2010136E | Heliodyne, Inc. | Heliopak | HPAK 016 2 406 G 80 ACS F | Indirect Forced Circulation (IF) | 53.9 |  | 406 001 | Glycol | Advanced Controller with a Vacation or Holiday Mode | Solar Storage with Tankless Auxiliary Water Heater | 80 | 1 | 1 | 55 | Z04 | [18 empty] | Count of Santa Clara | FALSE | 41.06 |  | 2012-02-02 | 2013-05-02 |  |  | 2013-04-23 | 2013-05-15 | 4175 | 7432.32 | Up-front Payment
PGE-000922 | Commercial/Multifamily Residential | Domestic Hot Water | Gas | Pacific Gas and Electric | Reservation:Canceled | 90794 | 17.16 |  | 2 | 4497 |  | 4497 |  |  |  |  | New Construction | Santa Rosa | Sonoma | 94507 | Host Customer is System Owner | [7 empty] | 1589.76 | 176.64 |  | Glycol | Other | Solar Storage and Auxiliary Tanks are separate |  | 1 | 1 | 5831 | Z02 |  |  | Other | 2010032B | 9 | 2 | 16738 | 4 | 530 | 1 | 1664000 | TRUE | 95 | 95 | [5 empty] | FALSE | 40.03 |  | 2011-06-01: 2012-02-02 | 4617 | 180000 | Up-front Payment
SCG-000925 | Single Family Residential | Domestic Hot Water | Gas | Southern California Gas Company | Incentive:Paid | 1279 | 12.82 |  | 1 | 105 |  | 100 |  | 2012-03-27 09:32 | 2012-04-30 | SIREN SALES - CALIFORNIA INC | Retrofit | West Covina | Los Angeles | 91790 | Host Customer is System Owner | 3 |  | 2010068A | Fafco, Inc. | 500 Series | AC-16UX3-50G-50S | Indirect Forced Circulation (IF) | 48 |  | 8890 | Glycol | Advanced Controller with a Vacation or Holiday Mode | Solar Storage and Auxiliary Tanks are separate | 50 | 1 | 0.95 | 45 | Z09 | [18 empty] | West Covina | FALSE | 89.16 |  | 2011-06-01: 2012-02-03; 2011-08-03: 2012-03-27; 2011-09-20: 2012-04-30 | 4537 | 9362 | Up-front Payment
PGE-000926 | Commercial/Multifamily Residential | Domestic Hot Water | Gas | Pacific Gas and Electric | Incentive:Paid | 6936 | 12.82 |  | 1 | 541 |  | 541 |  | 2012-02-22 10:09 | 2012-02-23 | OXYPOWER INC | Retrofit | San Francisco | San Francisco | 94114 | Host Customer is System Owner | [7 empty] | 160.68 | 40.17 |  | Glycol | Advanced Controller with a Vacation or Holiday Mode | Solar Storage and Auxiliary Tanks are separate |  | 1 | 1 | 336 | Z03 | 8 | Units | Apartments/Condos | 2010115A | 4 | 1 | 238 | 2 | 100 | 1 | 75000 | TRUE | 120 | 120 |  |  |  |  | City and County of San Francisco, California | FALSE | 40.3 |  | 2012-02-03 | 2012-02-23 | 2012-02-22 | 2012-02-23 | 2012-02-29 | 2012-03-02 | 4614 | 21800 | Up-front Payment
SCG-000927 | Single Family Residential | Domestic Hot Water | Gas | Southern California Gas Company | Incentive:Paid | 1111 | 12.82 |  | 1 | 102 |  | 87 |  | 2012-06-11 08:50 | 2012-06-20 | SIREN SALES - CALIFORNIA INC | Retrofit | Mission Viejo | Orange | 92692 | Host Customer is System Owner | 5 |  | 2010033A | Fafco, Inc. | 500 Series | AC-24UX2-50G-50S | Indirect Forced Circulation (IF) | 48.8 |  | 8840 | Automatic Drainback | Advanced Controller with a Vacation or Holiday Mode | Solar Storage and Auxiliary Tanks are separate | 50 | 0.85 | 1 | 65 | Z08 | [18 empty] | Orange County | FALSE | 91.67 |  | 2011-06-01: 2012-02-06; 2011-08-03: 2012-06-11; 2011-09-20: 2012-06-20 | 4505 | 9350.41 | Up-front Payment
SCG-000929 | Single Family Residential | Domestic Hot Water | Gas | Southern California Gas Company | Incentive:Paid | 1308 | 12.82 |  | 1 | 102 |  | 102 |  | 2012-06-11 11:40 | 2012-06-20 | SIREN SALES - CALIFORNIA INC | Retrofit | Mission Viejo | Orange | 92692 | Host Customer is System Owner | 2 |  | 2010033A | Fafco, Inc. | 500 Series | AC-24UX2-50G-50S | Indirect Forced Circulation (IF) | 48.8 |  | 8840 | Glycol | Advanced Controller with a Vacation or Holiday Mode | Solar Storage and Auxiliary Tanks are separate | 50 | 1 | 1 | 35 | Z08 | [18 empty] | Orange | FALSE | 91.67 |  | 2011-06-01: 2012-02-06; 2011-08-03: 2012-06-11; 2011-09-20: 2012-06-20 | 4482 | 9350.41 | Up-front Payment
SDG-000930 | Single Family Residential | Domestic Hot Water | Gas | San Diego Gas and Electric | Incentive:Paid | 1785 | 18.59 |  | 1 | 96 |  | 96 |  | 2012-08-30 12:00 | 2012-09-04 | SIREN SALES - CALIFORNIA INC | Retrofit | Lakeside | San Diego | 92040 | Host Customer is System Owner | 4 |  | 2007004G | Fafco, Inc. | 200 Series | VDB-24UX2-50G-50S, VDB-16UX3- 50G-50S | Indirect Forced Circulation (IF) | 48.8 |  | Sungrabber | Automatic Drainback |  | Solar Storage and Auxiliary Tanks are separate | 50 | 1 | 1 | 55 | Z10 | [18 empty] | San Diego | FALSE | 97.2 |  | 2011-06-01: 2012-02-06; 2011-08-03: 2012-08-30; 2011-09-20: 2012-09-04 | 4392 | 9331 | Up-front Payment
SCG-000932 | Single Family Residential | Domestic Hot Water | Gas | Southern California Gas Company | Incentive:Paid | 1108 | 12.82 |  | 1 | 108 |  | 86 |  | 2012-04-13 12:29 | 2012-04-26 | SIREN SALES - CALIFORNIA INC | Retrofit | Ontario | San Bernardino | 91762 | Host Customer is System Owner | 2 |  | 2010033A | Fafco, Inc. | 500 Series | AC-24UX2-50G-50S | Indirect Forced Circulation (IF) | 48.8 |  | 8840 | Glycol | Advanced Controller with a Vacation or Holiday Mode | Solar Storage and Auxiliary Tanks are separate | 50 | 1 | 0.8 | 35 | Z10 | [18 empty] | Ontario | FALSE | 85.04 |  | 2011-06-01: 2012-02-06; 2011-08-03: 2012-04-13; 2011-09-20: 2012-04-26 | 4541 | 9184.75 | Up-front Payment
SCG-000933 | Single Family Residential | Domestic Hot Water | Gas | Southern California Gas Company | Incentive:Paid | 2008 | 18.59 |  | 1 | 108 |  | 108 |  | 2013-10-14 16:32 | 2013-10-28 | SIREN SALES - CALIFORNIA INC | Retrofit | Rancho Cucamonga | San Bernardino | 91737 | Host Customer is System Owner | 2 |  | 2010068A | Fafco, Inc. | 500 Series | AC-16UX3-50G-50S | Indirect Forced Circulation (IF) | 48 |  | 8890 | Glycol | Advanced Controller with a Vacation or Holiday Mode | Solar Storage and Auxiliary Tanks are separate | 50 | 1 | 1 | 35 | Z10 | [18 empty] | San Bernardino | FALSE | 85.97 |  | 2011-06-01: 2012-02-06; 2011-08-03: 2013-10-14; 2011-09-20: 2013-10-28 | 4009 | 9284.75 | Up-front Payment
SCG-000934 | Single Family Residential | Domestic Hot Water | Gas | Southern California Gas Company | Incentive:Paid | 1971 | 18.59 |  | 1 | 106 |  | 106 |  | 2013-10-14 16:30 | 2013-10-29 | SIREN SALES - CALIFORNIA INC | Retrofit | Corona | Riverside | 92280 | Host Customer is System Owner | 6 |  | 2010068A | Fafco, Inc. | 500 Series | AC-16UX3-50G-50S | Indirect Forced Circulation (IF) | 48 |  | 8890 | Automatic Drainback |  | Solar Storage and Auxiliary Tanks are separate | 50 | 1 | 1 | 75 | Z15 | [18 empty] | Eastvale | FALSE | 86.69 |  | 2011-06-01: 2012-02-06; 2011-08-03: 2013-10-14; 2011-09-20: 2013-10-29 | 3999 | 9189.19 | Up-front Payment
SCG-000935 | Single Family Residential | Domestic Hot Water | Gas | Southern California Gas Company | Incentive:Paid | 1144 | 12.82 |  | 1 | 105 |  | 89 |  | 2012-06-18 07:22 | 2012-06-22 | SIREN SALES - CALIFORNIA INC | Retrofit | West Covina | Los Angeles | 91792 | Host Customer is System Owner | 3 |  | 2010068A | Fafco, Inc. | 500 Series | AC-16UX3-50G-50S | Indirect Forced Circulation (IF) | 48 |  | 8890 | Glycol | Advanced Controller with a Vacation or Holiday Mode | Solar Storage and Auxiliary Tanks are separate | 50 | 1 | 0.85 | 45 | Z09 | [18 empty] | LA County | FALSE | 89.16 |  | 2011-06-01: 2012-02-06; 2011-08-03: 2012-06-18; 2011-09-20: 2012-06-22 | 4498 | 9362 | Up-front Payment
SCG-000936 | Single Family Residential | Domestic Hot Water | Gas | Southern California Gas Company | Incentive:Paid | 1854 | 18.59 |  | 1 | 105 |  | 100 |  | 2012-08-30 11:23 | 2012-09-04 | SIREN SALES - CALIFORNIA INC | Retrofit | Whittier | Los Angeles | 90604 | Host Customer is System Owner | 5 |  | 2010033A | Fafco, Inc. | 500 Series | AC-24UX2-50G-50S | Indirect Forced Circulation (IF) | 48.8 |  | 8840 | Glycol | Advanced Controller with a Vacation or Holiday Mode | Solar Storage and Auxiliary Tanks are separate | 50 | 1 | 0.95 | 65 | Z09 | [18 empty] | Los Angeles | FALSE | 86.76 |  | 2011-06-01: 2012-02-06; 2011-08-03: 2012-08-30; 2011-09-20: 2012-09-04 | 4364 | 9110.17 | Up-front Payment
SDG-000938 | Single Family Residential | Domestic Hot Water | Gas | San Diego Gas and Electric | Incentive:Paid | 2008 | 18.59 |  | 1 | 108 |  | 108 |  | 2013-12-30 13:00 | 2014-02-19 | SIREN SALES - CALIFORNIA INC | Retrofit | Lakeside | San Diego | 92040 | Host Customer is System Owner | 4 |  | 2010033A | Fafco, Inc. | 500 Series | AC-24UX2-50G-50S | Indirect Forced Circulation (IF) | 48.8 |  | 8840 | Automatic Drainback |  | Solar Storage and Auxiliary Tanks are separate | 50 | 1 | 1 | 55 | Z10 | [18 empty] | San Diego County | FALSE | 85.74 |  | 2012-02-06 | 2014-01-02 |  |  | 2013-12-30 | 2014-02-19 | 3888 | 9260 | Up-front Payment
SCG-000939 | Single Family Residential | Domestic Hot Water | Gas | Southern California Gas Company | Incentive:Paid | 1907 | 18.59 |  | 1 | 108 |  | 103 |  | 2013-11-20 11:41 | 2013-11-26 | SIREN SALES - CALIFORNIA INC | Retrofit | Corona | Riverside | 92882 | Host Customer is System Owner | 5 |  | 2010033A | Fafco, Inc. | 500 Series | AC-24UX2-50G-50S | Indirect Forced Circulation (IF) | 48.8 |  | 8840 | Glycol | Advanced Controller with a Vacation or Holiday Mode | Solar Storage and Auxiliary Tanks are separate | 50 | 0.95 | 1 | 65 | Z10 | [18 empty] | Corona | FALSE | 84.04 |  | 2011-06-01: 2012-02-06; 2011-08-03: 2013-11-20; 2011-09-20: 2013-11-26 | 3980 | 9076.25 | Up-front Payment
SCG-000940 | Single Family Residential | Domestic Hot Water | Gas | Southern California Gas Company | Incentive:Paid | 1315 | 12.82 |  | 1 | 108 |  | 103 |  | 2012-04-27 10:22 | 2012-05-04 | SIREN SALES - CALIFORNIA INC | Retrofit | Riverside | Riverside | 92504 | Host Customer is System Owner | 2 |  | 2010033A | Fafco, Inc. | 500 Series | AC-24UX2-50G-50S | Indirect Forced Circulation (IF) | 48.8 |  | 8840 | Glycol | Advanced Controller with a Vacation or Holiday Mode | Solar Storage and Auxiliary Tanks are separate | 50 | 0.95 | 1 | 35 | Z10 | [18 empty] | Riverside | FALSE | 86.66 |  | 2011-06-01: 2012-02-06; 2011-08-03: 2012-04-27; 2011-09-20: 2012-05-04 | 4541 | 9359.5 | Up-front Payment
SDG-000941 | Single Family Residential | Domestic Hot Water | Electric | San Diego Gas and Electric | Incentive:Paid | 1153 |  | 0.37 | 1 |  | 3246 |  | 3116 | 2012-03-26 09:51 | 2012-06-29 | CLEANTECH ENERGY SOLUTIONS INC | Retrofit | Spring Valley | San Diego | 91977 | Host Customer is System Owner | 3 |  | 1993001K | SunEarth, Inc. | SolaRay | TE48P-80-1 | Indirect Forced Circulation (IF) | 49.3 |  | EP-24 | Glycol | Advanced Controller with a Vacation or Holiday Mode | Solar and Auxiliary Storage are the same Tank | 80 | 0.96 | 1 | 45 | Z10 | [18 empty] | San Diego County | FALSE |  | 2.08 | 2012-02-07 | 2012-05-02 |  |  | 2012-03-26 | 2012-06-29 | 4427 | 6758 | Up-front Payment
SCG-000943 | Single Family Residential | Domestic Hot Water | Gas | Southern California Gas Company | Incentive:Paid | 1747 | 18.59 |  | 1 | 94 |  | 94 |  | 2014-03-13 10:10 | 2014-03-24 | SIREN SALES - CALIFORNIA INC | Retrofit | Glendora | Los Angeles | 91741 | Host Customer is System Owner | 6 |  | 2007004G | Fafco, Inc. | 200 SERIES | 200-48SF-50G-50S | Indirect Forced Circulation (IF) | 48.78 |  | 2x8, 2x12 |  |  | Solar Storage and Auxiliary Tanks are separate | 49.929 | 1 | 1 | 75 | Z09 | [18 empty] | Los Angeles | FALSE | 96.92 |  | 2011-06-01: 2012-02-07; 2011-08-03: 2014-03-13; 2011-09-20: 2014-03-24 | 3855 | 9110.17 | Up-front Payment
SCG-000944 | Single Family Residential | Domestic Hot Water | Gas | Southern California Gas Company | Incentive:Paid | 1952 | 18.59 |  | 1 | 105 |  | 105 |  | 2013-11-22 13:46 | 2013-12-04 | SIREN SALES - CALIFORNIA INC | Retrofit | Glendora | Los Angeles | 91741 | Host Customer is System Owner | 5 |  | 2010068A | Fafco, Inc. | 500 SERIES | 500-48SF-50G-50S | Indirect Forced Circulation (IF) | 48.78 |  | 2x8, 2x12 | Automatic Drainback |  | Solar Storage and Auxiliary Tanks are separate | 49.929 | 1 | 1 | 65 | Z09 | [18 empty] | Los Angeles | FALSE | 86.76 |  | 2011-06-01: 2012-02-07; 2011-08-03: 2013-11-22; 2011-09-20: 2013-12-04 | 3965 | 9110.17 | Up-front Payment
SCG-000945 | Single Family Residential | Domestic Hot Water | Gas | Southern California Gas Company | Incentive:Paid | 1707 | 18.59 |  | 1 | 108 |  | 92 |  | 2013-10-08 13:01 | 2013-10-17 | SIREN SALES - CALIFORNIA INC | Retrofit | Rancho Cucamonga | San Bernardino | 91730 | Host Customer is System Owner | 4 |  | 2010068A | Fafco, Inc. | 500 Series | AC-16UX3-50G-50S | Indirect Forced Circulation (IF) | 48 |  | 8890 | Glycol | Advanced Controller with a Vacation or Holiday Mode | Solar Storage and Auxiliary Tanks are separate | 50 | 1 | 0.85 | 55 | Z10 | [18 empty] | San Bernardino | FALSE | 85.97 |  | 2011-06-01: 2012-02-07; 2011-08-03: 2013-10-08; 2011-09-20: 2013-10-17 | 4014 | 9284.75 | Up-front Payment
SCG-000946 | Single Family Residential | Domestic Hot Water | Gas | Southern California Gas Company | Incentive:Paid | 1385 | 12.82 |  | 1 | 108 |  | 108 |  | 2012-03-12 10:32 | 2012-03-14 | SIREN SALES - CALIFORNIA INC | Retrofit | Ontario | San Bernardino | 91762 | Host Customer is System Owner | 5 |  | 2010033A | Fafco, Inc. | 500 Series | AC-24UX2-50G-50S | Indirect Forced Circulation (IF) | 48.8 |  | 8840 | Glycol | Advanced Controller with a Vacation or Holiday Mode | Solar Storage and Auxiliary Tanks are separate | 50 | 1 | 1 | 65 | Z10 | [18 empty] | Ontario | FALSE | 85.9 |  | 2011-06-01: 2012-02-07; 2011-08-03: 2012-03-12; 2011-09-20: 2012-03-14 | 4593 | 9276.87 | Up-front Payment
SCG-000947 | Single Family Residential | Domestic Hot Water | Gas | Southern California Gas Company | Incentive:Paid | 1896 | 18.59 |  | 1 | 102 |  | 102 |  | 2012-08-09 08:52 | 2013-06-06 | SIREN SALES - CALIFORNIA INC | Retrofit | Lake Forest | Orange | 92630 | Host Customer is System Owner | 8 |  | 2010033A | Fafco, Inc. | 500 Series | AC-24UX2-50G-50S | Indirect Forced Circulation (IF) | 48.8 |  | 8840 | Glycol | Advanced Controller with a Vacation or Holiday Mode | Solar Storage and Auxiliary Tanks are separate | 50 | 1 | 1 | 95 | Z08 | [18 empty] | Lake Forest | FALSE | 90.85 |  | 2012-02-07 | 2012-10-12 |  |  | 2012-08-09 | 2013-06-06 | 4134 | 9266.4 | Up-front Payment
SCG-000949 | Single Family Residential | Domestic Hot Water | Gas | Southern California Gas Company | Incentive:Paid | 1144 | 12.82 |  | 1 | 105 |  | 89 |  | 2012-04-30 11:18 | 2012-05-04 | SIREN SALES - CALIFORNIA INC | Retrofit | Pomona | Los Angeles | 91768 | Host Customer is System Owner | 3 |  | 2010068A | Fafco, Inc. | 500 Series | AC-16UX3-50G-50S | Indirect Forced Circulation (IF) | 48 |  | 8890 | Glycol | Advanced Controller with a Vacation or Holiday Mode | Solar Storage and Auxiliary Tanks are separate | 50 | 1 | 0.85 | 45 | Z09 | [18 empty] | Pomona | FALSE | 89.51 |  | 2011-06-01: 2012-02-07; 2011-08-03: 2012-04-30; 2011-09-20: 2012-05-04 | 4541 | 9399 | Up-front Payment
SCG-000951 | Single Family Residential | Domestic Hot Water | Gas | Southern California Gas Company | Incentive:Paid | 1315 | 12.82 |  | 1 | 108 |  | 103 |  | 2012-03-12 09:20 | 2012-03-15 | SIREN SALES - CALIFORNIA INC | Retrofit | Chino Hills | San Bernardino | 91709 | Host Customer is System Owner | 3 |  | 2010033A | Fafco, Inc. | 500 Series | AC-24UX2-50G-50S | Indirect Forced Circulation (IF) | 48.8 |  | 8840 | Glycol | Advanced Controller with a Vacation or Holiday Mode | Solar Storage and Auxiliary Tanks are separate | 50 | 1 | 0.95 | 45 | Z10 | [18 empty] | Chino Hills | FALSE | 85.19 |  | 2011-06-01: 2012-02-07; 2011-08-03: 2012-03-12; 2011-09-20: 2012-03-15 | 4593 | 9200 | Up-front Payment
SCG-000952 | Single Family Residential | Domestic Hot Water | Gas | Southern California Gas Company | Incentive:Paid | 1896 | 18.59 |  | 1 | 102 |  | 102 |  | 2014-06-13 09:16 | 2014-06-23 | SIREN SALES - CALIFORNIA INC | Retrofit | Irvine | Orange | 92602 | Host Customer is System Owner | 6 |  | 2010068A | Fafco, Inc. | 500 SERIES | 500-48SF-50G-50S | Indirect Forced Circulation (IF) | 48.78 |  | 2x8, 2x12 | Glycol | Advanced Controller with a Vacation or Holiday Mode | Solar Storage and Auxiliary Tanks are separate | 50 | 1 | 1 | 75 | Z08 | [18 empty] | Orange | FALSE | 90.93 |  | 2011-06-01: 2012-02-07; 2011-08-03: 2014-06-13; 2011-09-20: 2014-06-23 | 3770 | 9275 | Up-front Payment
SCG-000953 | Single Family Residential | Domestic Hot Water | Gas | Southern California Gas Company | Incentive:Paid | 1077 | 12.82 |  | 1 | 105 |  | 84 |  | 2012-03-27 13:44 | 2012-03-28 | SIREN SALES - CALIFORNIA INC | Retrofit | Hacienda Heights | Los Angeles | 91745 | Host Customer is System Owner | 2 |  | 2010068A | Fafco, Inc. | 500 Series | AC-16UX3-50G-50S | Indirect Forced Circulation (IF) | 48 |  | 8890 | Glycol | Advanced Controller with a Vacation or Holiday Mode | Solar Storage and Auxiliary Tanks are separate | 50 | 1 | 0.8 | 35 | Z09 | [18 empty] | LA County | FALSE | 86.76 |  | 2011-06-01: 2012-02-07; 2011-08-03: 2012-03-27; 2011-09-20: 2012-03-28 | 4541 | 9110.17 | Up-front Payment
SCG-000954 | Single Family Residential | Domestic Hot Water | Gas | Southern California Gas Company | Incentive:Paid | 1242 | 12.82 |  | 1 | 102 |  | 97 |  | 2012-04-20 10:57 | 2012-04-26 | SIREN SALES - CALIFORNIA INC | Retrofit | Anaheim | Orange | 92802 | Host Customer is System Owner | 2 |  | 2010033A | Fafco, Inc. | 500 Series | AC-24UX2-50G-50S | Indirect Forced Circulation (IF) | 48.8 |  | 8840 | Automatic Drainback |  | Solar Storage with Tankless Auxiliary Water Heater | 50 | 1 | 0.95 | 35 | Z08 | [18 empty] | Anaheim | FALSE | 90.37 |  | 2011-06-01: 2012-02-07; 2011-08-03: 2012-04-20; 2011-09-20: 2012-04-26 | 4541 | 9217.64 | Up-front Payment
PGE-000955 | Single Family Residential | Domestic Hot Water | Propane | Pacific Gas and Electric | Incentive:Paid | 943 | 0.37 |  | 1 | 2740 |  | 2548 |  | 2012-02-08 11:08 | 2012-02-13 | SIERRA PACIFIC HOME & COMFORT INC | Retrofit | YUBA CITY | Sutter | 95993 | Host Customer is System Owner | 2 |  | 2001019A | ACR Solar International | Skyline System 5 | 200152C80EX2TG | Indirect Forced Circulation (IF) | 40.1 |  | 20-01 | Glycol | Advanced Controller with a Vacation or Holiday Mode | Solar Storage and Auxiliary Tanks are separate | 80 | 0.93 | 1 | 35 | Z11 | [18 empty] | Sutter County | FALSE | 3.07 |  | 2012-02-08 | 2012-02-09 |  |  | 2012-02-08 | 2012-02-13 | 4635 | 8418 | Up-front Payment
PGE-000956 | Single Family Residential | Domestic Hot Water | Propane | Pacific Gas and Electric | Incentive:Paid | 1086 | 0.37 |  | 1 | 3252 |  | 2935 |  | 2012-03-20 09:10 | 2012-04-23 | SOLARPONICS INC | Retrofit | ARROYO GRANDE | San Luis Obispo | 93420 | Host Customer is System Owner | 4 |  | 6C4R-18PV6T-OL80-G | EchoFirst |  | 6C4R-18PV6T-OL80-G | Indirect Thermosyphon (IT) | 115.17 |  | CL-T-370 |  |  | Solar Storage and Auxiliary Tanks are separate | 80 | 0.95 | 0.95 | 55 | Z05 | [18 empty] | San Luis Obispo County | FALSE | 3.63 |  | 2011-06-01: 2012-02-08; 2011-08-03: 2012-03-20; 2011-09-20: 2012-04-23 | 4560 | 11800 | Up-front Payment
SCE-000957 | Single Family Residential | Domestic Hot Water | Electric | Southern California Edison | Incentive:Paid | 991 |  | 0.37 | 1 |  | 2819 |  | 2678 | 2012-04-12 12:52 | 2012-06-12 | ABC SOLAR INCORPORATED | Retrofit | Palos Verdes Estates | Los Angeles | 90274 | Host Customer is System Owner | 6 |  | 2009139B | Apricus Inc. | APSS_CLOSED_BPHE_AP60_DT-FTD_STD-E | APSS_CLOSED_BPHE_AP60_DT-FTD_STD-E | Indirect Forced Circulation (IF) | 89.5 |  | AP-30 | Glycol | Advanced Controller with a Vacation or Holiday Mode | Solar Storage and Auxiliary Tanks are separate | 120 | 1 | 0.95 | 75 | Z06 | [18 empty] | City of PVE | FALSE |  | 4.79 | 2012-02-09 | 2012-05-01 |  |  | 2012-04-12 | 2012-06-12 | 4513 | 13499 | Up-front Payment
PGE-000958 | Single Family Residential | Domestic Hot Water | Gas | Pacific Gas and Electric | Incentive:Paid | 1875 | 12.82 |  | 1 | 169 |  | 169 |  | 2012-02-28 11:54 | 2012-03-13 | F W H ACQUISITION CO LLC | Retrofit | SAN MATEO | San Mateo | 94403 | Host Customer is System Owner | 2 |  | 2009146A | Apricus Inc. | APSS_CLOSED_AP30_FTB_PBGT | APSS_CLOSED_AP30_FTB_PBGT | Indirect Forced Circulation (IF) | 44.8 |  | AP-30 | Glycol | Advanced Controller with a Vacation or Holiday Mode | Solar Storage with Tankless Auxiliary Water Heater | 80 | 1 | 1 | 35 | Z03 | [18 empty] | SAN MATEO | FALSE | 54.96 |  | 2012-02-09 | 2012-03-08 |  |  | 2012-02-28 | 2012-03-13 | 4603 | 9287.71 | Up-front Payment
SDG-000959 | Commercial/Multifamily Residential | Domestic Hot Water | Gas | San Diego Gas and Electric | Incentive:Paid | 6359 | 12.82 |  | 1 | 496 |  | 496 |  | 2012-03-10 09:30 | 2012-03-12 | CALIFORNIA SOLAR THERMAL INC | Retrofit | San Diego | San Diego | 92103 | Host Customer is System Owner | [7 empty] | 166.02 | 27.67 |  | Glycol | Steam Back | Solar Storage and Auxiliary Tanks are separate |  | 1 | 1 | 336 | Z07 | 8 | Units | Apartments/Condos | 2009046A | 6 | 6 | 216 | 2 | 50 | 1 | 65000 | TRUE | 140 | 140 |  |  |  |  | San Diego | FALSE | 43.35 |  | 2012-02-10 | 2012-04-02 | 2012-03-10 | 2012-03-12 | 2012-03-31 | 2012-04-10 | 4562 | 21500 | Up-front Payment
SDG-000960 | Commercial/Multifamily Residential | Domestic Hot Water | Gas | San Diego Gas and Electric | Incentive:Paid | 6359 | 12.82 |  | 1 | 496 |  | 496 |  | 2012-03-10 09:42 | 2012-03-12 | CALIFORNIA SOLAR THERMAL INC | Retrofit | San Diego | San Diego | 92103 | Host Customer is System Owner | [7 empty] | 166.02 | 27.67 |  | Glycol | Steam Back | Solar Storage and Auxiliary Tanks are separate |  | 1 | 1 | 336 | Z07 | 8 | Units | Apartments/Condos | 2009046A | 6 | 6 | 216 | 2 | 75 | 1 | 75000 | TRUE | 140 | 140 |  |  |  |  | San Diego | FALSE | 43.35 |  | 2012-02-10 | 2012-04-02 | 2012-03-10 | 2012-03-12 | 2012-03-31 | 2012-04-10 | 4562 | 21500 | Up-front Payment
PGE-000961 | Single Family Residential | Domestic Hot Water | Gas | Pacific Gas and Electric | Incentive:Paid | 1875 | 12.82 |  | 1 | 164 |  | 164 |  | 2012-04-26 12:29 | 2012-05-14 | F W H ACQUISITION CO LLC | Retrofit | Benicia | Solano | 94510 | Host Customer is System Owner | 4 |  | 2009146A | Apricus Inc. | APSS_CLOSED_AP30_FTB_PBGT | APSS_CLOSED_AP30_FTB_PBGT | Indirect Forced Circulation (IF) | 44.8 |  | AP-30 | Glycol | Advanced Controller with a Vacation or Holiday Mode | Solar Storage with Tankless Auxiliary Water Heater | 80 | 1 | 1 | 55 | Z12 | [18 empty] | City of Benicia | FALSE | 49.55 |  | 2011-06-01: 2012-02-11; 2011-08-03: 2012-04-26; 2011-09-20: 2012-05-14 | 4544 | 8125.81 | Up-front Payment
PGE-000962 | Single Family Residential | Domestic Hot Water | Electric | Pacific Gas and Electric | Incentive:Paid | 1065 |  | 0.37 | 1 |  | 3198 |  | 2878 | 2012-03-05 12:39 | 2012-03-30 | SCURFIELD SOLAR AND HEATING | Retrofit | MCKINLEYVILLE | Humboldt | 95519 | Host Customer is System Owner | 5 |  | 2011028B | Schuco USA LLLP | Premium Package | Premium III - 115E | Indirect Forced Circulation (IF) | 87 |  | CTE 520 CH 1 | Glycol | Advanced Controller with a Vacation or Holiday Mode | Solar and Auxiliary Storage are the same Tank | 115 | 0.9 | 1 | 65 | Z01 | [18 empty] | Humboldt County | FALSE |  | 5.09 | 2012-02-13 | 2012-03-09 |  |  | 2012-03-05 | 2012-03-30 | 4586 | 16264.06 | Up-front Payment
SCG-000963 | Commercial/Multifamily Residential | Domestic Hot Water | Gas | Southern California Gas Company | Incentive:Paid | 17384 | 12.82 |  | 1 | 1356 |  | 1356 |  | 2012-03-02 09:21 | 2012-03-05 | ALL VALLEY SOLAR INC | Retrofit | Thousand Oaks | Ventura | 91362 | Host Customer is System Owner | [7 empty] | 408.6 | 40.86 |  | Drainback |  | Solar Storage and Auxiliary Tanks are separate |  | 1 | 1 | 840 | Z09 | 20 | Units | Apartments/Condos | 2006024E | 10 | 1 | 506 | 4 | 180 | 2 | 199000 | TRUE | 120 | 120 |  |  |  |  | City of Thousand Oaks | FALSE | 22.08 |  | 2012-02-13 |  | 2012-03-02 | 2012-03-05 | 2012-03-29 | 2012-05-11 | 4519 | 29939 | Up-front Payment
PGE-000965 | Single Family Residential | Domestic Hot Water | Electric | Pacific Gas and Electric | Incentive:Paid | 950 |  | 0.37 | 1 |  | 2567 |  | 2567 | 2012-02-21 11:23 | 2012-02-29 | SCURFIELD SOLAR AND HEATING | Retrofit | Trinidad | Humboldt | 95570 | Host Customer is System Owner | 4 |  | 2006022D | Solene | Solene/Corona Drainback | SLCO64DC-80DB | Indirect Forced Circulation (IF) | 63.6 |  | SLCO-32 | Automatic Drainback |  | Solar and Auxiliary Storage are the same Tank | 80 | 1 | 1 | 55 | Z01 | [18 empty] | Trinidad | FALSE |  | 6.01 | 2012-02-13 | 2012-02-27 |  |  | 2012-02-21 | 2012-02-29 | 4614 | 15424.07 | Up-front Payment
PGE-000966 | Commercial/Multifamily Residential | Domestic Hot Water | Gas | Pacific Gas and Electric | Incentive:Paid | 4621 | 14.53 |  | 1 | 318 |  | 318 |  | 2012-05-31 11:31 | 2012-06-12 | OXYPOWER INC | Retrofit | San Francisco | San Francisco | 94117 | Host Customer is System Owner | [7 empty] | 96.66 | 32.22 |  | Glycol | Advanced Controller with a Vacation or Holiday Mode | Solar Storage and Auxiliary Tanks are separate |  | 1 | 1 | 210 | Z03 | 5 | Units | Apartments/Condos | 2010115D | 3 | 1 | 160 | 2 | 75 | 1 | 70000 | TRUE | 135 | 135 |  |  |  |  | City and County of San Francisco, California | FALSE | 46.88 |  | 2012-02-14 |  | 2012-05-31 | 2012-06-12 | 2012-09-06 | 2012-09-11 | 4393 | 14907 | Up-front Payment
SCG-000969 | Single Family Residential | Domestic Hot Water | Gas | Southern California Gas Company | Incentive:Paid | 1128 | 12.82 |  | 1 | 88 |  | 88 |  | 2012-03-12 07:50 | 2012-03-14 | SUNTREK INDUSTRIES INC | Retrofit | Newport Beach | Orange | 92657 | Host Customer is System Owner | 4 |  | 2001002C | SunEarth, Inc. | CopperHeart | CP-40G | Direct Integral Collector Storage (DI) | 24.9 |  | (No Model Number) |  |  | Solar Storage with Tankless Auxiliary Water Heater | 40 | 1 | 1 | 55 | Z06 | [18 empty] | Newport Beach | FALSE | 68.18 |  | 2011-06-01: 2012-02-15; 2011-08-03: 2012-03-12; 2011-09-20: 2012-03-14 | 4593 | 6000 | Up-front Payment
PGE-000972 | Single Family Residential | Domestic Hot Water | Gas | Pacific Gas and Electric | Incentive:Paid | 1053 | 12.82 |  | 1 | 91 |  | 82 |  | 2012-03-23 06:33 | 2012-04-05 | SUNTREK INDUSTRIES INC | Retrofit | MORGAN HILL | Santa Clara | 95037 | Host Customer is System Owner | 4 |  | 2001002C | SunEarth, Inc. | CopperHeart | CP-40G | Direct Integral Collector Storage (DI) | 24.9 |  | (No Model Number) |  |  | Solar and Auxiliary Storage are the same Tank | 40 | 0.95 | 0.95 | 55 | Z04 | [18 empty] | Morgon Hills | FALSE | 82.41 |  | 2012-02-15 | 2012-03-30 |  |  | 2012-03-23 | 2012-04-05 | 4580 | 7499.54 | Up-front Payment
PGE-000973 | Single Family Residential | Domestic Hot Water | Electric | Pacific Gas and Electric | Incentive:Paid | 1630 |  | 0.54 | 1 |  | 3018 |  | 3018 | 2012-12-11 15:02 | 2013-01-02 | TESLA ENERGY OPERATIONS INC | Retrofit | CUPERTINO | Santa Clara | 95014 | Host Customer is System Owner | 2 |  | 2009034B | Heliodyne, Inc. | Heliopak | HPAK 016 1 410 G 80 ACS | Indirect Forced Circulation (IF) | 40.2 |  | 410 001 | Glycol | Advanced Controller with a Vacation or Holiday Mode | Solar and Auxiliary Storage are the same Tank | 80 | 1 | 1 | 35 | Z04 | [18 empty] | City of Cupertino | FALSE |  | 3.05 | 2012-02-16 | 2012-12-12 |  |  | 2012-12-11 | 2013-01-02 | 4310 | 9213 | Up-front Payment
SCG-000974 | Commercial/Multifamily Residential | Domestic Hot Water | Gas | Southern California Gas Company | Incentive:Paid | 39306 | 12.82 |  | 1 | 3066 |  | 3066 |  | 2012-03-14 06:47 | 2012-03-14 | SUNUP ENERGY | Retrofit | Desert Hot Springs | Riverside | 92240 | Host Customer is System Owner | [7 empty] | 885.44 | 27.67 |  | Glycol | Steam Back | Solar Storage and Auxiliary Tanks are separate |  | 1 | 1 | 1650 | Z15 | 110 | Units | Hotels/Motels | 2009046A | 32 | 3 | 1550 | 1 | 119 | 1 | 650000 | TRUE | 140 | 140 |  |  |  | SunReports - SR1000GVFS5-100 | City of Desert Hot Springs | FALSE | 29.35 |  | 2012-02-16 |  | 2012-03-14 |  | 2012-04-23 | 2012-05-29 | 4513 | 90000 | Up-front Payment
SCG-000975 | Commercial/Multifamily Residential | Domestic Hot Water | Gas | Southern California Gas Company | Incentive:Paid | 14807 | 12.82 |  | 1 | 1052 |  | 1052 |  | 2012-03-12 11:30 | 2012-03-14 | ENVIRONMENTAL SOLAR DESIGN INC | Retrofit | San Gabriel | Los Angeles | 91775 | Host Customer is System Owner | [7 empty] | 327.2 | 40.9 |  | Glycol | Advanced Controller with a Vacation or Holiday Mode | Solar Storage and Auxiliary Tanks are separate |  | 1 | 1 | 710 | Z09 | 17 | Units | Apartments/Condos | 2007032A | 8 | 1 | 490 | 1 | 100 | 1 | 270000 | TRUE | 120 | 130 |  |  |  |  | San Gabriel | FALSE | 35.75 |  | 2012-02-20 |  | 2012-03-12 | 2012-03-14 | 2012-04-13 | 2012-04-30 | 4541 | 37610 | Up-front Payment
SCG-000976 | Single Family Residential | Domestic Hot Water | Gas | Southern California Gas Company | Incentive:Paid | 1231 | 12.82 |  | 1 | 96 |  | 96 |  | 2012-03-27 13:40 | 2012-03-28 | SIREN SALES - CALIFORNIA INC | Retrofit | Moreno Valley | Riverside | 92557 | Host Customer is System Owner | 2 |  | 2007004G | Fafco, Inc. | 200 Series | VDB-24UX2-50G-50S, VDB-16UX3- 50G-50S | Indirect Forced Circulation (IF) | 48.8 |  | Sungrabber | Automatic Drainback |  | Solar Storage and Auxiliary Tanks are separate | 50 | 1 | 1 | 35 | Z10 | [18 empty] | Moreno Valley | FALSE | 97.57 |  | 2011-06-01: 2012-02-21; 2011-08-03: 2012-03-27; 2011-09-20: 2012-03-28 | 4541 | 9366.31 | Up-front Payment
SDG-000977 | Single Family Residential | Domestic Hot Water | Gas | San Diego Gas and Electric | Incentive:Paid | 1461 | 12.82 |  | 1 | 120 |  | 114 |  | 2012-03-15 09:01 | 2012-03-15 | SOLAR SERVICES OF SAN DIEGO INC | Retrofit | escondido | San Diego | 92025 | Host Customer is System Owner | 4 |  | 2001016C | Solahart Industries | SOLAHART | ASG 302J & ASG 302J Free Heat | Indirect Thermosyphon (IT) | 42.7 |  | J | Glycol | HartStat, or equivalent | Solar Storage and Auxiliary Tanks are separate | 80 | 1 | 0.95 | 55 | Z10 | [18 empty] | san diego county | FALSE | 56.25 |  | 2011-06-01: 2012-02-21; 2011-08-03: 2012-03-15; 2011-09-20: 2012-03-15 | 4588 | 6750 | Up-front Payment
SDG-000978 | Single Family Residential | Domestic Hot Water | Electric | San Diego Gas and Electric | Incentive:Paid | 928 |  | 0.37 | 1 |  | 2508 |  | 2508 | 2012-04-09 08:48 | 2012-04-09 | SOLAR SERVICES OF SAN DIEGO INC | Retrofit | spring valley | San Diego | 91978 | Host Customer is System Owner | 4 |  | 2001010C | Solahart Industries | SOLAHART | 302J & 302J Free Heat | Indirect Thermosyphon (IT) | 42.7 |  | J | Glycol | HartStat, or equivalent | Solar and Auxiliary Storage are the same Tank | 80 | 1 | 1 | 55 | Z10 | [18 empty] | san diego county | FALSE |  | 2.69 | 2012-02-21 | 2012-04-09 |  |  | 2012-04-09 | 2012-04-09 | 4562 | 6750 | Up-front Payment
PGE-000981 | Commercial/Multifamily Residential | Domestic Hot Water | Gas | Pacific Gas and Electric | Incentive:Paid | 8115 | 12.82 |  | 1 | 633 |  | 633 |  | 2012-03-01 12:24 | 2012-03-06 | OXYPOWER INC | Retrofit | San Francisco | San Francisco | 94114 | Host Customer is System Owner | [7 empty] | 200 | 40 |  | Glycol | Advanced Controller with a Vacation or Holiday Mode | Solar Storage and Auxiliary Tanks are separate |  | 1 | 1 | 336 | Z03 | 8 | Units | Apartments/Condos | 2010115A | 5 | 1 | 357 | 3 | 82 | 1 | 156000 | TRUE | 130 | 130 |  |  |  |  | City and County of San Francisco, California | FALSE | 47.39 |  | 2012-02-22 | 2012-03-02 | 2012-03-01 | 2012-03-06 | 2012-05-08 | 2012-06-22 | 4503 | 29995 | Up-front Payment
SCG-000982 | Single Family Residential | Domestic Hot Water | Gas | Southern California Gas Company | Incentive:Canceled | 1875 | 12.82 |  | 1 | 170 |  | 170 |  | 2012-03-05 16:49 |  | SUNTREK INDUSTRIES INC | Retrofit | Beverly Hills | Los Angeles | 90210 | Host Customer is System Owner | 4 |  | 2011043A | Free Hot Water | Freedom | 5002 XG | Indirect Forced Circulation (IF) | 44.6 |  | FHW-FC50221 | Glycol |  | Solar Storage and Auxiliary Tanks are separate | 75 | 1 | 1 | 55 | Z09 | [18 empty] | Los Angeles | FALSE | 44.12 |  | 2011-06-01: 2012-02-23; 2011-06-21: 2012-03-12; 2011-08-03: 2012-03-05 | 4611 | 7500 | Up-front Payment
SCE-000985 | Single Family Residential | Domestic Hot Water | Propane | Southern California Edison | Incentive:Paid | 1263 | 0.37 |  | 1 | 4248 |  | 3430 |  | 2012-06-12 15:02 | 2012-06-18 | ADVANCED CONSERVATION SYSTEMS INC | Retrofit | Palmdale | Los Angeles | 93550 | Host Customer is System Owner | 3 |  | 2001028F | SunEarth, Inc. | Cascade | ECRD-48-80-2G | Indirect Forced Circulation (IF) | 49.5 |  | EC-24 | Automatic Drainback |  | Solar Storage and Auxiliary Tanks are separate | 80 | 0.85 | 0.95 | 45 | Z14 | [18 empty] | County of Los Angeles | FALSE | 1.85 |  | 2011-06-01: 2012-02-23; 2011-08-03: 2012-06-12; 2011-09-20: 2012-06-18 | 4510 | 7875 | Up-front Payment
PGE-000986 | Commercial/Multifamily Residential | Domestic Hot Water | Gas | Pacific Gas and Electric | Incentive:Paid | 2474 | 12.82 |  | 1 | 193 |  | 193 |  | 2012-05-21 10:45 | 2012-05-31 | B M I INC | Retrofit | Roseville | Placer | 95678 | Host Customer is System Owner | [7 empty] | 122.7 | 40.9 |  | Glycol | Advanced Controller with a Vacation or Holiday Mode | Solar Storage and Auxiliary Tanks are separate |  | 1 | 1 | 130 | Z12 | 10 | Persons | Women's Dormitories | 2007032A | 3 | 1 | 240 | 2 | 40 | 1 | 40000 | TRUE | 85 | 120 |  |  |  |  | City of Roseville, Placer, CA | FALSE | 304.96 |  | 2012-02-23 | 2012-05-23 | 2012-05-21 | 2012-05-31 | 2012-06-14 | 2012-06-29 | 4490 | 58858 | Up-front Payment
SCE-000987 | Single Family Residential | Domestic Hot Water | Propane | Southern California Edison | Incentive:Paid | 1263 | 0.37 |  | 1 | 3721 |  | 3721 |  | 2012-03-05 15:01 | 2012-03-06 | ADVANCED CONSERVATION SYSTEMS INC | Retrofit | Leona Valley | Los Angeles | 93551 | Host Customer is System Owner | 4 |  | 2001028A | SunEarth, Inc. | Cascade | EPRD-40-80-2G | Indirect Forced Circulation (IF) | 40.9 |  | EP-40 | Automatic Drainback |  | Solar Storage and Auxiliary Tanks are separate | 80 | 1 | 1 | 55 | Z14 | [18 empty] | County of Los Angeles | FALSE | 1.89 |  | 2011-06-01: 2012-02-23; 2011-08-03: 2012-03-05; 2011-09-20: 2012-03-06 | 4609 | 7035 | Up-front Payment
SCG-000988 | Single Family Residential | Domestic Hot Water | Gas | Southern California Gas Company | Incentive:Paid | 1875 | 12.82 |  | 1 | 170 |  | 170 |  | 2012-03-05 16:49 | 2012-03-14 | SUNTREK INDUSTRIES INC | Retrofit | Beverly Hills | Los Angeles | 90210 | Host Customer is System Owner | 4 |  | 2011043A | Free Hot Water | Freedom | 5002 XG | Indirect Forced Circulation (IF) | 44.6 |  | FHW-FC50221 | Glycol | Advanced Controller with a Vacation or Holiday Mode | Solar Storage with Tankless Auxiliary Water Heater | 75 | 1 | 1 | 55 | Z09 | [18 empty] | Los Angeles | FALSE | 44.12 |  | 2011-06-01: 2012-02-23; 2011-08-03: 2012-03-05; 2011-09-20: 2012-03-14 | 4593 | 7500 | Up-front Payment
SCG-000989 | Low Income Multifamily Residential | Domestic Hot Water | Gas | Southern California Gas Company | Incentive:Paid | 16442 | 19.23 |  | 1 | 855 |  | 855 |  | 2013-03-08 08:51 | 2013-05-09 | THE SOLAR ENERGY COMPANY INC | New Construction | Ventura | Ventura | 93003 | Host Customer is System Owner |  |  | 2001002C | SunEarth, Inc. | CopperHeart | CP-40G | Direct Integral Collector Storage (DI) | 24.9 |  | (No Model Number) |  |  | Solar and Auxiliary Storage are the same Tank | 360 | 1 | 1 | 0 | Z09 | [11 empty] | FALSE | [6 empty] | Ventura City | FALSE | 49.5 |  | 2012-02-23 |  | 2013-03-08 | 2013-05-09 | 2013-09-12 | 2013-09-13 | 4044 | 42323 | Up-front Payment
PGE-000990 | Commercial/Multifamily Residential | Domestic Hot Water | Gas | Pacific Gas and Electric | Incentive:Paid | 10723 | 14.53 |  | 1 | 738 |  | 738 |  | 2012-03-19 10:35 | 2012-03-29 | SUN LIGHT & POWER | New Construction | San Francisco |  | 94103 | Host Customer is System Owner | [7 empty] | 200.85 | 40.17 |  | Glycol | Advanced Controller with a Vacation or Holiday Mode | Solar Storage and Auxiliary Tanks are separate |  | 1 | 1 | 920 | Z03 | 23 | Units | Apartments/Condos | 2010115A | 5 | 1 | 200 | 1 | 100 | 1 | 250000 | TRUE | 120 | 120 |  |  |  |  | City of San Francisco | FALSE | 49.38 |  | 2012-02-27 |  | 2012-03-19 | 2012-03-29 | 2013-03-28 | 2013-04-01 | 4219 | 36442 | Up-front Payment
PGE-000991 | Single Family Residential | Domestic Hot Water | Electric | Pacific Gas and Electric | Incentive:Paid | 655 |  | 0.37 | 1 |  | 2264 |  | 1770 | 2012-03-23 15:14 | 2012-03-30 | HORIZON ENERGY SYSTEMS INC | Retrofit | SUNNYVALE | Santa Clara | 94087 | Host Customer is System Owner | 2 |  | 1995002D | Thermal Conversion Technology, Inc. (TCT Solar) | ProgressivTube | PT-50-CN | Direct Integral Collector Storage (DI) | 32.1 |  | (No Model Number) |  |  | Solar and Auxiliary Storage are the same Tank | 50 | 0.92 | 0.85 | 35 | Z04 | [18 empty] | Sunnyvale | FALSE |  | 3.66 | 2012-02-24 | 2012-03-30 |  |  | 2012-03-23 | 2012-03-30 | 4586 | 8280 | Up-front Payment
PGE-000994 | Single Family Residential | Domestic Hot Water | Electric | Pacific Gas and Electric | Incentive:Paid | 885 |  | 0.37 | 1 |  | 2393 |  | 2393 | 2012-05-31 10:21 | 2012-06-12 | ACR SOLAR INTERNATIONAL CORP | Retrofit | Lincoln | Placer | 95648 | Host Customer is System Owner | 2 |  | 2000007A | ACR Solar International | Skyline System 5 | 200152C80EX | Indirect Forced Circulation (IF) | 40.1 |  | 20-01 | Glycol | Advanced Controller with a Vacation or Holiday Mode | Solar and Auxiliary Storage are the same Tank | 80 | 1 | 1 | 35 | Z11 | [18 empty] | Placer County | FALSE |  | 3.01 | 2012-02-29 | 2012-06-06 |  |  | 2012-05-31 | 2012-06-12 | 4505 | 7200.5 | Up-front Payment
SDG-000995 | Single Family Residential | Domestic Hot Water | Electric | San Diego Gas and Electric | Incentive:Paid | 1472 |  | 0.54 | 1 |  | 3486 |  | 2726 | 2012-12-24 07:56 | 2013-03-06 | A S I HASTINGS INC | Retrofit | Bonita | San Diego | 91902 | Host Customer is System Owner | 6 |  | 2009033B | Rheem Water Heaters | SolPak | RS120-64BP,RMS120-64P,RUS120-64P | Indirect Forced Circulation (IF) | 65.7 |  | RS32-BP | Glycol | Advanced Controller with a Vacation or Holiday Mode | Solar and Auxiliary Storage are the same Tank | 120 | 0.92 | 0.85 | 75 | Z10 | [18 empty] | SAN DIEGO COUNTY | FALSE |  | 2.92 | 2012-02-29 | 2013-01-08 |  |  | 2012-12-24 | 2013-03-06 | 4245 | 10165 | Up-front Payment
PGE-000996 | Commercial/Multifamily Residential | Domestic Hot Water | Gas | Pacific Gas and Electric | Incentive:Paid | 27098 | 14.53 |  | 1 | 1865 |  | 1865 |  | 2012-04-24 14:44 | 2012-05-17 | MARK FREY | Retrofit | Concord | Contra Costa | 94520 | Host Customer is System Owner | [7 empty] | 397.8 | 39.78 |  | Drainback |  | Solar and Auxiliary Storage are the same Tank |  | 1 | 1 | 2722 | Z12 | 1800 | Pounds of Laundry | Coin-op Laundries | 2007039F | 10 | 1 | 480 | 4 | 0 | 0 | 597000 | TRUE | 115 | 120 |  |  |  |  | Concoed,Calif | FALSE | 22.15 |  | 2012-03-01 | 2012-04-24 | 2012-04-24 | 2012-05-17 | 2012-07-05 | 2012-07-12 | 4393 | 41310 | Up-front Payment
PGE-000997 | Commercial/Multifamily Residential | Domestic Hot Water | Gas | Pacific Gas and Electric | Incentive:Paid | 2461 | 12.82 |  | 1 | 192 |  | 192 |  | 2012-04-03 17:16 | 2012-04-25 | Self Installer | Retrofit | Sacramento | Sacramento | 95820 | Host Customer is System Owner |  |  | 2009009A | Harpiris Energy, LLC | SunCache | SCG-50-GTL | Indirect Integral Collector Storage (II) | 34.6 |  | 10001 |  |  | Solar Storage with Tankless Auxiliary Water Heater | 0 | 1 | 1 | 0 | Z12 | [11 empty] | FALSE | [6 empty] | City of Sacramento | FALSE | 29.63 |  | 2012-03-03 | 2012-07-02 | 2012-04-03 | 2012-04-25 | 2012-05-23 | 2012-07-02 | 4490 | 5689 | Up-front Payment
PGE-000998 | Commercial/Multifamily Residential | Domestic Hot Water | Gas | Pacific Gas and Electric | Incentive:Paid | 1231 | 12.82 |  | 1 | 96 |  | 96 |  | 2012-04-03 17:17 | 2012-04-25 | Self Installer | Retrofit | Sacramento | Sacramento | 95820 | Host Customer is System Owner |  |  | 2009009A | Harpiris Energy, LLC | SunCache | SCG-50-GTL | Indirect Integral Collector Storage (II) | 34.6 |  | 10001 |  |  | Solar Storage with Tankless Auxiliary Water Heater |  | 1 | 1 | 0 | Z12 | [11 empty] | FALSE | [6 empty] | City of Sacramento | FALSE | 30.09 |  | 2012-03-03 |  | 2012-04-03 | 2012-04-25 | 2012-05-23 | 2012-07-02 | 4491 | 2889 | Up-front Payment
PGE-000999 | Commercial/Multifamily Residential | Domestic Hot Water | Gas | Pacific Gas and Electric | Incentive:Paid | 2461 | 12.82 |  | 1 | 192 |  | 192 |  | 2012-04-03 17:17 | 2012-04-25 | Self Installer | Retrofit | Sacramento | Sacramento | 95820 | Host Customer is System Owner |  |  | 2009009A | Harpiris Energy, LLC | SunCache | SCG-50-GTL | Indirect Integral Collector Storage (II) | 34.6 |  | 10001 |  |  | Solar Storage with Tankless Auxiliary Water Heater | 0 | 1 | 1 | 0 | Z12 | [11 empty] | FALSE | [6 empty] | City of Sacramento | FALSE | 29.63 |  | 2012-03-03 |  | 2012-04-03 | 2012-04-25 | 2012-05-23 | 2012-07-02 | 4491 | 5689 | Up-front Payment
PGE-001000 | Commercial/Multifamily Residential | Domestic Hot Water | Gas | Pacific Gas and Electric | Incentive:Paid | 1846 | 12.82 |  | 1 | 192 |  | 144 |  | 2012-04-03 17:18 | 2012-04-25 | Self Installer | Retrofit | Sacramento | Sacramento | 95820 | Host Customer is System Owner |  |  | 2009009A | Harpiris Energy, LLC | SunCache | SCG-50-GTL | Indirect Integral Collector Storage (II) | 34.6 |  | 10001 |  |  | Solar Storage with Tankless Auxiliary Water Heater |  | 1 | 0.75 | 0 | Z12 | [11 empty] | FALSE | [6 empty] | City of Sacramento | FALSE | 29.63 |  | 2012-03-03 |  | 2012-04-03 | 2012-04-25 | 2012-05-23 | 2012-07-02 | 4491 | 5689 | Up-front Payment
PGE-001001 | Commercial/Multifamily Residential | Domestic Hot Water | Gas | Pacific Gas and Electric | Incentive:Paid | 950 | 12.82 |  | 1 | 78 |  | 74 |  | 2012-04-03 17:19 | 2012-04-25 | Self Installer | Retrofit | Sacramento | Sacramento | 95820 | Host Customer is System Owner |  |  | 2009006A | Harpiris Energy, LLC | SunCache | SCU-50-GS | Indirect Integral Collector Storage (II) | 31 |  | 10001 |  |  | Solar Storage with Tankless Auxiliary Water Heater | 1 | 1 | 0.95 | 0 | Z12 | [11 empty] | FALSE | [6 empty] | City of Sacramento | FALSE | 72.94 |  | 2012-03-03 |  | 2012-04-03 | 2012-04-25 | 2012-05-23 | 2012-07-02 | 4491 | 5689 | Up-front Payment
PGE-001002 | Commercial/Multifamily Residential | Domestic Hot Water | Gas | Pacific Gas and Electric | Incentive:Paid | 1231 | 12.82 |  | 1 | 96 |  | 96 |  | 2012-04-03 17:19 | 2012-04-25 | Self Installer | Retrofit | Sacramento | Sacramento | 95820 | Host Customer is System Owner |  |  | 2009009A | Harpiris Energy, LLC | SunCache | SCG-50-GTL | Indirect Integral Collector Storage (II) | 34.6 |  | 10001 |  |  | Solar Storage with Tankless Auxiliary Water Heater |  | 1 | 1 | 0 | Z12 | [11 empty] | FALSE | [6 empty] | City of Sacramento | FALSE | 30.09 |  | 2012-03-03 |  | 2012-04-03 | 2012-04-25 | 2012-05-23 | 2012-07-02 | 4491 | 2889 | Up-front Payment
PGE-001003 | Commercial/Multifamily Residential | Domestic Hot Water | Gas | Pacific Gas and Electric | Incentive:Paid | 2338 | 12.82 |  | 1 | 192 |  | 182 |  | 2012-04-03 17:20 | 2012-04-25 | Self Installer | Retrofit | Sacramento | Sacramento | 95820 | Host Customer is System Owner |  |  | 2009009A | Harpiris Energy, LLC | SunCache | SCG-50-GTL | Indirect Integral Collector Storage (II) | 34.6 |  | 10001 |  |  | Solar Storage with Tankless Auxiliary Water Heater |  | 1 | 0.95 | 0 | Z12 | [11 empty] | FALSE | [6 empty] | City of Sacramento | FALSE | 29.63 |  | 2012-03-03 |  | 2012-04-03 | 2012-04-25 | 2012-05-23 | 2012-07-02 | 4491 | 5689 | Up-front Payment
PGE-001004 | Commercial/Multifamily Residential | Domestic Hot Water | Gas | Pacific Gas and Electric | Incentive:Paid | 1231 | 12.82 |  | 1 | 96 |  | 96 |  | 2012-04-03 17:20 | 2012-04-25 | Self Installer | Retrofit | Sacramento | Sacramento | 95820 | Host Customer is System Owner |  |  | 2009009A | Harpiris Energy, LLC | SunCache | SCG-50-GTL | Indirect Integral Collector Storage (II) | 34.6 |  | 10001 |  |  | Solar Storage with Tankless Auxiliary Water Heater |  | 1 | 1 | 0 | Z12 | [11 empty] | FALSE | [6 empty] | City of Sacramento | FALSE | 30.09 |  | 2012-03-03 |  | 2012-04-03 | 2012-04-25 | 2012-05-23 | 2012-07-02 | 4491 | 2889 | Up-front Payment
PGE-001005 | Commercial/Multifamily Residential | Domestic Hot Water | Gas | Pacific Gas and Electric | Incentive:Paid | 849 | 12.82 |  | 1 | 96 |  | 66 |  | 2012-04-03 17:21 | 2012-04-25 | Self Installer | Retrofit | Sacramento | Sacramento | 95820 | Host Customer is System Owner |  |  | 2009009A | Harpiris Energy, LLC | SunCache | SCG-50-GTL | Indirect Integral Collector Storage (II) | 34.6 |  | 10001 |  |  | Solar Storage with Tankless Auxiliary Water Heater |  | 0.69 | 1 | 0 | Z12 | [11 empty] | FALSE | [6 empty] | City of Sacramento | FALSE | 30.09 |  | 2012-03-03 |  | 2012-04-03 | 2012-04-25 | 2012-05-23 | 2012-07-02 | 4491 | 2889 | Up-front Payment
PGE-001006 | Commercial/Multifamily Residential | Domestic Hot Water | Gas | Pacific Gas and Electric | Incentive:Paid | 1231 | 12.82 |  | 1 | 96 |  | 96 |  | 2012-04-03 17:22 | 2012-04-25 | Self Installer | Retrofit | Sacramento | Sacramento | 95820 | Host Customer is System Owner |  |  | 2009009A | Harpiris Energy, LLC | SunCache | SCG-50-GTL | Indirect Integral Collector Storage (II) | 34.6 |  | 10001 |  |  | Solar Storage with Tankless Auxiliary Water Heater |  | 1 | 1 | 0 | Z12 | [11 empty] | FALSE | [6 empty] | City of Sacramento | FALSE | 30.09 |  | 2012-03-03 |  | 2012-04-03 | 2012-04-25 | 2012-05-23 | 2012-07-02 | 4491 | 2889 | Up-front Payment
PGE-001007 | Commercial/Multifamily Residential | Domestic Hot Water | Gas | Pacific Gas and Electric | Incentive:Paid | 2461 | 12.82 |  | 1 | 192 |  | 192 |  | 2012-04-03 17:22 | 2012-04-25 | Self Installer | Retrofit | Sacramento | Sacramento | 95820 | Host Customer is System Owner |  |  | 2009009A | Harpiris Energy, LLC | SunCache | SCG-50-GTL | Indirect Integral Collector Storage (II) | 34.6 |  | 10001 |  |  | Solar Storage with Tankless Auxiliary Water Heater |  | 1 | 1 | 0 | Z12 | [11 empty] | FALSE | [6 empty] | City of Sacramento | FALSE | 29.63 |  | 2012-03-03 |  | 2012-04-03 | 2012-04-25 | 2012-05-23 | 2012-07-02 | 4491 | 5689 | Up-front Payment
PGE-001008 | Commercial/Multifamily Residential | Domestic Hot Water | Gas | Pacific Gas and Electric | Incentive:Paid | 985 | 12.82 |  | 1 | 96 |  | 77 |  | 2012-04-03 17:23 | 2012-04-25 | Self Installer | Retrofit | Sacramento | Sacramento | 95820 | Host Customer is System Owner |  |  | 2009009A | Harpiris Energy, LLC | SunCache | SCG-50-GTL | Indirect Integral Collector Storage (II) | 34.6 |  | 10001 |  |  | Solar Storage with Tankless Auxiliary Water Heater |  | 1 | 0.8 | 0 | Z12 | [11 empty] | FALSE | [6 empty] | City of Sacramento | FALSE | 30.09 |  | 2012-03-03 |  | 2012-04-03 | 2012-04-25 | 2012-05-23 | 2012-07-02 | 4491 | 2889 | Up-front Payment
PGE-001009 | Commercial/Multifamily Residential | Domestic Hot Water | Gas | Pacific Gas and Electric | Incentive:Paid | 1231 | 12.82 |  | 1 | 96 |  | 96 |  | 2012-04-03 17:23 | 2012-04-25 | Self Installer | Retrofit | Sacramento | Sacramento | 95820 | Host Customer is System Owner |  |  | 2009009A | Harpiris Energy, LLC | SunCache | SCG-50-GTL | Indirect Integral Collector Storage (II) | 34.6 |  | 10001 |  |  | Solar Storage with Tankless Auxiliary Water Heater |  | 1 | 1 | 0 | Z12 | [11 empty] | FALSE | [6 empty] | City of Sacramento | FALSE | 30.09 |  | 2012-03-03 |  | 2012-04-03 | 2012-04-25 | 2012-05-23 | 2012-07-02 | 4491 | 2889 | Up-front Payment
PGE-001010 | Commercial/Multifamily Residential | Domestic Hot Water | Gas | Pacific Gas and Electric | Incentive:Paid | 2461 | 12.82 |  | 1 | 192 |  | 192 |  | 2012-04-03 17:29 | 2012-04-25 | Self Installer | Retrofit | Sacramento | Sacramento | 95820 | Host Customer is System Owner |  |  | 2009009A | Harpiris Energy, LLC | SunCache | SCG-50-GTL | Indirect Integral Collector Storage (II) | 34.6 |  | 10001 |  |  | Solar Storage with Tankless Auxiliary Water Heater |  | 1 | 1 | 0 | Z12 | [11 empty] | FALSE | [6 empty] | City of Sacramento | FALSE | 29.63 |  | 2012-03-03 |  | 2012-04-03 | 2012-04-25 | 2012-05-23 | 2012-07-02 | 4491 | 5689 | Up-front Payment
PGE-001011 | Commercial/Multifamily Residential | Domestic Hot Water | Gas | Pacific Gas and Electric | Incentive:Paid | 1231 | 12.82 |  | 1 | 96 |  | 96 |  | 2012-04-03 17:29 | 2012-04-25 | Self Installer | Retrofit | Sacramento | Sacramento | 95820 | Host Customer is System Owner |  |  | 2009009A | Harpiris Energy, LLC | SunCache | SCG-50-GTL | Indirect Integral Collector Storage (II) | 34.6 |  | 10001 |  |  | Solar Storage with Tankless Auxiliary Water Heater |  | 1 | 1 | 0 | Z12 | [11 empty] | FALSE | [6 empty] | City of Sacramento | FALSE | 30.09 |  | 2012-03-03 |  | 2012-04-03 | 2012-04-25 | 2012-05-23 | 2012-07-02 | 4491 | 2889 | Up-front Payment
PGE-001012 | Commercial/Multifamily Residential | Domestic Hot Water | Gas | Pacific Gas and Electric | Incentive:Paid | 1231 | 12.82 |  | 1 | 96 |  | 96 |  | 2012-04-03 17:29 | 2012-04-25 | Self Installer | Retrofit | Sacramento | Sacramento | 95820 | Host Customer is System Owner |  |  | 2009009A | Harpiris Energy, LLC | SunCache | SCG-50-GTL | Indirect Integral Collector Storage (II) | 34.6 |  | 10001 |  |  | Solar Storage with Tankless Auxiliary Water Heater |  | 1 | 1 | 0 | Z12 | [11 empty] | FALSE | [6 empty] | City of Sacramento | FALSE | 30.09 |  | 2012-03-03 |  | 2012-04-03 | 2012-04-25 | 2012-05-23 | 2012-07-02 | 4491 | 2889 | Up-front Payment
PGE-001013 | Commercial/Multifamily Residential | Domestic Hot Water | Gas | Pacific Gas and Electric | Incentive:Paid | 1231 | 12.82 |  | 1 | 96 |  | 96 |  | 2012-04-03 17:30 | 2012-04-25 | Self Installer | Retrofit | Sacramento | Sacramento | 95820 | Host Customer is System Owner |  |  | 2009009A | Harpiris Energy, LLC | SunCache | SCG-50-GTL | Indirect Integral Collector Storage (II) | 34.6 |  | 10001 |  |  | Solar Storage with Tankless Auxiliary Water Heater |  | 1 | 1 | 0 | Z12 | [11 empty] | FALSE | [6 empty] | City of Sacramento | FALSE | 30.09 |  | 2012-03-03 |  | 2012-04-03 | 2012-04-25 | 2012-05-23 | 2012-07-02 | 4491 | 2889 | Up-front Payment
PGE-001014 | Commercial/Multifamily Residential | Domestic Hot Water | Gas | Pacific Gas and Electric | Incentive:Paid | 1231 | 12.82 |  | 1 | 96 |  | 96 |  | 2012-04-03 17:31 | 2012-04-25 | Self Installer | Retrofit | Sacramento | Sacramento | 95820 | Host Customer is System Owner |  |  | 2009009A | Harpiris Energy, LLC | SunCache | SCG-50-GTL | Indirect Integral Collector Storage (II) | 34.6 |  | 10001 |  |  | Solar Storage with Tankless Auxiliary Water Heater |  | 1 | 1 | 0 | Z12 | [11 empty] | FALSE | [6 empty] | City of Sacramento | FALSE | 30.09 |  | 2012-03-03 |  | 2012-04-03 | 2012-04-25 | 2012-05-23 | 2012-07-02 | 4491 | 2889 | Up-front Payment
PGE-001015 | Commercial/Multifamily Residential | Domestic Hot Water | Gas | Pacific Gas and Electric | Incentive:Paid | 2215 | 12.82 |  | 1 | 192 |  | 173 |  | 2012-04-03 17:32 | 2012-04-25 | Self Installer | Retrofit | Sacramento | Sacramento | 95820 | Host Customer is System Owner |  |  | 2009009A | Harpiris Energy, LLC | SunCache | SCG-50-GTL | Indirect Integral Collector Storage (II) | 34.6 |  | 10001 |  |  | Solar Storage with Tankless Auxiliary Water Heater |  | 1 | 0.9 | 0 | Z12 | [11 empty] | FALSE | [6 empty] | City of Sacramento | FALSE | 29.63 |  | 2012-03-03 |  | 2012-04-03 | 2012-04-25 | 2012-05-23 | 2012-07-02 | 4491 | 5689 | Up-front Payment
PGE-001016 | Commercial/Multifamily Residential | Domestic Hot Water | Gas | Pacific Gas and Electric | Incentive:Paid | 1231 | 12.82 |  | 1 | 96 |  | 96 |  | 2012-04-03 17:32 | 2012-04-25 | Self Installer | Retrofit | Sacramento | Sacramento | 95820 | Host Customer is System Owner |  |  | 2009009A | Harpiris Energy, LLC | SunCache | SCG-50-GTL | Indirect Integral Collector Storage (II) | 34.6 |  | 10001 |  |  | Solar Storage with Tankless Auxiliary Water Heater |  | 1 | 1 | 0 | Z12 | [11 empty] | FALSE | [6 empty] | City of Sacramento | FALSE | 30.09 |  | 2012-03-03 |  | 2012-04-03 | 2012-04-25 | 2012-05-23 | 2012-07-02 | 4491 | 2889 | Up-front Payment
PGE-001017 | Commercial/Multifamily Residential | Domestic Hot Water | Gas | Pacific Gas and Electric | Incentive:Paid | 2461 | 12.82 |  | 1 | 192 |  | 192 |  | 2012-04-03 17:32 | 2012-04-25 | Self Installer | Retrofit | Sacramento | Sacramento | 95820 | Host Customer is System Owner |  |  | 2009009A | Harpiris Energy, LLC | SunCache | SCG-50-GTL | Indirect Integral Collector Storage (II) | 34.6 |  | 10001 |  |  | Solar Storage with Tankless Auxiliary Water Heater |  | 1 | 1 | 0 | Z12 | [11 empty] | FALSE | [6 empty] | City of Sacramento | FALSE | 29.63 |  | 2012-03-03 |  | 2012-04-03 | 2012-04-25 | 2012-05-23 | 2012-07-02 | 4491 | 5689 | Up-front Payment
PGE-001018 | Commercial/Multifamily Residential | Domestic Hot Water | Gas | Pacific Gas and Electric | Incentive:Paid | 1231 | 12.82 |  | 1 | 96 |  | 96 |  | 2012-04-03 17:33 | 2012-04-25 | Self Installer | Retrofit | Sacramento | Sacramento | 95820 | Host Customer is System Owner |  |  | 2009009A | Harpiris Energy, LLC | SunCache | SCG-50-GTL | Indirect Integral Collector Storage (II) | 34.6 |  | 10001 |  |  | Solar Storage with Tankless Auxiliary Water Heater |  | 1 | 1 | 0 | Z12 | [11 empty] | FALSE | [6 empty] | City of Sacramento | FALSE | 30.09 |  | 2012-03-03 |  | 2012-04-03 | 2012-04-25 | 2012-05-23 | 2012-07-02 | 4491 | 2889 | Up-front Payment
PGE-001019 | Commercial/Multifamily Residential | Domestic Hot Water | Gas | Pacific Gas and Electric | Incentive:Paid | 2215 | 12.82 |  | 1 | 192 |  | 173 |  | 2012-04-03 17:34 | 2012-04-25 | Self Installer | Retrofit | Sacramento | Sacramento | 95820 | Host Customer is System Owner |  |  | 2009009A | Harpiris Energy, LLC | SunCache | SCG-50-GTL | Indirect Integral Collector Storage (II) | 34.6 |  | 10001 |  |  | Solar Storage with Tankless Auxiliary Water Heater |  | 1 | 0.9 | 0 | Z12 | [11 empty] | FALSE | [6 empty] | City of Sacramento | FALSE | 29.63 |  | 2012-03-03 |  | 2012-04-03 | 2012-04-25 | 2012-05-23 | 2012-07-02 | 4491 | 5689 | Up-front Payment
PGE-001020 | Commercial/Multifamily Residential | Domestic Hot Water | Gas | Pacific Gas and Electric | Incentive:Paid | 2034 | 12.82 |  | 1 | 192 |  | 159 |  | 2012-04-03 17:35 | 2012-04-25 | Self Installer | Retrofit | Sacramento | Sacramento | 95820 | Host Customer is System Owner |  |  | 2009009A | Harpiris Energy, LLC | SunCache | SCG-50-GTL | Indirect Integral Collector Storage (II) | 34.6 |  | 10001 |  |  | Solar Storage with Tankless Auxiliary Water Heater |  | 0.87 | 0.95 | 0 | Z12 | [11 empty] | FALSE | [6 empty] | City of Sacramento | FALSE | 29.63 |  | 2012-03-03 |  | 2012-04-03 | 2012-04-25 | 2012-05-23 | 2012-07-02 | 4490 | 5689 | Up-front Payment
PGE-001021 | Commercial/Multifamily Residential | Domestic Hot Water | Gas | Pacific Gas and Electric | Incentive:Paid | 2461 | 12.82 |  | 1 | 192 |  | 192 |  | 2012-04-03 17:35 | 2012-04-25 | Self Installer | Retrofit | Sacramento | Sacramento | 95820 | Host Customer is System Owner |  |  | 2009009A | Harpiris Energy, LLC | SunCache | SCG-50-GTL | Indirect Integral Collector Storage (II) | 34.6 |  | 10001 |  |  | Solar Storage with Tankless Auxiliary Water Heater |  | 1 | 1 | 0 | Z12 | [11 empty] | FALSE | [6 empty] | City of Sacramento | FALSE | 29.63 |  | 2012-03-03 |  | 2012-04-03 | 2012-04-25 | 2012-05-23 | 2012-07-02 | 4490 | 5689 | Up-front Payment
PGE-001024 | Commercial/Multifamily Residential | Domestic Hot Water | Gas | Pacific Gas and Electric | Incentive:Paid | 7525 | 12.82 |  | 1 | 587 |  | 587 |  | 2012-03-08 08:48 | 2012-03-29 | SOLARIX SYSTEMS | Retrofit | Carmel | Monterey | 93923 | Host Customer is System Owner | [7 empty] | 200.85 | 40.17 |  | Glycol | Advanced Controller with a Vacation or Holiday Mode | Solar and Auxiliary Storage are the same Tank |  | 1 | 1 | 486 | Z03 | 27 | Beds | Retirement/Nursing Homes | 2010115A | 5 | 1 | 238 | 1 | 0 | 1 | 199000 | TRUE | 130 | 120 |  |  |  |  | County of Monterey | FALSE | 69.51 |  | 2012-03-06 | 2012-03-20 | 2012-03-08 | 2012-03-29 | 2012-04-26 | 2012-05-04 | 4548 | 40801 | Up-front Payment
PGE-001026 | Commercial/Multifamily Residential | Domestic Hot Water | Gas | Pacific Gas and Electric | Incentive:Paid | 7525 | 12.82 |  | 1 | 587 |  | 587 |  | 2012-03-08 08:47 | 2012-03-29 | SOLARIX SYSTEMS | Retrofit | Carmel |  | 93923 | Host Customer is System Owner | [7 empty] | 200.75 | 40.15 |  | Glycol | Advanced Controller with a Vacation or Holiday Mode | Solar and Auxiliary Storage are the same Tank |  | 1 | 1 | 486 | Z03 | 27 | Beds | Retirement/Nursing Homes | 2010115A | 5 | 1 | 238 | 1 | 0 | 1 | 199000 | TRUE | 130 | 120 |  |  |  |  | County of Monterey | FALSE | 69.51 |  | 2012-03-06 | 2012-03-20 | 2012-03-08 | 2012-03-29 | 2012-04-26 | 2012-05-04 | 4548 | 40801 | Up-front Payment
PGE-001027 | Commercial/Multifamily Residential | Domestic Hot Water | Gas | Pacific Gas and Electric | Incentive:Paid | 7525 | 12.82 |  | 1 | 587 |  | 587 |  | 2012-03-08 08:46 | 2012-03-29 | SOLARIX SYSTEMS | Retrofit | Carmel | Monterey | 93923 | Host Customer is System Owner | [7 empty] | 200.85 | 40.17 |  | Glycol | Advanced Controller with a Vacation or Holiday Mode | Solar and Auxiliary Storage are the same Tank |  | 1 | 1 | 486 | Z03 | 27 | Beds | Retirement/Nursing Homes | 2010115A | 5 | 1 | 238 | 1 | 0 | 1 | 199000 | TRUE | 130 | 120 |  |  |  |  | County of Monterey | FALSE | 69.51 |  | 2012-03-06 | 2012-03-20 | 2012-03-08 | 2012-03-29 | 2012-04-26 | 2012-05-04 | 4548 | 40801 | Up-front Payment
PGE-001028 | Commercial/Multifamily Residential | Domestic Hot Water | Gas | Pacific Gas and Electric | Incentive:Paid | 7525 | 12.82 |  | 1 | 587 |  | 587 |  | 2012-03-08 08:46 | 2012-03-29 | SOLARIX SYSTEMS | Retrofit | Carmel | Monterey | 93923 | Host Customer is System Owner | [7 empty] | 200.85 | 40.17 |  | Glycol | Advanced Controller with a Vacation or Holiday Mode | Solar and Auxiliary Storage are the same Tank |  | 1 | 1 | 486 | Z03 | 27 | Beds | Retirement/Nursing Homes | 2010115A | 5 | 1 | 238 | 1 | 0 | 1 | 199000 | TRUE | 130 | 120 |  |  |  |  | County of Monterey | FALSE | 69.51 |  | 2012-03-06 | 2012-03-20 | 2012-03-08 | 2012-03-29 | 2012-04-26 | 2012-05-04 | 4548 | 40801 | Up-front Payment
PGE-001031 | Single Family Residential | Domestic Hot Water | Gas | Pacific Gas and Electric | Incentive:Paid | 1417 | 12.82 |  | 1 | 130 |  | 110 |  | 2012-05-25 12:35 | 2012-06-25 | Self Installer | Retrofit | LIVERMORE | Alameda | 94550 | Host Customer is System Owner | 3 |  | 2009036K | Heliodyne, Inc. | Heliopak | HPAK 016 2 406 P 80 ACD Z | Indirect Forced Circulation (IF) | 53.9 |  | 406 002 | Glycol | Pressure Stagnation Protection (PSP) | Solar Storage with Tankless Auxiliary Water Heater | 80 | 1 | 0.85 | 45 | Z04 | [18 empty] | City of Livermore (D120092) | FALSE | 39.24 |  | 2011-06-01: 2012-03-06; 2011-08-03: 2012-05-25; 2011-09-20: 2012-06-25 | 4503 | 5100.76 | Up-front Payment
SDG-001033 | Single Family Residential | Domestic Hot Water | Electric | San Diego Gas and Electric | Incentive:Paid | 1140 |  | 0.37 | 1 |  | 3113 |  | 3082 | 2012-04-12 17:17 | 2012-05-01 | SOLARE ENERGY INC | Retrofit | Valley Center | San Diego | 92082 | Host Customer is System Owner | 2 |  | 2009034B | Heliodyne, Inc. | Heliopak | HPAK 016 1 410 G 80 ACS | Indirect Forced Circulation (IF) | 40.2 |  | 410 001 | Glycol | Advanced Controller with a Vacation or Holiday Mode | Solar and Auxiliary Storage are the same Tank | 80 | 0.99 | 1 | 35 | Z10 | [18 empty] | San Diego County | FALSE |  | 1.99 | 2011-06-01: 2012-03-08; 2011-08-03: 2012-04-12; 2011-09-20: 2012-05-01 | 4510 | 6182 | Up-front Payment
SCG-001034 | Commercial/Multifamily Residential | Domestic Hot Water | Gas | Southern California Gas Company | Incentive:Paid | 16897 | 12.82 |  | 1 | 1318 |  | 1318 |  | 2012-03-27 08:08 | 2012-03-28 | ENVIRONMENTAL SOLAR DESIGN INC | Retrofit | Valley Village | Los Angeles | 91607 | Host Customer is System Owner | [7 empty] | 409 | 40.9 |  | Glycol | Advanced Controller with a Vacation or Holiday Mode | Solar Storage and Auxiliary Tanks are separate |  | 1 | 1 | 840 | Z09 | 20 | Units | Apartments/Condos | 2007032A | 10 | 1 | 800 | 1 | 200 | 2 | 270000 | TRUE | 120 | 130 |  |  |  |  | Los Angeles | FALSE | 43.25 |  | 2012-03-09 |  | 2012-03-27 | 2012-03-28 | 2012-04-06 | 2012-04-25 | 4537 | 57000 | Up-front Payment
PGE-001036 | Low Income Multifamily Residential | Domestic Hot Water | Gas | Pacific Gas and Electric | Incentive:Paid | 86458 | 19.23 |  | 1 | 4496 |  | 4496 |  | 2012-09-17 10:12 | 2012-10-12 | SUNWATER SOLAR INC | Retrofit | San Francisco | San Francisco | 94102 | Host Customer is System Owner | [7 empty] | 1302.75 | 28.95 |  | Glycol | Steam Back | Solar Storage and Auxiliary Tanks are separate |  | 1 | 1 | 3116 | Z03 | 82 | Units | Apartments/Condos | 2009017A | 45 | 1 | 1400 | 1 | 585 | 1 | 1250000 | TRUE | 130 | 130 |  | SunReports - SR1000GVFS10-200 |  | SunReports - SR1000GVFS10-200 | City of San Francisco | FALSE | 44.29 |  | 2012-03-13 | 2012-09-24 | 2012-09-17 |  | 2012-10-30 | 2012-11-06 | 4364 | 199121 | Up-front Payment
PGE-001039 | Commercial/Multifamily Residential | Domestic Hot Water | Gas | Pacific Gas and Electric | Incentive:Paid | 15525 | 12.82 |  | 1 | 1211 |  | 1211 |  | 2012-03-26 12:18 | 2012-03-29 | OXYPOWER INC | Retrofit | Oakland | Alameda | 94609 | Host Customer is System Owner | [7 empty] | 321.36 | 40.17 |  | Glycol | Advanced Controller with a Vacation or Holiday Mode | Solar Storage and Auxiliary Tanks are separate |  | 1 | 1 | 1000 | Z03 | 25 | Units | Apartments/Condos | 2010115A | 8 | 1 | 476 | 4 | 100 | 1 | 199000 | TRUE | 130 | 130 |  |  |  |  | City and County of San Francisco, California | FALSE | 36.13 |  | 2012-03-14 |  | 2012-03-26 | 2012-03-29 | 2012-04-04 | 2012-04-18 | 4569 | 43752 | Up-front Payment
SDG-001040 | Single Family Residential | Domestic Hot Water | Electric | San Diego Gas and Electric | Incentive:Canceled | 896 |  | 0.37 | 1 |  | 2631 |  | 2421 | 2012-06-07 06:54 | 2012-06-07 |  | Retrofit | Pauma Valley | San Diego | 92061 | Host Customer is System Owner | 2 |  | 2011099B | Agua Del Sol | Radco Drainback Heat Exchanger | R-DBHX-8-80-D-64P | Indirect Forced Circulation (IF) | 64.6 |  | 408P-HP | Automatic Drainback |  | Solar Storage and Auxiliary Tanks are separate | 80 | 0.92 | 1 | 35 | Z10 | [18 empty] | San Diego County | FALSE |  | 3.55 | 2012-03-15 | 2012-06-07 |  |  | 2012-06-07 | 2012-06-07 | 4447 | 9331 | Up-front Payment
PGE-001041 | Single Family Residential | Domestic Hot Water | Electric | Pacific Gas and Electric | Incentive:Paid | 751 |  | 0.37 | 1 |  | 2672 |  | 2031 | 2012-03-29 08:24 | 2012-05-17 | A C & R SERVICE HEATING & COOLING INC | Retrofit | Middletown | Lake | 95461 | Host Customer is System Owner | 2 |  | 2010067D | Fafco, Inc. | 500 Series | AC-16UX6-50E-50S | Indirect Forced Circulation (IF) | 96 |  | 8890 | Glycol | Pressure Stagnation Protection (PSP) | Solar Storage and Auxiliary Tanks are separate | 50 | 0.95 | 0.8 | 35 | Z02 | [18 empty] | Lake County | FALSE |  | 3.42 | 2012-03-16 | 2012-04-04 |  |  | 2012-03-29 | 2012-05-17 | 4539 | 9125 | Up-front Payment
PGE-001042 | Single Family Residential | Domestic Hot Water | Gas | Pacific Gas and Electric | Incentive:Paid | 1875 | 12.82 |  | 1 | 171 |  | 162 |  | 2012-04-03 13:13 | 2012-05-02 | F W H ACQUISITION CO LLC | Retrofit | San Jose | Santa Clara | 95118 | Host Customer is System Owner | 4 |  | 2009146A | Apricus Inc. | APSS_CLOSED_AP30_FTB_PBGT | APSS_CLOSED_AP30_FTB_PBGT | Indirect Forced Circulation (IF) | 44.8 |  | AP-30 | Glycol | Advanced Controller with a Vacation or Holiday Mode | Solar Storage with Tankless Auxiliary Water Heater | 80 | 1 | 0.95 | 55 | Z04 | [18 empty] | San Jose | FALSE | 68.33 |  | 2012-03-19 | 2012-04-05 |  |  | 2012-04-03 | 2012-05-02 | 4548 | 11685 | Up-front Payment
PGE-001043 | Single Family Residential | Domestic Hot Water | Propane | Pacific Gas and Electric | Incentive:Paid | 1263 | 0.37 |  | 1 | 4688 |  | 4454 |  | 2012-05-24 07:26 | 2012-06-20 | SOLAR SAVINGS DIRECT | Retrofit | CAMERON PARK | El Dorado | 95682 | Host Customer is System Owner | 4 |  | 2011043A | Free Hot Water | Freedom | 5002 XG | Indirect Forced Circulation (IF) | 44.6 |  | FHW-FC50221 | Glycol | Advanced Controller with a Vacation or Holiday Mode | Solar Storage and Auxiliary Tanks are separate | 75 | 1 | 0.95 | 55 | Z12 | [18 empty] | El Dorado County | FALSE | 1.22 |  | 2011-06-01: 2012-03-21; 2011-08-03: 2012-05-24; 2011-09-20: 2012-06-20 | 4506 | 5737.32 | Up-front Payment
SCG-001045 | Low Income Multifamily Residential | Domestic Hot Water | Gas | Southern California Gas Company | Incentive:Paid | 45902 | 19.23 |  | 1 | 2385 |  | 2385 |  | 2012-05-29 14:25 | 2012-06-11 | EMPOWER CONSTRUCTION CORP | New Construction | Pasadena | Los Angeles | 91104 | Host Customer is System Owner | [7 empty] | 636.9 | 28.95 |  | Glycol | Advanced Controller with a Vacation or Holiday Mode | Solar Storage and Auxiliary Tanks are separate |  | 1 | 1 | 1800 | Z09 | 45 | Units | Apartments/Condos | 2009017A | 22 | 1 | 800 | 4 | 350 | 2 | 500000 | TRUE | 130 | 122 |  |  | SunReports, Inc | SunReports - SR1000GVFS10-200 | Pasadena | FALSE | 75.53 |  | 2012-05-11 |  | 2012-05-29 |  | 2012-07-13 | 2012-08-03 | 4430 | 180137 | Up-front Payment
SDG-001047 | Low Income Multifamily Residential | Domestic Hot Water | Gas | San Diego Gas and Electric | Incentive:Paid | 28364 | 19.23 |  | 1 | 1475 |  | 1475 |  | 2012-05-29 18:39 | 2012-05-30 | EVERYDAY COMMUNICATIONS CORP | Retrofit | San Diego | San Diego | 92105 | Lease | [7 empty] | 451.28 | 56.41 |  | Drainback |  | Solar and Auxiliary Storage are the same Tank |  | 1 | 1 | 798 | Z07 | 20 | Units | Apartments/Condos | 2009042B | 8 | 4 | 798 | 1 | 150 | 2 | 150000 | TRUE | 140 | 140 |  |  |  |  | San Diego | FALSE | 38.39 |  | 2012-03-29 |  | 2012-05-29 | 2012-05-30 | 2012-06-14 | 2012-07-03 | 4453 | 56620 | Up-front Payment
SDG-001048 | Low Income Multifamily Residential | Domestic Hot Water | Gas | San Diego Gas and Electric | Incentive:Paid | 50267 | 19.23 |  | 1 | 2614 |  | 2614 |  | 2012-05-30 17:53 | 2012-08-15 | EVERYDAY COMMUNICATIONS CORP | Retrofit | Fallbrook | San Diego | 92028 | Lease | [7 empty] | 846.15 | 56.41 |  | Drainback |  | Solar Storage and Auxiliary Tanks are separate |  | 1 | 1 | 1218 | Z10 | 32 | Units | Apartments/Condos | 2009042B | 15 | 3 | 1500 | 1 | 100 | 1 | 360000 | TRUE | 140 | 140 |  |  | SunReports, Inc | SunReports - SR1000GVFS5-100 | San Diego | FALSE | 57 |  | 2012-03-29 | 2012-06-04 | 2012-05-30 |  | 2013-05-21 | 2013-05-22 | 4162 | 148998 | Up-front Payment
SDG-001049 | Low Income Multifamily Residential | Domestic Hot Water | Gas | San Diego Gas and Electric | Incentive:Paid | 16519 | 19.23 |  | 1 | 859 |  | 859 |  | 2012-06-26 18:17 | 2012-07-03 | EVERYDAY COMMUNICATIONS CORP | Retrofit | Fallbrook | San Diego | 92028 | Lease | [7 empty] | 338.46 | 56.41 |  | Drainback |  | Solar Storage and Auxiliary Tanks are separate |  | 1 | 1 | 336 | Z10 | 8 | Units | Apartments/Condos | 2009042B | 6 | 3 | 659 | 1 | 80 | 1 | 125000 | TRUE | 140 | 140 |  |  |  |  | San Diego | FALSE | 70.91 |  | 2012-03-29 | 2012-06-29 | 2012-06-26 | 2012-07-03 | 2013-05-21 | 2013-05-22 | 4162 | 60911 | Up-front Payment
SDG-001050 | Low Income Multifamily Residential | Domestic Hot Water | Gas | San Diego Gas and Electric | Incentive:Paid | 48613 | 19.23 |  | 1 | 2528 |  | 2528 |  | 2012-05-30 17:53 | 2012-08-15 | EVERYDAY COMMUNICATIONS CORP | Retrofit | Fallbrook | San Diego | 92028 | Lease | [7 empty] | 846.15 | 56.41 |  | Drainback |  | Solar Storage and Auxiliary Tanks are separate |  | 1 | 1 | 1240 | Z10 | 31 | Units | Apartments/Condos | 2009042B | 15 | 5 | 1500 | 1 | 100 | 1 | 250000 | TRUE | 140 | 140 |  |  | SunReports, Inc | SunReports - SR1000GVFS5-100 | San Diego | FALSE | 57 |  | 2012-03-29 | 2012-06-04 | 2012-05-30 |  | 2013-05-21 | 2013-05-22 | 4162 | 144096 | Up-front Payment
SDG-001051 | Low Income Multifamily Residential | Domestic Hot Water | Gas | San Diego Gas and Electric | Incentive:Paid | 48613 | 19.23 |  | 1 | 2528 |  | 2528 |  | 2012-05-30 17:54 | 2012-08-15 | EVERYDAY COMMUNICATIONS CORP | Retrofit | Fallbrook | San Diego | 92028 | Lease | [7 empty] | 846.15 | 56.41 |  | Drainback |  | Solar Storage and Auxiliary Tanks are separate |  | 1 | 1 | 1240 | Z10 | 31 | Units | Apartments/Condos | 2009042B | 15 | 5 | 1500 | 1 | 100 | 1 | 250000 | TRUE | 140 | 140 |  |  | SunReports, Inc | SunReports - SR1000GVFS5-100 | San Diego | FALSE | 57 |  | 2012-03-29 | 2012-06-04 | 2012-05-30 |  | 2013-05-21 | 2013-05-22 | 4162 | 144096 | Up-front Payment
PGE-001052 | Single Family Residential | Domestic Hot Water | Electric | Pacific Gas and Electric | Incentive:Paid | 1644 |  | 0.54 | 1 |  | 3044 |  | 3044 | 2012-11-02 09:13 | 2012-11-21 | Self Installer | Retrofit | SANTA MARGARITA | San Luis Obispo | 93453 | Host Customer is System Owner | 4 |  | 2011017F | American Water Heater Company | American Solar | SSY62 ACE220 - 120 | Indirect Forced Circulation (IF) | 50.9 |  | CR-110-A-P | Glycol | Advanced Controller with a Vacation or Holiday Mode | Solar and Auxiliary Storage are the same Tank | 120 | 1 | 1 | 55 | Z05 | [18 empty] | San Luis Obispo County, San Luis Obispo, CA | FALSE |  | 2.59 | 2011-06-01: 2012-03-23; 2011-08-03: 2012-11-02; 2011-09-20: 2012-11-21 | 4351 | 7882 | Up-front Payment
SDG-001053 | Low Income Multifamily Residential | Domestic Hot Water | Gas | San Diego Gas and Electric | Incentive:Paid | 84977 | 19.23 |  | 1 | 4419 |  | 4419 |  | 2012-04-18 09:59 | 2012-06-28 | ADROIT ENERGY INC | New Construction | San Diego | San Diego | 92104 | Host Customer is System Owner | [7 empty] | 1289.2 | 32.23 |  | Glycol | Advanced Controller with a Vacation or Holiday Mode | Solar Storage and Auxiliary Tanks are separate |  | 1 | 1 | 3154 | Z07 | 83 | Units | Apartments/Condos | 2010115D | 40 | 1 | 2200 | 2 | 350 | 2 | 630000 | TRUE | 120 | 120 |  | Heliodyne - Delta-T Pro Ethernet |  | Heliodyne - Delta-T Pro Ethernet | City of San Diego | FALSE | 38.64 |  | 2012-03-23 | 2012-04-19 | 2012-04-18 |  | 2012-12-19 | 2013-02-01 | 4271 | 170748 | Up-front Payment
SDG-001054 | Low Income Multifamily Residential | Domestic Hot Water | Gas | San Diego Gas and Electric | Incentive:Paid | 16576 | 19.23 |  | 1 | 862 |  | 862 |  | 2013-03-05 16:37 | 2013-03-06 | EVERYDAY COMMUNICATIONS CORP | Retrofit | San Diego | San Diego | 92113 | Lease | [7 empty] | 338.46 | 56.41 |  | Drainback |  | Solar Storage and Auxiliary Tanks are separate |  | 1 | 1 | 336 | Z07 | 8 | Units | Apartments/Condos | 2009042B | 6 | 3 | 659 | 1 | 75 | 1 | 75000 | TRUE | 140 | 140 |  |  |  |  | San Diego | FALSE | 81.27 |  | 2013-03-05 |  | 2013-03-05 | 2013-03-06 | 2013-03-18 | 2013-03-25 | 4202 | 70059 | Up-front Payment
SDG-001055 | Low Income Multifamily Residential | Domestic Hot Water | Gas | San Diego Gas and Electric | Incentive:Paid | 16576 | 19.23 |  | 1 | 862 |  | 862 |  | 2013-03-05 16:37 | 2013-03-06 | EVERYDAY COMMUNICATIONS CORP | Retrofit | San Diego | San Diego | 92113 | Lease | [7 empty] | 338.46 | 56.41 |  | Drainback |  | Solar Storage and Auxiliary Tanks are separate |  | 1 | 1 | 336 | Z07 | 8 | Units | Apartments/Condos | 2009042B | 6 | 3 | 659 | 1 | 75 | 1 | 75000 | TRUE | 140 | 140 |  |  |  |  | San Diego | FALSE | 81.27 |  | 2013-03-05 |  | 2013-03-05 | 2013-03-06 | 2013-03-14 | 2013-03-25 | 4202 | 70059 | Up-front Payment
SDG-001056 | Low Income Multifamily Residential | Domestic Hot Water | Gas | San Diego Gas and Electric | Incentive:Paid | 10865 | 19.23 |  | 1 | 565 |  | 565 |  | 2013-03-05 16:35 | 2013-03-15 | EVERYDAY COMMUNICATIONS CORP | Retrofit | San Diego | San Diego | 92113 | Lease |  |  | 2001005F | SunEarth, Inc. | SunSiphon | EPGX80-48-2G | Indirect Thermosyphon (IT) | 49.3 |  | EP-24 | Glycol | Pressure Stagnation Protection (PSP) | Solar Storage and Auxiliary Tanks are separate | 400 | 1 | 1 | 0 | Z07 | [11 empty] | FALSE | [6 empty] | San Diego | FALSE | 102.16 |  | 2013-03-05 |  | 2013-03-05 | 2013-03-15 | 2013-03-18 | 2013-04-16 | 4189 | 57720 | Up-front Payment
SDG-001057 | Low Income Multifamily Residential | Domestic Hot Water | Gas | San Diego Gas and Electric | Incentive:Paid | 14961 | 19.23 |  | 1 | 778 |  | 778 |  | 2013-03-05 16:36 | 2013-03-15 | EVERYDAY COMMUNICATIONS CORP | Retrofit | San Diego | San Diego | 92113 | Lease | [7 empty] | 338.46 | 56.41 |  | Drainback |  | Solar Storage and Auxiliary Tanks are separate |  | 1 | 1 | 546 | Z07 | 13 | Units | Apartments/Condos | 2009042B | 6 | 6 | 659 | 1 | 100 | 1 | 199000 | TRUE | 140 | 140 |  |  |  |  | San Diego | FALSE | 77.02 |  | 2013-03-05 |  | 2013-03-05 | 2013-03-15 | 2013-03-18 | 2013-03-25 | 4202 | 59918 | Up-front Payment
SDG-001058 | Low Income Multifamily Residential | Domestic Hot Water | Gas | San Diego Gas and Electric | Incentive:Paid | 22538 | 19.23 |  | 1 | 1172 |  | 1172 |  | 2013-03-05 16:38 | 2013-03-06 | EVERYDAY COMMUNICATIONS CORP | Retrofit | San Diego | San Diego | 92113 | Lease | [7 empty] | 451.28 | 56.41 |  | Drainback |  | Solar Storage and Auxiliary Tanks are separate |  | 1 | 1 | 800 | Z07 | 20 | Units | Apartments/Condos | 2009042B | 8 | 4 | 806 | 1 | 100 | 1 | 199000 | TRUE | 140 | 140 |  |  |  |  | San Diego | FALSE | 76.72 |  | 2013-03-05 |  | 2013-03-05 | 2013-03-06 | 2013-03-14 | 2013-03-25 | 4202 | 89913 | Up-front Payment
SDG-001059 | Low Income Multifamily Residential | Domestic Hot Water | Gas | San Diego Gas and Electric | Incentive:Canceled | 22480 | 19.23 |  | 1 | 1169 |  | 1169 |  | 2012-06-26 18:16 | 2012-06-29 | EVERYDAY COMMUNICATIONS CORP | Retrofit | Fallbrook | San Diego | 92028 | Lease | [7 empty] | 394.4 | 24.65 |  | Glycol | Advanced Controller with a Vacation or Holiday Mode | Solar and Auxiliary Storage are the same Tank |  | 1 | 1 | 672 | Z10 | 16 | Units | Apartments/Condos | 2007032C | 16 | 1 | 640 | 8 | 80 | 1 | 199000 | TRUE | 140 | 140 | [5 empty] | FALSE | 96.24 |  | 2011-06-01: 2012-03-29; 2011-06-23: 2012-06-26; 2011-07-01: 2012-06-29 | 4502 | 112500 | Up-front Payment
SDG-001060 | Low Income Multifamily Residential | Domestic Hot Water | Gas | San Diego Gas and Electric | Incentive:Canceled | 18730 | 19.23 |  | 1 | 974 |  | 974 |  | 2012-06-26 18:16 | 2012-06-29 | EVERYDAY COMMUNICATIONS CORP | Retrofit | Fallbrook | San Diego | 92028 | Lease | [7 empty] | 295.8 | 24.65 |  | Glycol | Advanced Controller with a Vacation or Holiday Mode | Solar and Auxiliary Storage are the same Tank |  |  | 1 | 420 | Z10 | 10 | Units | Apartments/Condos | 2007032C | 12 | 1 | 480 | 6 | 80 | 1 | 199000 | TRUE | 140 | 140 | [5 empty] | FALSE | 133.47 |  | 2011-06-01: 2012-03-29; 2011-06-23: 2012-06-26; 2011-07-01: 2012-06-29 | 4502 | 130000 | Up-front Payment
SDG-001061 | Low Income Multifamily Residential | Domestic Hot Water | Gas | San Diego Gas and Electric | Incentive:Paid | 2064 | 19.23 |  | 1 | 113 |  | 107 |  | 2012-03-30 14:34 | 2012-08-15 | EVERYDAY COMMUNICATIONS CORP | Retrofit | Oceanside | San Diego | 92054 | Lease |  |  | 2001005F | SunEarth, Inc. | SunSiphon | EPGX80-48-2G | Indirect Thermosyphon (IT) | 49.3 |  | EP-24 / EP-24-0.75 | Glycol | Pressure Stagnation Protection (PSP) | Solar Storage and Auxiliary Tanks are separate | 80 | 1 | 0.95 | 0 | Z07 | [11 empty] | FALSE | [6 empty] | City of Oceanside | FALSE | 70.89 |  | 2012-03-29 | 2012-04-09 | 2012-03-30 |  | 2014-02-24 | 2014-02-25 | 3873 | 8011 | Up-front Payment
SDG-001062 | Low Income Multifamily Residential | Domestic Hot Water | Gas | San Diego Gas and Electric | Incentive:Paid | 83035 | 19.23 |  | 1 | 4318 |  | 4318 |  | 2012-03-30 14:34 | 2012-08-15 | EVERYDAY COMMUNICATIONS CORP | Retrofit | San Diego | San Diego | 92104 | Lease | [7 empty] | 1353.84 | 56.41 |  | Drainback |  | Solar Storage and Auxiliary Tanks are separate |  | 1 | 1 | 2546 | Z07 | 67 | Units | Apartments/Condos | 2009042B | 24 | 6 | 2500 | 1 | 175 | 4 | 550000 | TRUE | 140 | 140 |  |  | SunReports, Inc | SunReports - SR1000GVFS5-100 | San Diego | FALSE | 30.5 |  | 2012-03-29 | 2012-04-09 | 2012-03-30 |  | 2013-01-29 | 2013-02-11 | 4254 | 131689 | Up-front Payment
PGE-001064 | Single Family Residential | Domestic Hot Water | Gas | Pacific Gas and Electric | Incentive:Paid | 1035 | 12.82 |  | 1 | 85 |  | 81 |  | 2012-03-28 12:08 | 2012-04-24 | SOLARCRAFT SERVICES INC | Retrofit | San Rafael | Marin | 94903 | Host Customer is System Owner | 2 |  | 2001002C | SunEarth, Inc. | CopperHeart | CP-40G | Direct Integral Collector Storage (DI) | 24.9 |  | (No Model Number) |  |  | Solar and Auxiliary Storage are the same Tank | 40 | 1 | 0.95 | 35 | Z02 | [18 empty] | City of San Rafael | FALSE | 89.55 |  | 2012-03-26 | 2012-03-30 |  |  | 2012-03-28 | 2012-04-24 | 4560 | 7612.01 | Up-front Payment
SDG-001065 | Low Income Multifamily Residential | Domestic Hot Water | Gas | San Diego Gas and Electric | Incentive:Paid | 26460 | 19.23 |  | 1 | 1376 |  | 1376 |  | 2012-06-26 18:14 | 2012-06-29 | EVERYDAY COMMUNICATIONS CORP | Retrofit | San Diego | San Diego | 92105 | Lease | [7 empty] | 451.28 | 56.41 |  | Drainback |  | Solar and Auxiliary Storage are the same Tank |  | 1 | 1 | 588 | Z07 | 14 | Units | Apartments/Condos | 2009042B | 8 | 4 | 798 | 1 | 100 | 1 | 199000 | TRUE | 140 | 140 |  |  |  |  | City of San Diego | FALSE | 29.37 |  | 2012-03-29 |  | 2012-06-26 | 2012-06-29 | 2012-07-26 | 2012-08-08 | 4432 | 40416.8 | Up-front Payment
SDG-001066 | Low Income Multifamily Residential | Domestic Hot Water | Gas | San Diego Gas and Electric | Incentive:Canceled | 26460 | 19.23 |  | 1 | 1376 |  | 1376 |  | 2012-06-26 18:14 | 2012-06-29 |  | Retrofit | San Diego |  | 92105 | Lease | [7 empty] | 451.28 | 56.41 |  | Drainback |  | Solar and Auxiliary Storage are the same Tank |  |  | 1 | 588 | Z07 | 14 | Units | Apartments/Condos | 2009042B | 8 | 4 | 798 | 1 | 100 | 1 | 199000 | TRUE | 140 | 140 |  |  |  |  | City of San Diego | FALSE | 29.67 |  | 2011-06-01: 2012-03-29; 2011-06-23: 2012-06-26; 2011-07-01: 2012-06-29 | 4502 | 40826.58 | Up-front Payment
SDG-001067 | Low Income Multifamily Residential | Domestic Hot Water | Gas | San Diego Gas and Electric | Incentive:Paid | 20961 | 19.23 |  | 1 | 1090 |  | 1090 |  | 2012-06-26 18:13 | 2012-06-29 | EVERYDAY COMMUNICATIONS CORP | Retrofit | San Diego | San Diego | 92105 | Lease | [7 empty] | 451.28 | 56.41 |  | Drainback |  | Solar and Auxiliary Storage are the same Tank |  | 1 | 1 | 588 | Z07 | 14 | Units | Apartments/Condos | 2009042B | 8 | 4 | 800 | 1 | 100 | 1 | 199000 | TRUE | 140 | 140 |  |  |  |  | City of San Diego | FALSE | 32.07 |  | 2012-03-29 |  | 2012-06-26 | 2012-06-29 | 2012-07-26 | 2012-08-08 | 4432 | 34951 | Up-front Payment
SDG-001068 | Low Income Multifamily Residential | Domestic Hot Water | Gas | San Diego Gas and Electric | Incentive:Paid | 66805 | 19.23 |  | 1 | 3474 |  | 3474 |  | 2012-05-30 17:50 | 2012-06-29 | EVERYDAY COMMUNICATIONS CORP | Retrofit | San Diego | San Diego | 92105 | Lease | [7 empty] | 1128.2 | 56.41 |  | Drainback |  | Solar and Auxiliary Storage are the same Tank |  | 1 | 1 | 1640 | Z07 | 41 | Units | Apartments/Condos | 2009042B | 20 | 5 | 2000 | 1 | 100 | 1 | 300000 | TRUE | 140 | 140 |  |  |  | SunReports - SR1000GVFS20-400 | City of San Diego | FALSE | 28 |  | 2012-03-29 | 2012-06-04 | 2012-05-30 |  | 2012-07-26 | 2012-07-30 | 4432 | 97256 | Up-front Payment
SDG-001070 | Low Income Multifamily Residential | Domestic Hot Water | Gas | San Diego Gas and Electric | Incentive:Paid | 6288 | 19.23 |  | 1 | 327 |  | 327 |  | 2012-04-26 22:00 | 2012-05-24 | ADROIT ENERGY INC | Retrofit | Poway | San Diego | 92064 | Host Customer is System Owner | [7 empty] | 81.8 | 40.9 |  | Glycol | Advanced Controller with a Thermal Cycling Function | Solar and Auxiliary Storage are the same Tank |  | 1 | 1 | 336 | Z10 | 8 | Units | Apartments/Condos | 2007032A | 2 | 1 | 119 | 1 | 0 | 0 | 199000 | TRUE | 120 | 120 |  |  |  |  | City of Poway | FALSE | 59.87 |  | 2012-03-26 | 2012-05-03 | 2012-04-26 | 2012-05-24 | 2012-10-07 | 2012-10-09 | 4378 | 19578 | Up-front Payment
SDG-001071 | Low Income Multifamily Residential | Domestic Hot Water | Gas | San Diego Gas and Electric | Incentive:Paid | 5711 | 19.23 |  | 1 | 297 |  | 297 |  | 2012-04-26 22:01 | 2012-05-24 | ADROIT ENERGY INC | Retrofit | Poway | San Diego | 92064 | Host Customer is System Owner | [7 empty] | 81.8 | 40.9 |  | Glycol | Advanced Controller with a Thermal Cycling Function | Solar and Auxiliary Storage are the same Tank |  | 1 | 1 | 336 | Z10 | 8 | Units | Apartments/Condos | 2007032A | 2 | 1 | 119 | 1 | 0 | 0 | 199000 | TRUE | 120 | 120 |  |  |  |  | City of Poway | FALSE | 65.92 |  | 2012-03-26 | 2012-05-03 | 2012-04-26 | 2012-05-24 | 2012-10-07 | 2012-10-09 | 4391 | 19578 | Up-front Payment
SDG-001072 | Low Income Multifamily Residential | Domestic Hot Water | Gas | San Diego Gas and Electric | Incentive:Paid | 6288 | 19.23 |  | 1 | 327 |  | 327 |  | 2012-04-26 22:01 | 2012-05-24 | ADROIT ENERGY INC | Retrofit | Poway | San Diego | 92064 | Host Customer is System Owner | [7 empty] | 81.8 | 40.9 |  | Glycol | Advanced Controller with a Thermal Cycling Function | Solar and Auxiliary Storage are the same Tank |  | 1 | 1 | 336 | Z10 | 8 | Units | Apartments/Condos | 2007032A | 2 | 1 | 119 | 1 | 0 | 0 | 199000 | TRUE | 120 | 120 |  |  |  |  | City of Poway | FALSE | 59.87 |  | 2012-03-26 | 2012-05-03 | 2012-04-26 | 2012-05-24 | 2012-10-07 | 2012-10-09 | 4378 | 19578 | Up-front Payment
SDG-001073 | Low Income Multifamily Residential | Domestic Hot Water | Gas | San Diego Gas and Electric | Incentive:Paid | 5711 | 19.23 |  | 1 | 297 |  | 297 |  | 2012-04-26 22:02 | 2012-05-24 | ADROIT ENERGY INC | Retrofit | poway | San Diego | 92064 | Host Customer is System Owner | [7 empty] | 81.8 | 40.9 |  | Glycol | Advanced Controller with a Thermal Cycling Function | Solar and Auxiliary Storage are the same Tank |  | 1 | 1 | 336 | Z10 | 8 | Units | Apartments/Condos | 2007032A | 2 | 1 | 119 | 1 | 0 | 0 | 199000 | TRUE | 120 | 120 |  |  |  |  | City of Poway | FALSE | 65.92 |  | 2012-03-26 | 2012-05-03 | 2012-04-26 | 2012-05-24 | 2012-10-07 | 2012-10-10 | 4391 | 19578 | Up-front Payment
SDG-001074 | Low Income Multifamily Residential | Domestic Hot Water | Gas | San Diego Gas and Electric | Incentive:Paid | 6288 | 19.23 |  | 1 | 327 |  | 327 |  | 2012-04-26 22:03 | 2012-05-24 | ADROIT ENERGY INC | Retrofit | poway | San Diego | 92064 | Host Customer is System Owner | [7 empty] | 81.8 | 40.9 |  | Glycol | Advanced Controller with a Thermal Cycling Function | Solar and Auxiliary Storage are the same Tank |  | 1 | 1 | 336 | Z10 | 8 | Units | Apartments/Condos | 2007032A | 2 | 1 | 119 | 1 | 0 | 0 | 199000 | TRUE | 120 | 120 |  |  |  |  | City of Poway | FALSE | 59.9 |  | 2012-03-26 | 2012-05-03 | 2012-04-26 | 2012-05-24 | 2012-10-07 | 2012-10-10 | 4391 | 19587 | Up-front Payment
SDG-001075 | Low Income Multifamily Residential | Domestic Hot Water | Gas | San Diego Gas and Electric | Incentive:Paid | 6288 | 19.23 |  | 1 | 327 |  | 327 |  | 2012-04-26 22:03 | 2012-05-24 | ADROIT ENERGY INC | Retrofit | Poway | San Diego | 92064 | Host Customer is System Owner | [7 empty] | 81.8 | 40.9 |  | Glycol | Advanced Controller with a Thermal Cycling Function | Solar and Auxiliary Storage are the same Tank |  | 1 | 1 | 336 | Z10 | 8 | Units | Apartments/Condos | 2007032A | 2 | 1 | 119 | 1 | 0 | 0 | 199000 | TRUE | 120 | 120 |  |  |  |  | City of Poway | FALSE | 59.9 |  | 2012-03-26 | 2012-05-03 | 2012-04-26 | 2012-05-24 | 2012-10-07 | 2012-10-10 | 4391 | 19587 | Up-front Payment
SDG-001076 | Low Income Multifamily Residential | Domestic Hot Water | Gas | San Diego Gas and Electric | Incentive:Paid | 6288 | 19.23 |  | 1 | 327 |  | 327 |  | 2012-04-26 22:04 | 2012-05-24 | ADROIT ENERGY INC | Retrofit | Poway | San Diego | 92064 | Host Customer is System Owner | [7 empty] | 81.8 | 40.9 |  | Glycol | Advanced Controller with a Thermal Cycling Function | Solar and Auxiliary Storage are the same Tank |  | 1 | 1 | 336 | Z10 | 8 | Units | Apartments/Condos | 2007032A | 2 | 1 | 119 | 1 | 0 | 0 | 199000 | TRUE | 120 | 120 |  |  |  |  | City of Poway | FALSE | 59.9 |  | 2012-03-26 | 2012-05-03 | 2012-04-26 | 2012-05-24 | 2012-10-07 | 2012-10-10 | 4391 | 19587 | Up-front Payment
SDG-001077 | Low Income Multifamily Residential | Domestic Hot Water | Gas | San Diego Gas and Electric | Incentive:Paid | 6288 | 19.23 |  | 1 | 327 |  | 327 |  | 2012-04-26 22:05 | 2012-05-24 | ADROIT ENERGY INC | Retrofit | Poway | San Diego | 92064 | Host Customer is System Owner | [7 empty] | 81.8 | 40.9 |  | Glycol | Advanced Controller with a Thermal Cycling Function | Solar and Auxiliary Storage are the same Tank |  | 1 | 1 | 336 | Z10 | 8 | Units | Apartments/Condos | 2007032A | 2 | 1 | 119 | 1 | 0 | 0 | 199000 | TRUE | 120 | 120 |  |  |  |  | City of Poway | FALSE | 59.9 |  | 2012-03-26 | 2012-05-03 | 2012-04-26 | 2012-05-24 | 2012-10-07 | 2012-10-10 | 4391 | 19587 | Up-front Payment
SDG-001078 | Low Income Multifamily Residential | Domestic Hot Water | Gas | San Diego Gas and Electric | Incentive:Paid | 3019 | 19.23 |  | 1 | 157 |  | 157 |  | 2012-10-07 13:40 | 2012-10-09 | ADROIT ENERGY INC | New Construction | Poway | San Diego | 92064 | Host Customer is System Owner |  |  | 2010114A | Schuco USA LLLP | Slimline Package | Slimline II-70Gi | Indirect Forced Circulation (IF) | 49.7 |  | V, LA, Plus | Glycol | Advanced Controller with a Thermal Cycling Function | Solar and Auxiliary Storage are the same Tank | 70 | 1 | 1 | 0 | Z10 | [18 empty] | City of Poway / Esgil Engineering | FALSE | 69.36 |  | 2012-03-26 | 2012-10-08 | 2012-10-07 | 2012-10-09 | 2012-10-15 | 2012-10-15 | 4372 | 10890 | Up-front Payment
SDG-001079 | Low Income Multifamily Residential | Domestic Hot Water | Gas | San Diego Gas and Electric | Incentive:Paid | 14961 | 19.23 |  | 1 | 778 |  | 778 |  | 2013-03-05 16:32 | 2013-03-15 | EVERYDAY COMMUNICATIONS CORP | Retrofit | San Diego | San Diego | 92113 | Lease | [7 empty] | 338.46 | 56.41 |  | Drainback |  | Solar Storage and Auxiliary Tanks are separate |  | 1 | 1 | 546 | Z07 | 13 | Units | Apartments/Condos | 2009042B | 6 | 6 | 659 | 1 | 100 | 1 | 199000 | TRUE | 140 | 140 |  |  |  |  | San Diego | FALSE | 77.02 |  | 2013-03-05 |  | 2013-03-05 | 2013-03-15 | 2013-03-18 | 2013-03-25 | 4202 | 59918 | Up-front Payment
SCG-001089 | Single Family Residential | Domestic Hot Water | Gas | Southern California Gas Company | Incentive:Paid | 2305 | 18.59 |  | 1 | 124 |  | 124 |  | 2012-10-04 11:26 | 2012-10-24 | R M S BUILDING INC | New Construction | Manhattan Beach | Los Angeles | 90266 | Host Customer is System Owner |  | 5 | 2011141B | Heliodyne, Inc. | Heliopak | HPAK 016 1 410 G 80 ACD Z | Indirect Forced Circulation (IF) | 40.2 |  | 410 001 | Glycol | Advanced Controller with a Thermal Cycling Function | Solar Storage and Auxiliary Tanks are separate | 80 | 1 | 1 | 65 | Z06 | [18 empty] | Manhattan Beach | FALSE | 87.21 |  | 2011-06-01: 2012-03-27; 2011-08-03: 2012-10-04; 2011-09-20: 2012-10-24 | 4303 | 10814 | Up-front Payment
SDG-001100 | Low Income Multifamily Residential | Domestic Hot Water | Gas | San Diego Gas and Electric | Incentive:Paid | 204672 | 19.23 |  | 1 | 10675 |  | 10568 |  | 2012-05-22 14:03 | 2012-07-27 | EVERYDAY COMMUNICATIONS CORP | Retrofit | Lakeside | San Diego | 92040 | Lease | [7 empty] | 3046.14 | 56.41 |  | Glycol | Steam Back | Solar and Auxiliary Storage are the same Tank |  | 0.99 | 1 | 5000 | Z10 | 136 | Units | Apartments/Condos | 2007032A | 54 | 1 | 5000 | 1 | 115 | 1 | 1000000 | TRUE | 140 | 140 |  |  |  | SunEarth - SETR0603mcU + VFS 10-200 | County of San Diego | FALSE | 29.41 |  | 2012-03-29 | 2012-05-31 | 2012-05-22 |  | 2012-11-14 | 2012-11-30 | 4315 | 313918 | Up-front Payment
SDG-001101 | Low Income Multifamily Residential | Domestic Hot Water | Gas | San Diego Gas and Electric | Incentive:Paid | 10865 | 19.23 |  | 1 | 565 |  | 565 |  | 2013-03-05 16:35 | 2013-03-15 | EVERYDAY COMMUNICATIONS CORP | Retrofit | San Diego | San Diego | 92113 | Lease |  |  | 2001005F | SunEarth, Inc. | SunSiphon | EPGX80-48-2G | Indirect Thermosyphon (IT) | 49.3 |  | EP-24 | Glycol | Pressure Stagnation Protection (PSP) | Solar Storage and Auxiliary Tanks are separate | 400 | 1 | 1 | 0 | Z07 | [11 empty] | FALSE | [6 empty] | San Diego | FALSE | 102.16 |  | 2013-03-01 |  | 2013-03-05 | 2013-03-15 | 2013-03-18 | 2013-03-25 | 4189 | 57720 | Up-front Payment
SDG-001102 | Low Income Multifamily Residential | Domestic Hot Water | Gas | San Diego Gas and Electric | Incentive:Paid | 14961 | 19.23 |  | 1 | 778 |  | 778 |  | 2013-03-05 16:32 | 2013-03-15 | EVERYDAY COMMUNICATIONS CORP | Retrofit | San Diego | San Diego | 92113 | Lease | [7 empty] | 338.46 | 56.41 |  | Drainback |  | Solar Storage and Auxiliary Tanks are separate |  | 1 | 1 | 546 | Z07 | 13 | Units | Apartments/Condos | 2009042B | 6 | 6 | 659 | 1 | 100 | 1 | 199000 | TRUE | 140 | 140 |  |  |  |  | San Diego | FALSE | 77.02 |  | 2013-03-05 |  | 2013-03-05 | 2013-03-15 | 2013-03-18 | 2013-03-25 | 4202 | 59918 | Up-front Payment
SDG-001103 | Low Income Multifamily Residential | Domestic Hot Water | Gas | San Diego Gas and Electric | Incentive:Paid | 14961 | 19.23 |  | 1 | 778 |  | 778 |  | 2013-03-05 16:32 | 2013-03-15 | EVERYDAY COMMUNICATIONS CORP | Retrofit | San Diego | San Diego | 92113 | Lease | [7 empty] | 338.46 | 56.41 |  | Drainback |  | Solar Storage and Auxiliary Tanks are separate |  | 1 | 1 | 546 | Z07 | 13 | Units | Apartments/Condos | 2009042B | 6 | 6 | 659 | 1 | 100 | 1 | 199000 | TRUE | 140 | 140 |  |  |  |  | San Diego | FALSE | 77.02 |  | 2013-03-05 |  | 2013-03-05 | 2013-03-15 | 2013-03-18 | 2013-04-16 | 4189 | 59918 | Up-front Payment
PGE-001105 | Commercial/Multifamily Residential | Domestic Hot Water | Gas | Pacific Gas and Electric | Incentive:Paid | 1325 | 14.53 |  | 1 | 96 |  | 91 |  | 2012-07-03 16:40 | 2012-07-25 | Self Installer | Retrofit | Sacramento | Sacramento | 95826 | Host Customer is System Owner |  |  | 2009009A | Harpiris Energy, LLC | SunCache | SCG-50-GTL | Indirect Integral Collector Storage (II) | 34.6 |  | 10001 |  | Advanced Controller with a Vacation or Holiday Mode | Solar Storage with Tankless Auxiliary Water Heater | 0 | 1 | 0.95 | 0 | Z12 | [11 empty] | FALSE | [6 empty] | City of Sacramento | FALSE | 30.06 |  | 2012-07-03 | 2012-09-10 | 2012-07-03 | 2012-07-25 | 2012-08-13 | 2012-09-10 | 4393 | 2886 | Up-front Payment
PGE-001118 | Low Income Multifamily Residential | Domestic Hot Water | Gas | Pacific Gas and Electric | Incentive:Paid | 153513 | 19.23 |  | 1 | 7983 |  | 7983 |  | 2012-04-04 18:21 | 2012-05-02 | SUNWATER SOLAR INC | Retrofit | Union City | Alameda | 94587 | Host Customer is System Owner | [7 empty] | 2811.9 | 40.17 |  | Glycol | Advanced Controller with a Vacation or Holiday Mode | Solar Storage and Auxiliary Tanks are separate |  | 1 | 1 | 3800 | Z03 | 100 | Units | Apartments/Condos | 2010115A | 70 | 1 | 4200 | 2 | 260 | 2 | 300000 | TRUE | 130 | 130 |  | SunReports - SR1100GVFS10-200 |  | SunReports - SR1100GVFS10-200 | City of Union City | FALSE | 41.31 |  | 2012-03-29 | 2012-04-09 | 2012-04-04 |  | 2012-05-10 | 2012-05-17 | 4539 | 329770 | Up-front Payment
PGE-001119 | Low Income Multifamily Residential | Domestic Hot Water | Gas | Pacific Gas and Electric | Incentive:Paid | 61097 | 19.23 |  | 1 | 3242 |  | 3177 |  | 2012-04-12 15:53 | 2012-05-23 | SUN LIGHT & POWER | Retrofit | Oakland |  | 94607 | Host Customer is System Owner | [7 empty] | 803.4 | 40.17 |  | Glycol | Advanced Controller with a Vacation or Holiday Mode | Solar Storage and Auxiliary Tanks are separate |  | 0.98 | 1 | 3885 | Z03 | 105 | Units | Apartments/Condos | 2010115A | 20 | 1 | 1200 | 2 | 360 | 3 | 600000 | TRUE | 120 | 120 |  |  |  | Heliodyne - Delta-T Pro Ethernet | Oakland | FALSE | 36.71 |  | 2012-04-11 | 2012-05-02 | 2012-04-12 |  | 2012-06-04 | 2012-06-13 | 4511 | 119022 | Up-front Payment
PGE-001122 | Low Income Multifamily Residential | Domestic Hot Water | Gas | Pacific Gas and Electric | Incentive:Paid | 86381 | 19.23 |  | 1 | 4492 |  | 4492 |  | 2012-06-04 11:12 | 2012-06-18 | SUN LIGHT & POWER | Retrofit | OAKLAND | Alameda | 94612 | Host Customer is System Owner | [7 empty] | 1124.76 | 40.17 |  | Glycol | Advanced Controller with a Vacation or Holiday Mode | Solar Storage and Auxiliary Tanks are separate |  | 1 | 1 | 5550 | Z03 | 150 | Units | Apartments/Condos | 2010115A | 28 | 1 | 1500 | 1 | 500 | 1 | 800000 | TRUE | 120 | 120 |  | Heliodyne - Delta-T Pro Ethernet |  | Heliodyne - Delta-T Pro Ethernet | City of Oakland | FALSE | 30.95 |  | 2012-05-01 | 2012-06-12 |  |  | 2012-10-24 | 2012-10-30 | 4372 | 139031 | Up-front Payment
PGE-001124 | Low Income Multifamily Residential | Domestic Hot Water | Gas | Pacific Gas and Electric | Incentive:Paid | 34883 | 19.23 |  | 1 | 1814 |  | 1814 |  | 2012-05-04 16:33 | 2012-08-13 | SOLARIX SYSTEMS | Retrofit | Fremont | Alameda | 94539 | Host Customer is System Owner | [7 empty] | 562.38 | 40.17 |  | Glycol | Advanced Controller with a Vacation or Holiday Mode | Solar Storage and Auxiliary Tanks are separate |  | 1 | 1 | 1320 | Z03 | 66 | Units | Apartments/Condos | 2010115A | 14 | 1 | 800 | 1 | 238 | 2 | 500000 | TRUE | 130 | 120 |  | Heliodyne - Delta-T Pro WiFi |  | Heliodyne - Delta-T Pro WiFi | City of Fremont | FALSE | 35.65 |  | 2012-03-30 | 2012-05-17 | 2012-05-04 |  | 2012-09-11 | 2012-09-17 | 4418 | 64665 | Up-front Payment
PGE-001128 | Low Income Multifamily Residential | Domestic Hot Water | Gas | Pacific Gas and Electric | Incentive:Paid | 34458 | 19.23 |  | 1 | 1810 |  | 1792 |  | 2012-06-04 11:22 | 2012-06-18 | SUN LIGHT & POWER | Retrofit | Berkeley | Alameda | 94704 | Host Customer is System Owner | [7 empty] | 482.04 | 40.17 |  | Glycol | Advanced Controller with a Vacation or Holiday Mode | Solar Storage and Auxiliary Tanks are separate |  | 0.99 | 1 | 1800 | Z03 | 45 | Units | Apartments/Condos | 2010115A | 12 | 1 | 595 | 5 | 120 | 1 | 390000 | TRUE | 125 | 125 |  | Heliodyne - Delta-T Pro Ethernet |  | Heliodyne - Delta-T Pro Ethernet | City of Berkeley | FALSE | 44.66 |  | 2012-05-01 | 2012-06-12 |  |  | 2012-10-24 | 2012-10-30 | 4371 | 80838 | Up-front Payment
PGE-001129 | Low Income Multifamily Residential | Domestic Hot Water | Gas | Pacific Gas and Electric | Incentive:Paid | 28941 | 19.23 |  | 1 | 1505 |  | 1505 |  | 2012-04-11 09:20 | 2012-05-02 | SUN LIGHT & POWER | Retrofit | Oakland |  | 94602 | Host Customer is System Owner | [7 empty] | 401.7 | 40.17 |  | Glycol | Advanced Controller with a Vacation or Holiday Mode | Solar Storage and Auxiliary Tanks are separate |  | 1 | 1 | 1600 | Z03 | 40 | Units | Apartments/Condos | 2010115A | 10 | 1 | 670 | 2 | 375 | 2 | 399000 | TRUE | 125 | 120 |  |  |  |  | City of Oakland | FALSE | 46.86 |  | 2012-04-11 | 2012-04-30 | 2012-04-11 | 2012-05-02 | 2012-10-24 | 2012-11-01 | 4371 | 70524 | Up-front Payment
SCG-001130 | Low Income Multifamily Residential | Domestic Hot Water | Gas | Southern California Gas Company | Incentive:Paid | 70190 | 19.23 |  | 1 | 3650 |  | 3650 |  | 2012-05-29 14:54 | 2012-05-31 | EMPOWER CONSTRUCTION CORP | New Construction | Los Angeles | Los Angeles | 90013 | Host Customer is System Owner | [7 empty] | 985.2 | 32.84 |  | Drainback |  | Solar Storage and Auxiliary Tanks are separate |  | 1 | 1 | 3922 | Z09 | 106 | Units | Apartments/Condos | 2007032D | 30 | 1 | 1300 | 1 | 379 | 1 | 500000 | TRUE | 120 | 122 | SunReports | SR1000GVFS20-400 |  | SunReports - SR1100GVFS20-400 | City of Los Angeles | FALSE | 47.01 |  | 2012-04-19 |  | 2012-05-29 |  | 2012-11-14 | 2012-12-05 | 4335 | 171586 | Up-front Payment
PGE-001131 | Low Income Multifamily Residential | Domestic Hot Water | Gas | Pacific Gas and Electric | Incentive:Paid | 31172 | 19.23 |  | 1 | 1621 |  | 1621 |  | 2012-04-10 15:58 | 2012-05-02 | SUN LIGHT & POWER | Retrofit | Oakland |  | 94607 | Host Customer is System Owner | [7 empty] | 401.7 | 40.17 |  | Glycol | Advanced Controller with a Vacation or Holiday Mode | Solar Storage and Auxiliary Tanks are separate |  | 1 | 1 | 1880 | Z03 | 47 | Units | Apartments/Condos | 2010115A | 10 | 1 | 650 | 2 | 300 | 2 | 850000 | TRUE | 120 | 120 |  |  |  |  | City of Oakland | FALSE | 42.87 |  | 2012-04-10 | 2012-04-30 | 2012-04-10 | 2012-05-02 | 2012-10-24 | 2012-10-31 | 4372 | 69492 | Up-front Payment
SCG-001132 | Low Income Multifamily Residential | Domestic Hot Water | Gas | Southern California Gas Company | Incentive:Paid | 14076 | 19.23 |  | 1 | 732 |  | 732 |  | 2012-04-23 16:09 | 2012-06-15 | EMPOWER CONSTRUCTION CORP | New Construction | Santa Monica | Los Angeles | 90403 | Host Customer is System Owner | [7 empty] | 409 | 40.9 |  | Drainback |  | Solar Storage and Auxiliary Tanks are separate |  | 1 | 1 | 336 | Z06 | 8 | Units | Apartments/Condos | 2007032A | 10 | 1 | 600 | 1 | 200 | 2 | 400000 | TRUE | 140 | 122 |  |  |  |  | City of Santa Monica | FALSE | 91.98 |  | 2012-04-11 |  | 2012-04-23 | 2012-06-15 | 2012-10-08 | 2012-10-09 | 4303 | 67329 | Up-front Payment
SCG-001133 | Low Income Multifamily Residential | Domestic Hot Water | Gas | Southern California Gas Company | Incentive:Paid | 76420 | 19.23 |  | 1 | 3974 |  | 3974 |  | 2012-04-18 13:27 | 2012-06-11 | ALL VALLEY SOLAR INC | Retrofit | Los Angeles | Los Angeles | 90013 | Host Customer is System Owner | [7 empty] | 1431.5 | 40.9 |  | Forced Circulation |  | Solar Storage and Auxiliary Tanks are separate |  | 1 | 1 | 2508 | Z09 | 66 | Units | Apartments/Condos | 2007032A | 35 | 1 | 1800 | 9 | 240 | 1 | 800000 | TRUE | 120 | 120 |  |  |  | SunEarth - SETR0603mcU + VFS 10-200 | LADBS | FALSE | 43.48 |  | 2012-04-18 |  | 2012-04-18 |  | 2012-07-19 | 2012-07-24 | 4440 | 172785.4 | Up-front Payment
SCG-001135 | Low Income Multifamily Residential | Domestic Hot Water | Gas | Southern California Gas Company | Incentive:Paid | 66497 | 19.23 |  | 1 | 3458 |  | 3458 |  | 2012-07-18 08:20 | 2012-07-19 | EMPOWER CONSTRUCTION CORP | New Construction | Pacoima | Los Angeles | 91331 | Host Customer is System Owner | [7 empty] | 1145.2 | 40.9 |  | Glycol | Advanced Controller with a Vacation or Holiday Mode | Solar Storage and Auxiliary Tanks are separate |  | 1 | 1 | 2360 | Z09 | 64 | Units | Apartments/Condos | 2007032A | 28 | 1 | 1575 | 9 | 350 | 2 | 500000 | TRUE | 130 | 122 |  |  |  | SunReports - SR1100GVFS20-400 | City of Los Angeles | FALSE | 61.22 |  | 2012-05-17 |  | 2012-07-18 |  | 2012-12-14 | 2012-12-18 | 4307 | 211716 | Up-front Payment
SCG-001136 | Single Family Residential | Domestic Hot Water | Gas | Southern California Gas Company | Incentive:Paid | 1875 | 12.82 |  | 1 | 169 |  | 161 |  | 2012-04-11 08:14 | 2012-05-09 | SOLARPONICS INC | Retrofit | Lompoc | Santa Barbara | 93436 | Host Customer is System Owner | 3 |  | 2010004A | Schuco USA LLLP | Slimline Package | Slimline II-75G | Indirect Forced Circulation (IF) | 49.7 |  | V, LA, Plus |  |  | Solar Storage and Auxiliary Tanks are separate | 75 | 0.95 | 1 | 45 | Z05 | [18 empty] | County Santa Babara | FALSE | 58.08 |  | 2012-04-02 | 2012-05-08 |  |  | 2012-04-11 | 2012-05-09 | 4482 | 9816 | Up-front Payment
PGE-001137 | Single Family Residential | Domestic Hot Water | Electric | Pacific Gas and Electric | Incentive:Paid | 794 |  | 0.37 | 1 |  | 2648 |  | 2145 | 2012-06-12 16:13 | 2012-06-26 | SCURFIELD SOLAR AND HEATING | Retrofit | EUREKA | Humboldt | 95503 | Host Customer is System Owner | 5 |  | 2010110B | VELUX America Inc. | VELUX | CLI-U12 SK0 (W/L/F/P) 218 EL B/U | Indirect Forced Circulation (IF) | 54.1 |  | CLI U12 4000 | Glycol | Advanced Controller with a Vacation or Holiday Mode | Solar and Auxiliary Storage are the same Tank | 75 | 0.81 | 1 | 65 | Z01 | [18 empty] | Humboldt County | FALSE |  | 4.4 | 2011-06-01: 2012-04-02; 2011-08-03: 2012-06-12; 2011-09-20: 2012-06-26 | 4499 | 11642.39 | Up-front Payment
PGE-001138 | Low Income Multifamily Residential | Domestic Hot Water | Gas | Pacific Gas and Electric | Incentive:Paid | 65547 | 19.23 |  | 1 | 3588 |  | 3409 |  | 2012-04-17 11:29 | 2012-05-17 | SUN LIGHT & POWER | New Construction | Union City | Alameda | 94587 | Host Customer is System Owner | [7 empty] | 1285.44 | 40.17 |  | Glycol | Pressure Stagnation Protection (PSP) | Solar Storage and Auxiliary Tanks are separate |  | 0.95 | 1 | 2166 | Z03 | 57 | Units | Apartments/Condos | 2010115A | 32 | 1 | 1950 | 1 | 260 | 2 | 600000 | TRUE | 125 | 125 |  |  |  | Heliodyne - Delta-T Pro Ethernet | City of Union City | FALSE | 58.67 |  | 2012-04-17 | 2012-05-02 | 2012-04-17 |  | 2012-06-07 | 2012-06-18 | 4511 | 210492 | Up-front Payment
SCE-001140 | Commercial/Multifamily Residential | Domestic Hot Water | Electric | Southern California Edison | Incentive:Draft | 4310 |  | 0.42 | 1 |  | 10262 |  | 10262 | 2012-07-06 13:44 | 2012-08-21 | ACCO ENGINEERED SYSTEMS INC | Retrofit | Laguna Niguel | Los Angeles | 92677 | Host Customer is System Owner | [7 empty] | 120.45 | 40.15 |  | Glycol | Advanced Controller with a Thermal Cycling Function | Solar Storage and Auxiliary Tanks are separate |  | 1 | 1 | 280 | Z06 | 400 | Full meals served | Quick Service Restaurant | 2007027D | 3 | 1 | 238 | 2 | 40 | 1 | 45 | TRUE | 140 | 120 | [5 empty] | FALSE |  | 6.64 | 2012-04-03 | 2012-07-13 | 2012-07-06 | 2012-08-21 |  |  | 4449 | 68096 | Up-front Payment
SCG-001141 | Low Income Multifamily Residential | Domestic Hot Water | Gas | Southern California Gas Company | Incentive:Paid | 25961 | 19.23 |  | 1 | 1350 |  | 1350 |  | 2012-04-25 08:10 | 2012-05-18 | ENVIRONMENTAL SOLAR DESIGN INC | Retrofit | Sun Valley | Los Angeles | 91352 | Host Customer is System Owner | [7 empty] | 409 | 40.9 |  | Glycol | Advanced Controller with a Vacation or Holiday Mode | Solar Storage and Auxiliary Tanks are separate |  | 1 | 1 | 756 | Z09 | 18 | Units | Apartments/Condos | 2007032A | 10 | 1 | 570 | 2 | 115 | 1 | 300000 | TRUE | 125 | 130 |  |  |  |  | Los Angeles | FALSE | 67.8 |  | 2012-04-03 |  | 2012-04-25 | 2012-05-18 | 2012-07-27 | 2012-08-31 | 4393 | 91530 | Up-front Payment
SCE-001142 | Commercial/Multifamily Residential | Domestic Hot Water | Electric | Southern California Edison | Reservation:Canceled | 11367 |  | 0.42 | 1 |  | 27064 |  | 27064 | 2012-07-06 13:46 |  | ACCO ENGINEERED SYSTEMS INC | Retrofit | Laguna Niguel | Los Angeles | 92677 | Host Customer is System Owner | [7 empty] | 240.9 | 40.15 |  | Glycol | Advanced Controller with a Thermal Cycling Function | Solar Storage and Auxiliary Tanks are separate |  | 1 | 1 | 2144 | Z06 |  |  | Other | 2007027D | 6 | 1 | 357 | 3 | 120 | 1 | 36 | TRUE | 140 | 120 | [5 empty] | FALSE |  | 3.23 | 2011-06-01: 2012-04-03; 2011-06-21: 2012-10-30; 2011-06-23: 2012-07-06 | 4379 | 87503 | Up-front Payment
PGE-001143 | Single Family Residential | Domestic Hot Water | Propane | Pacific Gas and Electric | Incentive:Paid | 939 | 0.37 |  | 1 | 2813 |  | 2539 |  | 2012-04-04 09:54 | 2012-04-09 | SIERRA PACIFIC HOME & COMFORT INC | Retrofit | Foresthill | Placer | 95631 | Host Customer is System Owner | 2 |  | 2001019A | ACR Solar International | Skyline System 5 | 200152C80EX2TG | Indirect Forced Circulation (IF) | 40.1 |  | 20-01 | Glycol | Advanced Controller with a Vacation or Holiday Mode | Solar Storage and Auxiliary Tanks are separate | 80 | 0.95 | 0.95 | 35 | Z12 | [18 empty] | Placer County | FALSE | 2.83 |  | 2012-04-04 | 2012-04-06 |  |  | 2012-04-04 | 2012-04-09 | 4580 | 7947.21 | Up-front Payment
PGE-001144 | Single Family Residential | Domestic Hot Water | Electric | Pacific Gas and Electric | Incentive:Paid | 942 |  | 0.37 | 1 |  | 2679 |  | 2545 | 2012-05-12 09:05 | 2012-06-26 | GO SOLAR NOW INC | Retrofit | VACAVILLE | Solano | 95687 | Host Customer is System Owner | 4 |  | 2001026L | SunEarth, Inc. | Cascade | ECRD-40-120 | Indirect Forced Circulation (IF) | 40.9 |  | EC-40 |  |  | Solar and Auxiliary Storage are the same Tank | 120 | 1 | 0.95 | 55 | Z12 | [18 empty] | City of Vacaville | FALSE |  | 1.87 | 2012-04-04 | 2012-05-24 |  |  | 2012-05-12 | 2012-06-26 | 4499 | 5000 | Up-front Payment
PGE-001145 | Single Family Residential | Domestic Hot Water | Gas | Pacific Gas and Electric | Incentive:Paid | 2374 | 18.59 |  | 1 | 143 |  | 128 |  | 2012-11-19 13:48 | 2013-01-16 | A1 SUN INC | Retrofit | Berkeley | Alameda | 94706 | Host Customer is System Owner | 4 |  | 2010135I | Heliodyne, Inc. | Heliopak | HPAK 016 2 408 G 75PD AC S Z | Indirect Forced Circulation (IF) | 64.4 |  | 408 001 | Glycol | Pressure Stagnation Protection (PSP) | Solar and Auxiliary Storage are the same Tank | 75 | 0.94 | 0.95 | 55 | Z03 | [18 empty] | City of Berkeley | FALSE | 92.77 |  | 2012-04-06 | 2013-01-09 |  |  | 2012-11-19 | 2013-01-16 | 4296 | 13266 | Up-front Payment
PGE-001146 | Low Income Multifamily Residential | Domestic Hot Water | Gas | Pacific Gas and Electric | Incentive:Paid | 12155 | 19.23 |  | 1 | 645 |  | 632 |  | 2012-04-11 09:23 | 2012-05-17 | SUN LIGHT & POWER | New Construction | Sonoma |  | 95476 | Host Customer is System Owner | [7 empty] | 200.85 | 40.17 |  | Glycol | Advanced Controller with a Vacation or Holiday Mode | Solar and Auxiliary Storage are the same Tank |  | 0.98 | 1 | 504 | Z02 | 12 | Units | Apartments/Condos | 2010115A | 5 | 1 | 238 | 2 | 0 | 0 | 238000 | TRUE | 120 | 120 |  |  |  |  | City of Sonoma | FALSE | 54.93 |  | 2012-04-11 | 2012-04-30 | 2012-04-11 |  | 2013-07-22 | 2013-07-23 | 4104 | 35429 | Up-front Payment
PGE-001147 | Low Income Multifamily Residential | Domestic Hot Water | Gas | Pacific Gas and Electric | Incentive:Paid | 10308 | 19.23 |  | 1 | 547 |  | 536 |  | 2012-04-25 16:50 | 2012-05-17 | SUN LIGHT & POWER | New Construction | Sonoma |  | 95476 | Host Customer is System Owner | [7 empty] | 160.68 | 40.17 |  | Glycol | Advanced Controller with a Vacation or Holiday Mode | Solar and Auxiliary Storage are the same Tank |  | 0.98 | 1 | 378 | Z02 | 9 | Units | Apartments/Condos | 2010115A | 4 | 1 | 238 | 2 | 0 | 0 | 199000 | TRUE | 120 | 120 |  |  |  |  | City of Sonoma | FALSE | 57.23 |  | 2012-04-11 | 2012-04-30 | 2012-04-25 | 2012-05-17 | 2013-07-22 | 2013-07-23 | 4104 | 31306 | Up-front Payment
PGE-001148 | Low Income Multifamily Residential | Domestic Hot Water | Gas | Pacific Gas and Electric | Incentive:Paid | 14436 | 19.23 |  | 1 | 766 |  | 751 |  | 2012-04-11 09:24 | 2012-05-17 | SUN LIGHT & POWER | New Construction | Sonoma |  | 95476 | Host Customer is System Owner | [7 empty] | 241.02 | 40.17 |  | Glycol | Advanced Controller with a Vacation or Holiday Mode | Solar and Auxiliary Storage are the same Tank |  | 0.98 | 1 | 880 | Z02 | 22 | Units | Apartments/Condos | 2010115A | 6 | 1 | 218 | 2 | 0 | 0 | 500000 | TRUE | 120 | 120 |  |  |  |  | City of Sonoma | FALSE | 49.31 |  | 2012-04-11 | 2012-04-30 | 2012-04-11 |  | 2013-07-23 | 2013-09-27 | 4029 | 37775 | Up-front Payment
SDG-001149 | Single Family Residential | Domestic Hot Water | Electric | San Diego Gas and Electric | Incentive:Paid | 928 |  | 0.37 | 1 |  | 2508 |  | 2508 | 2012-04-25 09:36 | 2012-04-25 | SOLAR SERVICES OF SAN DIEGO INC | Retrofit | jamul | San Diego | 91935 | Host Customer is System Owner | 3 |  | 2001010C | Solahart Industries | SOLAHART | 302J & 302J Free Heat | Indirect Thermosyphon (IT) | 42.7 |  | J | Glycol | HartStat, or equivalent | Solar and Auxiliary Storage are the same Tank | 80 | 1 | 1 | 45 | Z10 | [18 empty] | san diego county | FALSE |  | 2.69 | 2011-06-01: 2012-04-09; 2011-08-03: 2012-04-25; 2011-09-20: 2012-04-25 | 4545 | 6750 | Up-front Payment
PGE-001152 | Single Family Residential | Domestic Hot Water | Propane | Pacific Gas and Electric | Incentive:Paid | 1263 | 0.37 |  | 1 | 4512 |  | 4286 |  | 2012-04-19 12:25 | 2012-04-27 | SOLARPONICS INC | Retrofit | ATASCADERO | San Luis Obispo | 93422 | Host Customer is System Owner | 4 |  | 2011025A | Schuco USA LLLP | Advance Package | Advance II - 75G | Indirect Forced Circulation (IF) | 44.1 |  | CTE 215 CH |  |  | Solar Storage and Auxiliary Tanks are separate | 75 | 0.95 | 1 | 55 | Z04 | [18 empty] | City of Atascadero, CA | FALSE | 2.31 |  | 2011-06-01: 2012-04-10; 2011-08-03: 2012-04-19; 2011-09-20: 2012-04-27 | 4559 | 10418.56 | Up-front Payment
SCG-001153 | Low Income Multifamily Residential | Domestic Hot Water | Gas | Southern California Gas Company | Incentive:Paid | 25845 | 19.23 |  | 1 | 1344 |  | 1344 |  | 2012-06-18 12:49 | 2012-07-17 | MOHR POWER SOLAR INC | Retrofit | Los Angeles | Los Angeles | 90022 | Host Customer is System Owner | [7 empty] | 367.74 | 40.86 |  | Drainback |  | Solar Storage and Auxiliary Tanks are separate |  | 1 | 1 | 740 | Z09 | 37 | Units | Apartments/Condos | 2006024E | 9 | 1 | 600 | 3 | 100 | 1 | 265333.33 | TRUE | 130 | 130 |  |  |  |  | County of Los Angeles | FALSE | 39.51 |  | 2012-04-10 |  | 2012-06-18 | 2012-07-17 | 2012-07-30 | 2012-08-02 | 4407 | 53096.5 | Up-front Payment
SCG-001154 | Low Income Multifamily Residential | Domestic Hot Water | Gas | Southern California Gas Company | Incentive:Paid | 25845 | 19.23 |  | 1 | 1344 |  | 1344 |  | 2012-06-18 12:48 | 2012-07-17 | MOHR POWER SOLAR INC | Retrofit | Los Angeles | Los Angeles | 90022 | Host Customer is System Owner | [7 empty] | 367.74 | 40.86 |  | Drainback |  | Solar Storage and Auxiliary Tanks are separate |  | 1 | 1 | 740 | Z09 | 37 | Units | Apartments/Condos | 2006024E | 9 | 1 | 600 | 3 | 100 | 1 | 199999 | TRUE | 130 | 130 |  |  |  |  | County of Los Angeles | FALSE | 45.09 |  | 2012-04-10 |  | 2012-06-18 | 2012-07-17 | 2012-07-30 | 2012-08-02 | 4407 | 60596.5 | Up-front Payment
SCG-001155 | Low Income Multifamily Residential | Domestic Hot Water | Gas | Southern California Gas Company | Incentive:Paid | 26095 | 19.23 |  | 1 | 1357 |  | 1357 |  | 2012-06-18 12:48 | 2012-07-17 | MOHR POWER SOLAR INC | Retrofit | Los Angeles | Los Angeles | 90022 | Host Customer is System Owner | [7 empty] | 367.74 | 40.86 |  | Drainback |  | Solar Storage and Auxiliary Tanks are separate |  | 1 | 1 | 760 | Z09 | 38 | Units | Apartments/Condos | 2006024E | 9 | 1 | 600 | 3 | 100 | 1 | 199999 | TRUE | 130 | 130 |  |  |  |  | County of Los Angeles | FALSE | 39.13 |  | 2012-04-10 |  | 2012-06-18 | 2012-07-17 | 2012-07-30 | 2012-08-02 | 4407 | 53096.5 | Up-front Payment
SCG-001158 | Low Income Multifamily Residential | Domestic Hot Water | Gas | Southern California Gas Company | Incentive:Paid | 26095 | 19.23 |  | 1 | 1357 |  | 1357 |  | 2012-06-18 12:47 | 2012-07-17 | MOHR POWER SOLAR INC | Retrofit | Los Angeles | Los Angeles | 90022 | Host Customer is System Owner | [7 empty] | 367.74 | 40.86 |  | Drainback |  | Solar Storage and Auxiliary Tanks are separate |  | 1 | 1 | 760 | Z09 | 38 | Units | Apartments/Condos | 2006024E | 9 | 1 | 600 | 3 | 100 | 1 | 199999 | TRUE | 130 | 130 |  |  |  |  | County of Los Angeles | FALSE | 39.13 |  | 2012-04-10 |  | 2012-06-18 | 2012-07-17 | 2012-07-30 | 2012-08-02 | 4407 | 53096.5 | Up-front Payment
PGE-001159 | Low Income Multifamily Residential | Domestic Hot Water | Gas | Pacific Gas and Electric | Incentive:Paid | 20499 | 19.23 |  | 1 | 1066 |  | 1066 |  | 2012-06-14 10:05 | 2012-06-22 | SUN LIGHT & POWER | Retrofit | BERKELEY | Alameda | 94704 | Host Customer is System Owner | [7 empty] | 241.02 | 40.17 |  | Drainback |  | Solar Storage and Auxiliary Tanks are separate |  | 1 | 1 | 3812 | Z03 | 60 |  | Other | 2010115A | 6 | 1 | 250 | 1 | 230 | 2 | 39900 | TRUE | 130 | 120 |  |  |  |  | Berkeley | FALSE | 80.33 |  | 2012-06-13 |  | 2012-06-14 | 2012-06-22 | 2012-06-28 | 2012-08-06 | 4461 | 85630 | Up-front Payment
PGE-001160 | Single Family Residential | Domestic Hot Water | Propane | Pacific Gas and Electric | Incentive:Paid | 1205 | 0.37 |  | 1 | 3809 |  | 3257 |  | 2012-04-12 10:31 | 2012-04-17 | AZTEC SOLAR INC | Retrofit | POLLOCK PINES | El Dorado | 95726 | Host Customer is System Owner | 2 |  | 2001001A | SunEarth, Inc. | SolaRay | TE40P-80-2G | Indirect Forced Circulation (IF) | 40.9 |  | EP-40 | Glycol | Advanced Controller with a Vacation or Holiday Mode | Solar Storage and Auxiliary Tanks are separate | 80 | 0.9 | 0.95 | 35 | Z12 | [18 empty] | El Dorado County | FALSE | 2.05 |  | 2011-06-01: 2012-04-11; 2011-08-03: 2012-04-12; 2011-09-20: 2012-04-17 | 4569 | 7801 | Up-front Payment
PGE-001162 | Commercial/Multifamily Residential | Domestic Hot Water | Gas | Pacific Gas and Electric | Incentive:Paid | 22512 | 12.82 |  | 1 | 1756 |  | 1756 |  | 2012-05-10 17:08 | 2012-06-22 | KARL D'ANGELO PLUMBING | Retrofit | Oakland | Alameda | 94606 | Host Customer is System Owner | [7 empty] | 498.06 | 27.67 |  | Glycol | Advanced Controller with a Vacation or Holiday Mode | Solar Storage and Auxiliary Tanks are separate |  | 1 | 1 | 2775 | Z03 | 4808 | Pounds of Laundry | Coin-op Laundries | 2010020B | 18 | 1 | 528 | 2 | 495 | 1 | 1336600 | TRUE | 120 | 115 |  | SunReports - SR1000GVFS10-200 |  | SunReports - SR1000GVFS10-200 | Oakland | FALSE | 34.15 |  | 2012-04-12 | 2012-05-23 | 2012-05-10 |  | 2012-06-29 | 2012-07-11 | 4483 | 59959 | Up-front Payment
PGE-001163 | Commercial/Multifamily Residential | Domestic Hot Water | Gas | Pacific Gas and Electric | Incentive:Paid | 16957 | 14.53 |  | 1 | 1167 |  | 1167 |  | 2012-05-11 17:58 | 2012-05-17 | COGENRA DEVELOPMENT INC | Retrofit | Santa Rosa | Sonoma | 95407 | Host Customer is System Owner | [7 empty] | 362.1 | 36.21 |  | Glycol | Other | Solar Storage and Auxiliary Tanks are separate |  | 1 | 1 | 7152 | Z02 | 3580 | Pounds of Laundry | Coin-op Laundries | 2011127A | 10 | 5 | 590 | 1 | 202 | 1 | 357000 | TRUE | 125 | 130 |  |  |  |  | Santa Rosa, Sonoma County, California | FALSE | 46.27 |  | 2012-04-12 | 2012-05-23 | 2012-05-11 | 2012-05-17 | 2012-05-18 | 2012-05-29 | 4391 | 54000 | Up-front Payment
PGE-001164 | Commercial/Multifamily Residential | Domestic Hot Water | Gas | Pacific Gas and Electric | Incentive:Canceled | 82131 | 20.19 |  | 1 | 4282 |  | 4068 |  | 2015-12-11 19:56 | 2016-01-08 | SOLARIX SYSTEMS | Retrofit | SAN FRANCISCO | San Francisco | 94102 | Host Customer is System Owner | [7 empty] | 1205.1 | 40.17 |  | Glycol | Pressure Stagnation Protection (PSP) | Solar Storage and Auxiliary Tanks are separate |  | 0.95 | 1 | 3480 | Z03 | 174 | Units | Apartments/Condos | 2010115A | 30 | 1 | 1600 | 2 | 300 | 1 | 1500000 | TRUE | 130 | 120 |  | Heliodyne - Delta-T Pro Ethernet |  | Heliodyne - Delta-T Pro Ethernet | CIty of San Francisco | FALSE | 28.6 |  | 2012-04-12 | 2015-12-17 | 2015-12-11 | 2016-01-08 | 2016-09-16 |  | 2930 | 122450 | Up-front Payment
PGE-001165 | Commercial/Multifamily Residential | Domestic Hot Water | Gas | Pacific Gas and Electric | Incentive:Paid | 14538 | 12.82 |  | 1 | 1134 |  | 1134 |  | 2012-05-23 15:18 | 2012-05-31 | SOLARIX SYSTEMS | Retrofit | Fremont | Alameda | 94536 | Host Customer is System Owner | [7 empty] | 322.2 | 32.22 |  | Glycol | Advanced Controller with a Vacation or Holiday Mode | Solar Storage and Auxiliary Tanks are separate |  | 1 | 1 | 1020 | Z03 | 51 | Units | Apartments/Condos | 2010115D | 10 | 1 | 357 | 3 | 80 | 1 | 75000 | TRUE | 130 | 130 |  |  |  |  | City of Fremont | FALSE | 44.09 |  | 2012-04-13 | 2012-05-29 | 2012-05-23 | 2012-05-31 | 2012-06-06 | 2012-06-13 | 4505 | 50000 | Up-front Payment
PGE-001167 | Low Income Multifamily Residential | Domestic Hot Water | Gas | Pacific Gas and Electric | Incentive:Paid | 9346 | 19.23 |  | 1 | 486 |  | 486 |  | 2012-05-11 11:33 | 2012-05-29 | SABBATINI PLUMBING INC | New Construction | HOLLISTER | San Benito | 95023 | Host Customer is System Owner | [7 empty] | 159.12 | 39.78 |  | Drainback |  | Solar and Auxiliary Storage are the same Tank |  | 1 | 1 | 252 | Z03 | 6 | Units | Apartments/Condos | 2009039F | 4 | 1 | 209 | 2 | 0 | 0 | 199000 | TRUE | 119 | 120 |  |  |  |  | Hollister, CA | FALSE | 60.79 |  | 2012-04-13 | 2012-05-24 | 2012-05-11 | 2012-05-29 | 2012-05-31 | 2012-07-03 | 4490 | 29541.96 | Up-front Payment
PGE-001168 | Low Income Multifamily Residential | Domestic Hot Water | Gas | Pacific Gas and Electric | Incentive:Paid | 10707 | 19.23 |  | 1 | 580 |  | 580 |  | 2012-05-11 11:35 | 2012-05-29 | SABBATINI PLUMBING INC | New Construction | HOLLISTER | San Benito | 95023 | Host Customer is System Owner | [7 empty] | 238.68 | 39.78 |  | Drainback |  | Solar and Auxiliary Storage are the same Tank |  |  | 1 | 252 | Z03 | 6 | Units | Apartments/Condos | 2009039F | 6 | 1 | 372 | 1 | 372 | 1 | 199000 | TRUE | 119 | 120 |  |  |  |  | Hollister, CA | FALSE | 68.36 |  | 2012-04-13 | 2012-05-24 | 2012-05-11 | 2012-05-29 | 2012-05-31 | 2012-07-05 | 4490 | 39646 | Up-front Payment
PGE-001169 | Low Income Multifamily Residential | Domestic Hot Water | Gas | Pacific Gas and Electric | Incentive:Paid | 6720 | 19.23 |  | 1 | 364 |  | 364 |  | 2012-05-11 11:39 | 2012-05-29 | SABBATINI PLUMBING INC | New Construction | Hollister | San Benito | 95023 | Host Customer is System Owner | [7 empty] | 119.34 | 39.78 |  | Drainback |  | Solar and Auxiliary Storage are the same Tank |  |  | 1 | 168 | Z03 | 4 | Units | Apartments/Condos | 2009039F | 3 | 1 | 209 | 1 | 209 | 1 | 199000 | TRUE | 119 | 120 |  |  |  |  | Hollister, CA | FALSE | 72.67 |  | 2012-04-13 | 2012-05-24 | 2012-05-11 | 2012-05-29 | 2012-05-31 | 2012-07-05 | 4490 | 26452.2 | Up-front Payment
PGE-001170 | Commercial/Multifamily Residential | Domestic Hot Water | Gas | Pacific Gas and Electric | Incentive:Paid | 66184 | 14.53 |  | 1 | 4555 |  | 4555 |  | 2012-08-01 09:42 | 2012-08-09 | COGENRA DEVELOPMENT INC | Retrofit | Menlo Park | San Mateo | 94025 | Host Customer is System Owner | [7 empty] | 1672 | 38 |  | Glycol | Other | Solar Storage and Auxiliary Tanks are separate |  | 1 | 1 | 18612 | Z03 | 7755 | Full meals served | Meal Service Restaurant | 2012045A | 44 | 2 | 2100 | 1 | 335 | 1 | 849000 | TRUE | 140 | 150 |  | Cogenra - C3 Comm VFS 10-200 |  | Cogenra - C3 Comm VFS 10-200 | City of Menlo Park | FALSE | 59.53 |  | 2012-04-13 | 2012-08-07 | 2012-08-01 |  | 2013-05-16 | 2013-07-01 | 4131 | 271170 | Up-front Payment
PGE-001171 | Single Family Residential | Domestic Hot Water | Electric | Pacific Gas and Electric | Incentive:Paid | 1650 |  | 0.54 | 1 |  | 3217 |  | 3056 | 2012-12-19 11:35 | 2012-12-20 | SOLARPONICS INC | Retrofit | ATASCADERO | Sacramento | 93422 | Host Customer is System Owner | 3 |  | 2011024A | Schuco USA LLLP | Advance Package | Advance II - 75E | Indirect Forced Circulation (IF) | 44.1 |  | CTE 215 CH | Glycol | Advanced Controller with a Vacation or Holiday Mode | Solar Storage and Auxiliary Tanks are separate | 75 | 0.95 | 1 | 45 | Z04 | [18 empty] | City of Atascadero, CA | FALSE |  | 3.36 | 2011-06-01: 2012-04-13; 2011-08-03: 2012-12-19; 2011-09-20: 2012-12-20 | 4321 | 10825 | Up-front Payment
PGE-001172 | Low Income Multifamily Residential | Domestic Hot Water | Gas | Pacific Gas and Electric | Incentive:Paid | 32189 | 19.23 |  | 1 | 1762 |  | 1674 |  | 2012-04-23 13:54 | 2012-06-12 | SUN LIGHT & POWER | Retrofit | OAKLAND | Alameda | 94612 | Host Customer is System Owner | [7 empty] | 482.04 | 40.17 |  | Glycol | Advanced Controller with a Vacation or Holiday Mode | Solar Storage and Auxiliary Tanks are separate |  | 0.95 | 1 | 1880 | Z03 | 47 | Units | Apartments/Condos | 2010115A | 12 | 2 | 720 | 4 | 200 | 2 | 3999999 | TRUE | 130 | 120 |  | Heliodyne - Delta-T Pro Ethernet |  | Heliodyne - Delta-T Pro Ethernet | City of Oakland | FALSE | 47.47 |  | 2012-04-13 | 2012-05-17 | 2012-04-23 |  | 2013-07-29 | 2013-08-27 | 4033 | 83644 | Up-front Payment
PGE-001173 | Low Income Multifamily Residential | Domestic Hot Water | Gas | Pacific Gas and Electric | Incentive:Paid | 4769 | 19.23 |  | 1 | 248 |  | 248 |  | 2012-09-21 08:21 | 2012-10-12 | SABBATINI PLUMBING INC | New Construction | Morgan Hill | Santa Clara | 95037 | Host Customer is System Owner | [7 empty] | 79.56 | 39.78 |  | Drainback |  | Solar and Auxiliary Storage are the same Tank |  | 1 | 1 | 168 | Z03 | 4 | Units | Apartments/Condos | 2009039F | 2 | 1 | 129 | 1 | 119 | 1 | 199000 | TRUE | 119 | 120 |  |  |  |  | Morgan Hill, CA | FALSE | 105.24 |  | 2012-04-13 | 2012-09-24 | 2012-09-21 | 2012-10-12 | 2012-10-26 | 2012-11-01 | 4372 | 26100 | Up-front Payment
SDG-001174 | Low Income Multifamily Residential | Domestic Hot Water | Gas | San Diego Gas and Electric | Incentive:Paid | 33056 | 19.23 |  | 1 | 1719 |  | 1719 |  | 2012-12-19 15:57 | 2013-02-12 | ADROIT ENERGY INC | Retrofit | Vista | San Diego | 92084 | Host Customer is System Owner | [7 empty] | 524.64 | 21.86 |  | Glycol | Advanced Controller with a Vacation or Holiday Mode | Solar Storage and Auxiliary Tanks are separate |  | 1 | 1 | 1280 | Z10 | 74 | Units | Apartments/Condos | 2009077A | 24 | 1 | 940 | 1 | 100 | 1 | 199000 | TRUE | 120 | 120 |  |  |  | SunEarth - SETR A503 TTR U + VFS 5-100 | City of Vista | FALSE | 42.7 |  | 2012-04-16 | 2013-01-03 | 2012-12-19 |  | 2013-05-15 | 2013-05-20 | 4162 | 73395 | Up-front Payment
SDG-001176 | Single Family Residential | Domestic Hot Water | Electric | San Diego Gas and Electric | Incentive:Paid | 942 |  | 0.37 | 1 |  | 2679 |  | 2545 | 2012-04-24 10:49 | 2012-04-25 | COSMIC SOLAR INC | Retrofit | Valley Center | San Diego | 92082 | Host Customer is System Owner | 2 |  | 2000007A | ACR Solar International | Skyline System 5 | 200152C80EX | Indirect Forced Circulation (IF) | 40.1 |  | 20-01 |  |  | Solar Storage and Auxiliary Tanks are separate | 80 | 0.95 | 1 | 35 | Z14 | [18 empty] | San Diego, CA | FALSE |  | 2.8 | 2011-06-01: 2012-04-17; 2011-08-03: 2012-04-24; 2011-09-20: 2012-04-25 | 4545 | 7500.31 | Up-front Payment
SCG-001177 | Low Income Multifamily Residential | Domestic Hot Water | Gas | Southern California Gas Company | Incentive:Paid | 79266 | 19.23 |  | 1 | 4122 |  | 4122 |  | 2012-05-29 16:50 | 2012-06-11 | EMPOWER CONSTRUCTION CORP | New Construction | Los Angeles | Los Angeles | 90028 | Host Customer is System Owner | [7 empty] | 1215.9 | 28.95 |  | Glycol | Advanced Controller with a Vacation or Holiday Mode | Solar Storage and Auxiliary Tanks are separate |  | 1 | 1 | 2736 | Z09 | 72 | Units | Apartments/Condos | 2009017A | 42 | 1 | 1320 | 3 | 260 | 2 | 600000 | TRUE | 127 | 122 |  |  |  | SunReports - SR1000GVFS20-400 | City of Los Angeles | FALSE | 61.37 |  | 2012-04-23 |  | 2012-05-29 |  | 2012-07-17 | 2012-08-03 | 4393 | 252962 | Up-front Payment
SCG-001178 | Commercial/Multifamily Residential | Domestic Hot Water | Gas | Southern California Gas Company | Incentive:Paid | 6684 | 14.53 |  | 1 | 460 |  | 460 |  | 2012-06-14 14:09 | 2012-06-20 | SOLAR UNLIMITED INC | Retrofit | Torrance | Los Angeles | 90503 | Host Customer is System Owner | [7 empty] | 146.34 | 24.39 |  | Glycol | Other | Solar Storage and Auxiliary Tanks are separate |  | 1 | 1 | 2000 | Z06 | 2000 | Full meals served | Meal Service Restaurant | 2007030A | 6 | 1 | 80 | 1 | 80 | 1 | 180000 | TRUE | 131 | 120 |  |  |  |  | Torrance | FALSE | 16.26 |  | 2012-04-17 |  | 2012-06-14 | 2012-06-20 | 2012-07-09 | 2012-08-13 | 4364 | 7480 | Up-front Payment
PGE-001179 | Single Family Residential | Domestic Hot Water | Gas | Pacific Gas and Electric | Incentive:Paid | 1661 | 12.82 |  | 1 | 144 |  | 130 |  | 2012-05-23 15:45 | 2012-06-21 | GREEN CONSTRUCTION SERVICE | Retrofit | CHICO | Butte | 95926 | Host Customer is System Owner | 3 |  | 2010112B | VELUX America Inc. | VELUX | CLI-U12 SKO(W/L/F/P)21 (10/12) NG B/U | Indirect Forced Circulation (IF) | 54.1 |  | CLI U12 4000 | Glycol | Advanced Controller with a Vacation or Holiday Mode | Solar and Auxiliary Storage are the same Tank | 75 | 1 | 0.9 | 45 | Z11 | [18 empty] | Chico | FALSE | 59.57 |  | 2012-04-18 | 2012-06-21 |  |  | 2012-05-23 | 2012-06-21 | 4505 | 8578.05 | Up-front Payment
SCG-001180 | Single Family Residential | Domestic Hot Water | Gas | Southern California Gas Company | Incentive:Paid | 1705 | 12.82 |  | 1 | 133 |  | 133 |  | 2012-05-04 18:10 | 2012-05-09 | SAL T VARGAS PLUMBING CORPORATION | Retrofit | Los Angeles | Los Angeles | 90032 | Lease | 4 |  | 2010135G | Heliodyne, Inc. | Heliopak | HPAK 016 1 410 G 75PD AC S Z | Indirect Forced Circulation (IF) | 40.2 |  | 410 001 | Glycol | Advanced Controller with a Vacation or Holiday Mode | Solar and Auxiliary Storage are the same Tank | 75 | 1 | 1 | 55 | Z09 | [18 empty] | City of Los Angeles | FALSE | 77.63 |  | 2011-06-01: 2012-04-21; 2011-08-03: 2012-05-04; 2011-09-20: 2012-05-09 | 4537 | 10324.2 | Up-front Payment
SCG-001182 | Low Income Multifamily Residential | Domestic Hot Water | Gas | Southern California Gas Company | Incentive:Paid | 47017 | 19.23 |  | 1 | 2445 |  | 2445 |  | 2012-05-22 09:42 | 2012-05-29 | TENCO SOLAR | New Construction | Panorama City | Los Angeles | 91402 | Host Customer is System Owner | [7 empty] | 642.72 | 40.17 |  | Glycol | Advanced Controller with a Vacation or Holiday Mode | Solar Storage and Auxiliary Tanks are separate |  | 1 | 1 | 1680 | Z09 | 42 | Units | Apartments/Condos | 2010115A | 16 | 1 | 875 | 5 | 378 | 2 | 282000 | TRUE | 120 | 120 |  |  |  | Heliodyne - Delta-T Pro Ethernet | City of Los Angeles | FALSE | 47.03 |  | 2012-04-24 |  | 2012-05-22 |  | 2012-07-18 | 2012-08-03 | 4393 | 115000 | Up-front Payment
SDG-001183 | Single Family Residential | Domestic Hot Water | Electric | San Diego Gas and Electric | Incentive:Paid | 928 |  | 0.37 | 1 |  | 2508 |  | 2508 | 2012-05-25 14:03 | 2012-05-29 | SOLAR SERVICES OF SAN DIEGO INC | Retrofit | ramona | San Diego | 92065 | Host Customer is System Owner | 4 |  | 2001010C | Solahart Industries | SOLAHART | 302J & 302J Free Heat | Indirect Thermosyphon (IT) | 42.7 |  | J | Glycol | HartStat, or equivalent | Solar and Auxiliary Storage are the same Tank | 80 | 1 | 1 | 55 | Z10 | [18 empty] | san diego county | FALSE |  | 2.77 | 2011-06-01: 2012-04-24; 2011-08-03: 2012-05-25; 2011-09-20: 2012-05-29 | 4510 | 6950 | Up-front Payment
SDG-001184 | Single Family Residential | Domestic Hot Water | Electric | San Diego Gas and Electric | Incentive:Paid | 847 |  | 0.37 | 1 |  | 2543 |  | 2289 | 2012-04-25 19:42 | 2012-05-02 | COSMIC SOLAR INC | Retrofit | Bonsall | San Diego | 92003 | Host Customer is System Owner | 2 |  | 2000007A | ACR Solar International | Skyline System 5 | 200152C80EX | Indirect Forced Circulation (IF) | 40.1 |  | 20-01 | Glycol | Advanced Controller with a Vacation or Holiday Mode | Solar Storage and Auxiliary Tanks are separate | 80 | 1 | 0.9 | 35 | Z10 | [18 empty] | San Diego, CA | FALSE |  | 4.51 | 2011-06-01: 2012-04-24; 2011-08-03: 2012-04-25; 2011-09-20: 2012-05-02 | 4510 | 11475 | Up-front Payment
SCG-001185 | Commercial/Multifamily Residential | Domestic Hot Water | Gas | Southern California Gas Company | Incentive:Paid | 19435 | 12.82 |  | 1 | 1516 |  | 1516 |  | 2012-04-25 11:32 | 2012-05-02 | ALL VALLEY SOLAR INC | Retrofit | Santa Monica | Los Angeles | 90405 | Host Customer is System Owner | [7 empty] | 449.46 | 40.86 |  |  |  | Solar Storage and Auxiliary Tanks are separate |  | 1 | 1 | 960 | Z06 | 24 | Units | Apartments/Condos | 2006024E | 11 | 2 | 501 | 4 | 200 | 2 | 398000 | TRUE | 120 | 120 |  |  |  |  | Santa Monica | FALSE | 23.07 |  | 2012-04-25 |  | 2012-04-25 | 2012-05-02 | 2012-06-08 | 2012-06-11 | 4513 | 34970 | Up-front Payment
SDG-001186 | Low Income Multifamily Residential | Domestic Hot Water | Gas | San Diego Gas and Electric | Incentive:Paid | 26634 | 19.23 |  | 1 | 1385 |  | 1385 |  | 2012-12-19 15:59 | 2013-02-12 | ADROIT ENERGY INC | Retrofit | Vista | San Diego | 92084 | Host Customer is System Owner | [7 empty] | 437.2 | 21.86 |  | Glycol | Advanced Controller with a Vacation or Holiday Mode | Solar Storage and Auxiliary Tanks are separate |  | 1 | 1 | 960 | Z10 | 24 | Units | Apartments/Condos | 2009077A | 20 | 1 | 730 | 1 | 100 | 1 | 199000 | TRUE | 120 | 120 |  |  |  | SunEarth - SETR A503 TTR U + VFS 5-100 | City of Vista | FALSE | 38.54 |  | 2012-04-26 | 2013-01-03 | 2012-12-19 | 2013-02-12 | 2013-05-15 | 2013-05-20 | 4162 | 53379 | Up-front Payment
SDG-001187 | Low Income Multifamily Residential | Domestic Hot Water | Gas | San Diego Gas and Electric | Incentive:Paid | 19538 | 19.23 |  | 1 | 1016 |  | 1016 |  | 2012-12-19 16:03 | 2013-02-12 | ADROIT ENERGY INC | Retrofit | Vista | San Diego | 92084 | Host Customer is System Owner | [7 empty] | 308 | 22 |  | Glycol | Advanced Controller with a Vacation or Holiday Mode | Solar Storage and Auxiliary Tanks are separate |  | 1 | 1 | 756 | Z10 | 18 | Units | Apartments/Condos | 2009077A | 14 | 1 | 541 | 1 | 100 | 1 | 199000 | TRUE | 120 | 120 |  |  |  |  | City of Vista | FALSE | 39.4 |  | 2012-04-26 | 2013-01-03 | 2012-12-19 | 2013-02-12 | 2013-05-15 | 2013-05-20 | 4162 | 40034 | Up-front Payment
PGE-001188 | Single Family Residential | Domestic Hot Water | Electric | Pacific Gas and Electric | Incentive:Paid | 998 |  | 0.37 | 1 |  | 2958 |  | 2698 | 2012-05-21 15:21 | 2012-06-29 | TESLA ENERGY OPERATIONS INC | Retrofit | RICHMOND | Contra Costa | 94805 | Host Customer is System Owner | 3 |  | 2009034B | Heliodyne, Inc. | Heliopak | HPAK 016 1 410 G 80 ACS | Indirect Forced Circulation (IF) | 40.2 |  | 410 001 | Glycol | Advanced Controller with a Vacation or Holiday Mode | Solar and Auxiliary Storage are the same Tank | 80 | 0.96 | 0.95 | 45 | Z03 | [18 empty] | City of Richmond | FALSE |  | 2.99 | 2012-04-27 | 2012-05-23 |  |  | 2012-05-21 | 2012-06-29 | 4496 | 8850 | Up-front Payment
PGE-001189 | Low Income Multifamily Residential | Domestic Hot Water | Gas | Pacific Gas and Electric | Incentive:Paid | 4423 | 19.23 |  | 1 | 230 |  | 230 |  | 2012-05-07 16:53 | 2012-05-31 | SUN LIGHT & POWER | Retrofit | OAKLAND |  | 94601 | Host Customer is System Owner | [7 empty] | 80.34 | 40.17 |  | Glycol | Advanced Controller with a Vacation or Holiday Mode | Solar Storage and Auxiliary Tanks are separate |  | 1 | 1 | 130 | Z03 | 70 | Pounds of Laundry | Coin-op Laundries | 2010115A | 2 | 1 | 119 | 1 | 86 | 1 | 179000 | TRUE | 125 | 120 |  |  |  |  | City of Oakland | FALSE | 79.05 |  | 2012-04-27 | 2012-05-17 | 2012-05-07 | 2012-05-31 | 2013-02-21 | 2013-02-25 | 4252 | 18182 | Up-front Payment
PGE-001190 | Low Income Multifamily Residential | Domestic Hot Water | Gas | Pacific Gas and Electric | Incentive:Paid | 66593 | 19.23 |  | 1 | 3463 |  | 3463 |  | 2012-05-21 17:07 | 2012-06-01 | SUN LIGHT & POWER | New Construction | SAN FRANCISCO | San Francisco | 94124 | Host Customer is System Owner | [7 empty] | 1124.76 | 40.17 |  | Glycol | Pressure Stagnation Protection (PSP) | Solar Storage and Auxiliary Tanks are separate |  | 1 | 1 | 2052 | Z03 | 54 | Units | Apartments/Condos | 2010115A | 28 | 1 | 1322 | 2 | 260 | 2 | 600000 | TRUE | 120 | 120 |  | Heliodyne - Delta-T Pro Ethernet |  | Heliodyne - Delta-T Pro Ethernet | City and County of San Francisco | FALSE | 44.59 |  | 2012-04-27 | 2012-05-24 | 2012-05-21 |  | 2013-07-29 | 2013-07-31 | 4093 | 154424.16 | Up-front Payment
PGE-001191 | Low Income Multifamily Residential | Domestic Hot Water | Gas | Pacific Gas and Electric | Incentive:Paid | 34287 | 19.23 |  | 1 | 1801 |  | 1783 |  | 2012-05-21 17:25 | 2012-06-01 | SUN LIGHT & POWER | New Construction | San Francisco | San Francisco | 94124 | Host Customer is System Owner | [7 empty] | 562.1 | 40.15 |  | Glycol | Advanced Controller with a Vacation or Holiday Mode | Solar Storage and Auxiliary Tanks are separate |  | 0.99 | 1 | 1000 | Z03 | 25 | Units | Apartments/Condos | 2007027D | 14 | 2 | 900 | 1 | 200 | 2 | 600000 | TRUE | 120 | 120 |  | Heliodyne - Delta-T Pro Ethernet |  | Heliodyne - Delta-T Pro Ethernet | City and County of San Francisco | FALSE | 46.06 |  | 2012-04-27 | 2012-05-24 | 2012-05-21 |  | 2013-06-18 | 2013-07-22 | 4104 | 82945.79 | Up-front Payment
SCG-001192 | Single Family Residential | Domestic Hot Water | Gas | Southern California Gas Company | Incentive:Paid | 1875 | 12.82 |  | 1 | 161 |  | 153 |  | 2012-05-11 10:24 | 2012-05-14 | SOLARPONICS INC | Retrofit | Arroyo Grande | San Luis Obispo | 93420 | Host Customer is System Owner | 3 |  | 2011025A | Schuco USA LLLP | Advance Package | Advance II - 75G | Indirect Forced Circulation (IF) | 44.1 |  | CTE 215 CH | Glycol | Pressure Stagnation Protection (PSP) | Solar Storage and Auxiliary Tanks are separate | 75 | 0.95 | 1 | 45 | Z05 | [18 empty] | City of Arroyo Grande, CA | FALSE | 67.75 |  | 2011-06-01: 2012-04-30; 2011-08-03: 2012-05-11; 2011-09-20: 2012-05-14 | 4539 | 10907.07 | Up-front Payment
PGE-001193 | Low Income Multifamily Residential | Domestic Hot Water | Gas | Pacific Gas and Electric | Incentive:Paid | 62020 | 19.23 |  | 1 | 3291 |  | 3225 |  | 2012-06-15 10:07 | 2012-07-03 | SUNWATER SOLAR INC | Retrofit | OAKLAND | Alameda | 94608 | Host Customer is System Owner | [7 empty] | 984.3 | 28.95 |  | Glycol | Steam Back | Solar Storage and Auxiliary Tanks are separate |  | 0.98 | 1 | 2280 | Z03 | 60 | Units | Apartments/Condos | 2009017A | 34 | 1 | 1200 | 1 | 100 | 1 | 250000 | TRUE | 130 | 130 |  | SunReports - SR1000GVFS10-200 |  | SunReports - SR1000GVFS10-200 | City of Oakland | FALSE | 46.64 |  | 2012-05-01 | 2012-06-21 | 2012-06-15 |  | 2012-08-13 | 2012-08-16 | 4443 | 153500 | Up-front Payment
SCG-001194 | Commercial/Multifamily Residential | Domestic Hot Water | Gas | Southern California Gas Company | Incentive:Paid | 9619 | 14.53 |  | 1 | 662 |  | 662 |  | 2013-04-03 11:33 | 2013-04-22 | ENVIRONMENTAL SOLAR DESIGN INC | Retrofit | Pasadena | Los Angeles | 91106 | Host Customer is System Owner | [7 empty] | 245.4 | 40.9 |  | Glycol | Advanced Controller with a Vacation or Holiday Mode | Solar Storage and Auxiliary Tanks are separate |  | 1 | 1 | 440 | Z09 | 11 |  |  | 2007032A | 6 | 1 | 360 | 3 | 100 | 1 | 199000 | TRUE | 135 | 120 |  |  |  |  | Pasadena | FALSE | 45.11 |  | 2012-05-01 |  | 2013-04-03 | 2013-04-22 | 2013-05-20 | 2013-05-22 | 4167 | 29860 | Up-front Payment
PGE-001195 | Low Income Multifamily Residential | Domestic Hot Water | Gas | Pacific Gas and Electric | Incentive:Paid | 4481 | 19.23 |  | 1 | 233 |  | 233 |  | 2013-02-04 08:21 | 2013-02-05 | VILLARA CORPORATION | Retrofit | Concord | Contra Costa | 94520 | Host Customer is System Owner | [7 empty] | 88.28 | 22.07 |  | Glycol | Steam Back | Solar and Auxiliary Storage are the same Tank |  | 1 | 1 | 168 | Z12 | 4 | Units | Apartments/Condos | 2009014A | 4 | 1 | 119 | 1 | 0 | 0 | 130000 | TRUE | 120 | 110 |  |  |  |  | CONCORD, CONTRA COSTA, CA | FALSE | 52.94 |  | 2012-05-02 |  | 2013-02-04 | 2013-02-05 | 2013-02-11 | 2013-03-06 | 4239 | 12334 | Up-front Payment
PGE-001196 | Low Income Multifamily Residential | Domestic Hot Water | Gas | Pacific Gas and Electric | Incentive:Paid | 39046 | 19.23 |  | 1 | 2051 |  | 2030 |  | 2012-05-21 17:12 | 2012-06-01 | SUN LIGHT & POWER | New Construction | SAN FRANCISCO | San Francisco | 94124 | Host Customer is System Owner | [7 empty] | 642.4 | 40.15 |  | Glycol | Advanced Controller with a Vacation or Holiday Mode | Solar Storage and Auxiliary Tanks are separate |  | 0.99 | 1 | 1120 | Z03 | 28 | Units | Apartments/Condos | 2007027D | 16 | 1 | 1040 | 1 | 200 | 2 | 600000 | TRUE | 120 | 120 |  | Heliodyne - Delta-T Pro Ethernet |  | Heliodyne - Delta-T Pro Ethernet | City and County of San Francisco | FALSE | 48.15 |  | 2012-05-02 | 2012-05-24 | 2012-05-21 |  | 2013-07-22 | 2013-07-24 | 4104 | 98753.16 | Up-front Payment
SDG-001197 | Low Income Multifamily Residential | Domestic Hot Water | Gas | San Diego Gas and Electric | Incentive:Paid | 96669 | 19.23 |  | 1 | 5027 |  | 5027 |  | 2012-05-23 10:15 | 2012-06-15 | D B G PLUMBING INC | New Construction | San Diego | San Diego | 92113 | Host Customer is System Owner | [7 empty] | 1285.44 | 40.17 |  | Glycol | Advanced Controller with a Vacation or Holiday Mode | Solar Storage and Auxiliary Tanks are separate |  | 1 | 1 | 3344 | Z07 | 88 | Units | Apartments/Condos | 2010115A | 32 | 1 | 1950 | 1 | 1950 | 1 | 1306000 | TRUE | 120 | 120 |  |  |  | Heliodyne - Delta-T Pro WiFi | San Diego, California | FALSE | 52.72 |  | 2012-05-02 | 2012-05-29 | 2012-05-23 |  | 2012-11-08 | 2012-12-14 | 4315 | 265000 | Up-front Payment
PGE-001198 | Single Family Residential | Domestic Hot Water | Gas | Pacific Gas and Electric | Incentive:Paid | 2719 | 18.59 |  | 1 | 179 |  | 179 |  | 2013-10-16 18:06 | 2013-10-21 | SUN LIGHT & POWER | Retrofit | SAN FRANCISCO | San Francisco | 94117 | Host Customer is System Owner | 4 |  | 2010138I | Heliodyne, Inc. | Heliopas | HPAS 2 408 G 75 AC D Z | Indirect Forced Circulation (IF) | 64.4 |  | 408 001 |  |  | Solar Storage and Boiler Tanks are separate | 75 | 1 | 1 | 55 | Z03 | [18 empty] | City and County of San Francisco | FALSE | 69.41 |  | 2012-05-04 | 2013-10-21 |  |  | 2013-10-16 | 2013-10-21 | 4009 | 12425 | Up-front Payment
PGE-001199 | Low Income Multifamily Residential | Domestic Hot Water | Gas | Pacific Gas and Electric | Incentive:Paid | 23961 | 19.23 |  | 1 | 1246 |  | 1246 |  | 2012-11-12 16:37 | 2012-11-14 | SUN LIGHT & POWER | New Construction | MORGAN HILL | Santa Clara | 95037 | Host Customer is System Owner | [7 empty] | 321.36 | 40.17 |  | Forced Circulation |  | Solar Storage and Auxiliary Tanks are separate |  | 1 | 1 | 1600 | Z04 | 40 | Units | Apartments/Condos | 2010115A | 8 | 1 | 500 | 1 | 200 | 2 | 250000 | TRUE | 120 | 115 |  |  |  | Heliodyne - Delta-T Pro Ethernet | City of Morgan Hill | FALSE | 46.19 |  | 2012-05-04 | 2012-11-14 | 2012-11-12 | 2012-11-14 | 2013-09-19 | 2013-10-08 | 4014 | 57550 | Up-front Payment
PGE-001200 | Low Income Multifamily Residential | Domestic Hot Water | Gas | Pacific Gas and Electric | Incentive:Paid | 22018 | 19.23 |  | 1 | 1145 |  | 1145 |  | 2012-05-29 15:23 | 2012-05-31 | SOLARIX SYSTEMS | New Construction | San Ramon | Contra Costa | 94583 | Host Customer is System Owner | [7 empty] | 401.7 | 40.17 |  | Glycol | Advanced Controller with a Vacation or Holiday Mode | Solar Storage and Auxiliary Tanks are separate |  | 1 | 1 | 884 | Z12 | 40 | Units | Apartments/Condos | 2010115A | 10 | 1 | 462 | 1 | 200 | 1 | 399990 | TRUE | 140 | 120 |  |  |  |  | City of San Ramon | FALSE | 45.67 |  | 2012-05-04 | 2012-06-18 | 2012-05-29 | 2012-05-31 | 2012-06-11 | 2012-06-21 | 4505 | 52289 | Up-front Payment
PGE-001201 | Single Family Residential | Domestic Hot Water | Gas | Pacific Gas and Electric | Incentive:Paid | 1875 | 12.82 |  | 1 | 171 |  | 162 |  | 2012-06-04 18:02 | 2012-06-06 | F W H ACQUISITION CO LLC | Retrofit | Redwood City | San Mateo | 94062 | Host Customer is System Owner | 4 |  | 2009146A | Apricus Inc. | APSS_CLOSED_AP30_FTB_PBGT | APSS_CLOSED_AP30_FTB_PBGT | Indirect Forced Circulation (IF) | 44.8 |  | AP-30 | Glycol | Advanced Controller with a Vacation or Holiday Mode | Solar Storage with Tankless Auxiliary Water Heater | 80 | 1 | 0.95 | 55 | Z04 | [18 empty] | Redwood City | FALSE | 56.4 |  | 2011-06-01: 2012-05-04; 2011-08-03: 2012-06-04; 2011-09-20: 2012-06-06 | 4519 | 9644 | Up-front Payment
PGE-001202 | Low Income Multifamily Residential | Domestic Hot Water | Gas | Pacific Gas and Electric | Incentive:Paid | 27095 | 19.23 |  | 1 | 1409 |  | 1409 |  | 2012-05-29 15:24 | 2012-06-22 | SOLARIX SYSTEMS | New Construction | San Ramon | Contra Costa | 94583 | Host Customer is System Owner | [7 empty] | 482.04 | 40.17 |  | Glycol | Advanced Controller with a Vacation or Holiday Mode | Solar Storage and Auxiliary Tanks are separate |  | 1 | 1 | 1320 | Z12 | 65 | Units | Apartments/Condos | 2010115A | 12 | 1 | 585 | 1 | 200 | 1 | 300000 | TRUE | 140 | 120 |  | Heliodyne - Delta-T Pro Ethernet |  | Heliodyne - Delta-T Pro Ethernet | City of San Ramon | FALSE | 45.01 |  | 2012-05-04 | 2012-05-31 | 2012-05-29 |  | 2012-06-22 | 2012-07-11 | 4483 | 63420 | Up-front Payment
SDG-001205 | Single Family Residential | Domestic Hot Water | Gas | San Diego Gas and Electric | Incentive:Canceled | 2175 | 18.59 |  | 1 | 117 |  | 117 |  | 2012-08-29 09:09 |  |  | Retrofit | Chula Vista | San Diego | 91910 | Host Customer is System Owner | 5 |  | 2001019B | ACR Solar International | Skyline System 5 | 200153C80EX2TG | Indirect Forced Circulation (IF) | 60.2 |  | 20-01 | Glycol | Advanced Controller with a Vacation or Holiday Mode | Solar Storage and Auxiliary Tanks are separate | 80 | 1 | 1 | 65 | Z07 | [18 empty] | Chula Vista, CA | FALSE | 72.65 |  | 2011-06-01: 2012-05-07; 2011-06-21: 2012-09-04; 2011-08-03: 2012-08-29 | 4350 | 8500 | Up-front Payment
PGE-001206 | Single Family Residential | Domestic Hot Water | Propane | Pacific Gas and Electric | Incentive:Paid | 1222 | 0.37 |  | 1 | 3370 |  | 3303 |  | 2012-05-15 10:37 | 2012-05-17 | AZTEC SOLAR INC | Retrofit | DAVIS | Yolo | 95616 | Host Customer is System Owner | 4 |  | 2001016C | Solahart Industries | SOLAHART | ASG 302J & ASG 302J Free Heat | Indirect Thermosyphon (IT) | 42.7 |  | J | Glycol | HartStat, or equivalent | Solar Storage and Auxiliary Tanks are separate | 80 | 0.98 | 1 | 55 | Z12 | [18 empty] | Yolo County | FALSE | 2.55 |  | 2011-06-01: 2012-05-10; 2011-08-03: 2012-05-15; 2011-09-20: 2012-05-17 | 4539 | 8578.1 | Up-front Payment
SCE-001208 | Single Family Residential | Domestic Hot Water | Propane | Southern California Edison | Incentive:Paid | 1263 | 0.37 |  | 1 | 4131 |  | 3924 |  | 2012-06-27 11:03 | 2012-07-12 | SOLAR NOW | Retrofit | YUCCA VALLEY | San Bernardino | 92284 | Host Customer is System Owner | 3 |  | 2001001A | SunEarth, Inc. | SolaRay | TE40P-80-2G | Indirect Forced Circulation (IF) | 40.9 |  | EP-40 |  |  | Solar Storage and Auxiliary Tanks are separate | 80 | 1 | 0.95 | 45 | Z14 | [18 empty] | Town of Yucca Valley | FALSE | 1.33 |  | 2012-05-10 | 2012-06-29 |  |  | 2012-06-27 | 2012-07-12 | 4482 | 5501 | Up-front Payment
SDG-001209 | Commercial/Multifamily Residential | Domestic Hot Water | Gas | San Diego Gas and Electric | Incentive:Paid | 4214 | 14.53 |  | 1 | 290 |  | 290 |  | 2012-08-24 08:58 | 2012-10-01 | SOLAR - TEC SYSTEMS INC | Retrofit | Poway | San Diego | 92064 | Host Customer is System Owner | [7 empty] | 80.3 | 40.15 |  | Glycol | Advanced Controller with a Vacation or Holiday Mode | Solar Storage and Auxiliary Tanks are separate |  | 1 | 1 | 300 | Z10 | 8 | Units | Apartments/Condos | 2007027D | 2 | 1 | 119 | 1 | 100 | 1 | 199000 | TRUE | 130 | 130 |  |  |  |  | City Of Poway | FALSE | 56.9 |  | 2012-07-26 | 2012-08-27 | 2012-08-24 | 2012-10-01 | 2012-10-15 | 2012-11-07 | 4338 | 16500 | Up-front Payment
SDG-001210 | Commercial/Multifamily Residential | Domestic Hot Water | Gas | San Diego Gas and Electric | Incentive:Paid | 4214 | 14.53 |  | 1 | 290 |  | 290 |  | 2012-08-24 08:59 | 2012-10-01 | SOLAR - TEC SYSTEMS INC | Retrofit | Poway | San Diego | 92064 | Host Customer is System Owner | [7 empty] | 80.3 | 40.15 |  | Glycol | Advanced Controller with a Vacation or Holiday Mode | Solar Storage and Auxiliary Tanks are separate |  | 1 | 1 | 300 | Z10 | 8 | Units | Apartments/Condos | 2007032A | 2 | 1 | 119 | 1 | 100 | 1 | 199000 | TRUE | 130 | 130 |  |  |  |  | City of Poway | FALSE | 56.9 |  | 2012-07-26 | 2012-08-27 | 2012-08-24 | 2012-10-01 | 2012-10-15 | 2012-11-12 | 4338 | 16500 | Up-front Payment
SDG-001211 | Commercial/Multifamily Residential | Domestic Hot Water | Gas | San Diego Gas and Electric | Incentive:Paid | 4403 | 14.53 |  | 1 | 303 |  | 303 |  | 2012-08-24 09:00 | 2012-10-01 | SOLAR - TEC SYSTEMS INC | Retrofit | Poway | San Diego | 92064 | Host Customer is System Owner | [7 empty] | 80.3 | 40.15 |  | Glycol | Advanced Controller with a Vacation or Holiday Mode | Solar Storage and Auxiliary Tanks are separate |  | 1 | 1 | 300 | Z10 | 8 | Units | Apartments/Condos | 2007027D | 2 | 1 | 115 | 1 | 100 | 1 | 199000 | TRUE | 130 | 130 |  |  |  |  | City Of Poway | FALSE | 54.46 |  | 2012-07-26 | 2012-08-27 | 2012-08-24 | 2012-10-01 | 2012-10-15 | 2012-10-22 | 4338 | 16500 | Up-front Payment
SDG-001212 | Commercial/Multifamily Residential | Domestic Hot Water | Gas | San Diego Gas and Electric | Incentive:Canceled | 5376 | 14.53 |  | 1 | 370 |  | 370 |  | 2012-08-24 09:01 | 2012-10-01 |  | Retrofit | Poway | San Diego | 92064 | Host Customer is System Owner | [7 empty] | 80.3 | 40.15 |  | Glycol | Advanced Controller with a Vacation or Holiday Mode | Solar and Auxiliary Storage are the same Tank |  | 1 | 1 | 300 | Z10 | 8 | Units | Apartments/Condos | 2007027D | 2 | 1 | 119 | 1 | 100 | 1 | 199000 | TRUE | 130 | 130 | [5 empty] | FALSE | 44.59 |  | 2012-07-27 | 2012-08-27 | 2012-08-24 | 2012-10-01 |  |  | 4408 | 16500 | Up-front Payment
PGE-001214 | Commercial/Multifamily Residential | Domestic Hot Water | Gas | Pacific Gas and Electric | Incentive:Paid | 1325 | 14.53 |  | 1 | 96 |  | 91 |  | 2012-07-03 16:40 | 2012-07-25 | Self Installer | Retrofit | Sacramento | Sacramento | 95826 | Host Customer is System Owner |  |  | 2009009A | Harpiris Energy, LLC | SunCache | SCG-50-GTL | Indirect Integral Collector Storage (II) | 34.6 |  | 10001 |  |  | Solar Storage with Tankless Auxiliary Water Heater | 0 | 1 | 0.95 | 0 | Z12 | [11 empty] | FALSE | [6 empty] | City of Sacramento | FALSE | 30.06 |  | 2012-05-14 |  | 2012-07-03 | 2012-07-25 | 2012-08-13 | 2012-09-18 | 4393 | 2886 | Up-front Payment
PGE-001215 | Commercial/Multifamily Residential | Domestic Hot Water | Gas | Pacific Gas and Electric | Incentive:Paid | 1325 | 14.53 |  | 1 | 96 |  | 91 |  | 2012-07-03 16:41 | 2012-07-25 | Self Installer | Retrofit | Sacramento | Sacramento | 95826 | Host Customer is System Owner |  |  | 2009009A | Harpiris Energy, LLC | SunCache | SCG-50-GTL | Indirect Integral Collector Storage (II) | 34.6 |  | 10001 |  |  | Solar Storage with Tankless Auxiliary Water Heater | 0 | 1 | 0.95 | 0 | Z12 | [11 empty] | FALSE | [6 empty] | City of Sacramento | FALSE | 30.06 |  | 2012-05-14 |  | 2012-07-03 | 2012-07-25 | 2012-08-13 | 2012-09-18 | 4393 | 2886 | Up-front Payment
PGE-001216 | Commercial/Multifamily Residential | Domestic Hot Water | Gas | Pacific Gas and Electric | Incentive:Paid | 1325 | 14.53 |  | 1 | 96 |  | 91 |  | 2012-07-03 16:41 | 2012-07-25 | Self Installer | Retrofit | Sacramento | Sacramento | 95826 | Host Customer is System Owner |  |  | 2009009A | Harpiris Energy, LLC | SunCache | SCG-50-GTL | Indirect Integral Collector Storage (II) | 34.6 |  | 10001 |  |  | Solar Storage with Tankless Auxiliary Water Heater | 0 | 1 | 0.95 | 0 | Z12 | [11 empty] | FALSE | [6 empty] | City of Sacramento | FALSE | 30.06 |  | 2012-05-14 | 2012-08-21 | 2012-07-03 | 2012-07-25 | 2012-08-13 | 2012-08-16 | 4393 | 2886 | Up-front Payment
PGE-001217 | Commercial/Multifamily Residential | Domestic Hot Water | Gas | Pacific Gas and Electric | Incentive:Paid | 1684 | 14.53 |  | 1 | 192 |  | 116 |  | 2012-07-03 16:42 | 2012-07-25 | Self Installer | Retrofit | Sacramento | Sacramento | 95826 | Host Customer is System Owner |  |  | 2009009A | Harpiris Energy, LLC | SunCache | SCG-50-GTL | Indirect Integral Collector Storage (II) | 34.6 |  | 10001 |  |  | Solar Storage with Tankless Auxiliary Water Heater | 0 | 0.71 | 0.85 | 0 | Z12 | [11 empty] | FALSE | [6 empty] | City of Sacramento | FALSE | 29.61 |  | 2012-05-14 |  | 2012-07-03 | 2012-07-25 | 2012-08-13 | 2012-09-18 | 4393 | 5686 | Up-front Payment
PGE-001218 | Commercial/Multifamily Residential | Domestic Hot Water | Gas | Pacific Gas and Electric | Incentive:Paid | 6742 | 14.53 |  | 1 | 464 |  | 464 |  | 2012-07-03 16:42 | 2012-07-25 | Self Installer | Retrofit | Sacramento | Sacramento | 95826 | Host Customer is System Owner |  |  | 2009008A | Harpiris Energy, LLC | SunCache | SCG-50-GS | Indirect Integral Collector Storage (II) | 34.6 |  | 10001 |  |  | Solar Storage and Auxiliary Tanks are separate | 0 | 1 | 1 | 0 | Z12 | [11 empty] | FALSE | [6 empty] | City of Sacramento | FALSE | 48.46 |  | 2012-05-14 |  | 2012-07-03 | 2012-07-25 | 2012-08-14 | 2012-09-18 | 4393 | 22486 | Up-front Payment
PGE-001219 | Commercial/Multifamily Residential | Domestic Hot Water | Gas | Pacific Gas and Electric | Incentive:Paid | 6203 | 14.53 |  | 1 | 464 |  | 427 |  | 2012-07-03 16:43 | 2012-07-25 | Self Installer | Retrofit | Sacramento | Sacramento | 95826 | Host Customer is System Owner |  |  | 2009008A | Harpiris Energy, LLC | SunCache | SCG-50-GS | Indirect Integral Collector Storage (II) | 34.6 |  | 10001 |  |  | Solar Storage and Auxiliary Tanks are separate | 0 | 0.92 | 1 | 0 | Z12 | [11 empty] | FALSE | [6 empty] | City of Sacramento | FALSE | 48.46 |  | 2012-05-14 |  | 2012-07-03 | 2012-07-25 | 2012-08-13 | 2012-09-18 | 4393 | 22486 | Up-front Payment
PGE-001220 | Commercial/Multifamily Residential | Domestic Hot Water | Gas | Pacific Gas and Electric | Incentive:Paid | 1395 | 14.53 |  | 1 | 96 |  | 96 |  | 2012-07-03 16:43 | 2012-07-25 | Self Installer | Retrofit | Sacramento | Sacramento | 95826 | Host Customer is System Owner |  |  | 2009009A | Harpiris Energy, LLC | SunCache | SCG-50-GTL | Indirect Integral Collector Storage (II) | 34.6 |  | 10001 |  |  | Solar Storage with Tankless Auxiliary Water Heater | 0 | 1 | 1 | 0 | Z12 | [11 empty] | FALSE | [6 empty] | City of Sacramento | FALSE | 30.06 |  | 2012-05-14 | 2012-08-21 | 2012-07-03 | 2012-07-25 | 2012-08-13 | 2012-08-16 | 4393 | 2886 | Up-front Payment
PGE-001221 | Commercial/Multifamily Residential | Domestic Hot Water | Gas | Pacific Gas and Electric | Incentive:Paid | 1186 | 14.53 |  | 1 | 96 |  | 82 |  | 2012-07-03 16:44 | 2012-07-25 | Self Installer | Retrofit | Sacramento | Sacramento | 95826 | Host Customer is System Owner |  |  | 2009009A | Harpiris Energy, LLC | SunCache | SCG-50-GTL | Indirect Integral Collector Storage (II) | 34.6 |  | 10001 |  |  | Solar Storage with Tankless Auxiliary Water Heater | 0 | 1 | 0.85 | 0 | Z12 | [11 empty] | FALSE | [6 empty] | City of Sacramento | FALSE | 30.06 |  | 2012-05-14 |  | 2012-07-03 | 2012-07-25 | 2012-08-13 | 2012-09-18 | 4393 | 2886 | Up-front Payment
PGE-001222 | Commercial/Multifamily Residential | Domestic Hot Water | Gas | Pacific Gas and Electric | Incentive:Paid | 2790 | 14.53 |  | 1 | 192 |  | 192 |  | 2012-07-03 16:44 | 2012-07-25 | Self Installer | Retrofit | Sacramento | Sacramento | 95826 | Host Customer is System Owner |  |  | 2009009A | Harpiris Energy, LLC | SunCache | SCG-50-GTL | Indirect Integral Collector Storage (II) | 34.6 |  | 10001 |  |  | Solar Storage with Tankless Auxiliary Water Heater | 0 | 1 | 1 | 0 | Z12 | [11 empty] | FALSE | [6 empty] | City of Sacramento | FALSE | 29.61 |  | 2012-05-14 |  | 2012-07-03 | 2012-07-25 | 2012-08-13 | 2012-09-18 | 4393 | 5686 | Up-front Payment
PGE-001223 | Commercial/Multifamily Residential | Domestic Hot Water | Gas | Pacific Gas and Electric | Incentive:Paid | 1395 | 14.53 |  | 1 | 96 |  | 96 |  | 2012-07-03 16:45 | 2012-07-25 | Self Installer | Retrofit | Sacramento | Sacramento | 95826 | Host Customer is System Owner |  |  | 2009009A | Harpiris Energy, LLC | SunCache | SCG-50-GTL | Indirect Integral Collector Storage (II) | 34.6 |  | 10001 |  |  | Solar Storage with Tankless Auxiliary Water Heater | 0 | 1 | 1 | 0 | Z12 | [11 empty] | FALSE | [6 empty] | City of Sacramento | FALSE | 30.06 |  | 2012-05-14 |  | 2012-07-03 | 2012-07-25 | 2012-08-13 | 2012-09-18 | 4393 | 2886 | Up-front Payment
PGE-001224 | Low Income Multifamily Residential | Domestic Hot Water | Gas | Pacific Gas and Electric | Incentive:Paid | 42921 | 19.23 |  | 1 | 2232 |  | 2232 |  | 2012-06-19 15:55 | 2012-06-26 | BLUE PACIFIC PLUMBING INC | Retrofit | Alameda | Alameda | 94501 | Host Customer is System Owner | [7 empty] | 602.55 | 40.17 |  | Glycol | Steam Back | Solar Storage and Auxiliary Tanks are separate |  | 1 | 1 | 2318 | Z03 | 61 | Units | Apartments/Condos | 2010115A | 15 | 1 | 620 | 2 | 200 | 2 | 500000 | TRUE | 120 | 120 |  | Heliodyne - Delta-T Pro WiFi |  | Heliodyne - Delta-T Pro WiFi | Alameda | FALSE | 48.65 |  | 2012-05-15 | 2012-06-21 | 2012-06-19 |  | 2013-04-18 | 2013-04-26 | 4191 | 108590 | Up-front Payment
SDG-001226 | Commercial/Multifamily Residential | Domestic Hot Water | Gas | San Diego Gas and Electric | Incentive:Paid | 108637 | 12.82 |  | 1 | 8474 |  | 8474 |  | 2012-05-23 23:38 | 2012-06-04 | EKIM BUILDERS INC | Retrofit | San Diego | San Diego | 92111 | Host Customer is System Owner | [7 empty] | 2988.36 | 27.67 |  | Glycol | Steam Back | Solar Storage and Auxiliary Tanks are separate |  | 1 | 1 | 5254 | Z07 | 142 | Units | Apartments/Condos | 2009046A | 108 | 6 | 4752 | 24 | 1190 | 33 | 1242400 | TRUE | 140 | 140 |  |  |  | SunReports - SR1000GVFS1-20 | San Diego | FALSE | 45.08 |  | 2012-05-16 | 2012-05-24 | 2012-05-23 |  | 2012-06-12 | 2012-07-10 | 4453 | 382000 | Up-front Payment
SCG-001227 | Commercial/Multifamily Residential | Domestic Hot Water | Gas | Southern California Gas Company | Incentive:Paid | 9721 | 14.53 |  | 1 | 669 |  | 669 |  | 2012-05-20 20:21 | 2012-05-22 | DOCTOR PIPER INC | New Construction | South Gate | Los Angeles | 90280 | Host Customer is System Owner | [7 empty] | 185.2 | 37.04 |  | Glycol | Advanced Controller with a Vacation or Holiday Mode | Solar and Auxiliary Storage are the same Tank |  | 1 | 1 | 3800 | Z06 | 100 | Units | Apartments/Condos | 2006011A | 5 | 1 | 450 | 1 | 450 | 1 | 900000 | TRUE | 140 | 140 |  |  |  |  | South Gate | FALSE | 31.64 |  | 2012-05-20 |  | 2012-05-20 | 2012-05-22 | 2012-08-23 | 2012-09-04 | 4364 | 21165 | Up-front Payment
PGE-001228 | Single Family Residential | Domestic Hot Water | Gas | Pacific Gas and Electric | Incentive:Paid | 2640 | 18.59 |  | 1 | 142 |  | 142 |  | 2012-07-31 09:21 | 2012-09-04 | TESLA ENERGY OPERATIONS INC | Retrofit | San Francisco | San Francisco | 94103 | Host Customer is System Owner | 5 |  | 2007023A | Heat Transfer Products | Phoenix Solar | PH-80S | Indirect Forced Circulation (IF) | 39.8 |  | AE-40E | Glycol | Advanced Controller with a Vacation or Holiday Mode | Solar and Auxiliary Storage are the same Tank | 80 | 1 | 1 | 65 | Z03 | [18 empty] | San Francisco | FALSE | 69.72 |  | 2012-05-21 | 2012-08-03 |  |  | 2012-07-31 | 2012-09-04 | 4393 | 9900.2 | Up-front Payment
PGE-001229 | Single Family Residential | Domestic Hot Water | Gas | Pacific Gas and Electric | Incentive:Paid | 2244 | 18.59 |  | 1 | 142 |  | 121 |  | 2012-08-21 10:32 | 2012-11-06 | TESLA ENERGY OPERATIONS INC | Retrofit | San Francisco | San Francisco | 94112 | Host Customer is System Owner | 2 |  | 2007023A | Heat Transfer Products | Phoenix Solar | PH-80S | Indirect Forced Circulation (IF) | 39.8 |  | AE-40E | Glycol |  | Solar Storage and Auxiliary Tanks are separate | 80 | 1 | 0.85 | 35 | Z03 | [18 empty] | San Francisco | FALSE | 106.81 |  | 2012-05-22 | 2012-08-22 |  |  | 2012-08-21 | 2012-11-06 | 4364 | 15166.8 | Up-front Payment
PGE-001231 | Single Family Residential | Domestic Hot Water | Electric | Pacific Gas and Electric | Incentive:Paid | 1299 |  | 0.54 | 1 |  | 2665 |  | 2405 | 2013-04-22 16:06 | 2013-06-18 | TESLA ENERGY OPERATIONS INC | Retrofit | SAN RAFAEL | Alameda | 94901 | Host Customer is System Owner | 2 |  | 2007019B | Heat Transfer Products | SuperStor Ultra Solar | SSU-80SE | Indirect Forced Circulation (IF) | 39.8 |  | AE-40E | Glycol | Advanced Controller with a Vacation or Holiday Mode | Solar Storage and Auxiliary Tanks are separate | 80 | 0.95 | 0.95 | 35 | Z02 | [18 empty] | City of San Rafael | FALSE |  | 10.23 | 2012-05-22 | 2013-05-08 |  |  | 2013-04-22 | 2013-06-18 | 4146 | 27253 | Up-front Payment
PGE-001232 | Low Income Multifamily Residential | Domestic Hot Water | Gas | Pacific Gas and Electric | Incentive:Paid | 55978 | 19.23 |  | 1 | 3001 |  | 2911 |  | 2012-05-31 16:39 | 2012-06-19 | SUN LIGHT & POWER | New Construction | Oakland | Alameda | 94607 | Host Customer is System Owner | [7 empty] | 803 | 40.15 |  | Glycol | Advanced Controller with a Vacation or Holiday Mode | Solar Storage and Auxiliary Tanks are separate |  | 0.97 | 1 | 2660 | Z03 | 70 | Units | Apartments/Condos | 2007027D | 20 | 2 | 1225 | 1 | 275 | 1 | 100000 | TRUE | 120 | 120 |  | Heliodyne - Delta-T Pro Ethernet |  | Heliodyne - Delta-T Pro Ethernet | City of Oakland | FALSE | 43.57 |  | 2012-05-22 | 2012-06-12 | 2012-05-31 |  | 2012-07-17 | 2012-07-18 | 4476 | 130766 | Up-front Payment
PGE-001233 | Single Family Residential | Domestic Hot Water | Gas | Pacific Gas and Electric | Incentive:Canceled | 2108 | 18.59 |  | 1 | 171 |  | 113 |  | 2013-05-30 15:17 |  | TESLA ENERGY OPERATIONS INC | Retrofit | Danville | Alameda | 94526 | Host Customer is System Owner | 4 |  | 2007023B | Heat Transfer Products | Phoenix Solar | PH-119S | Indirect Forced Circulation (IF) | 63.8 |  | AE-32E | Glycol | Advanced Controller with a Vacation or Holiday Mode | Solar Storage and Auxiliary Tanks are separate | 119 | 0.78 | 0.85 | 55 | Z12 | [18 empty] | Town of Danville | FALSE | 134.51 |  | 2011-06-01: 2012-05-22; 2011-06-21: 2013-06-04; 2011-08-03: 2013-05-30 | 4133 | 23000.73 | Up-front Payment
PGE-001236 | Single Family Residential | Domestic Hot Water | Gas | Pacific Gas and Electric | Incentive:Paid | 2719 | 18.59 |  | 1 | 179 |  | 170 |  | 2013-04-22 16:14 | 2013-04-25 | TESLA ENERGY OPERATIONS INC | Retrofit | SAN FRANCISCO | San Francisco | 94110 | Host Customer is System Owner | 4 |  | 2007023B | Heat Transfer Products | Phoenix Solar | PH-119S | Indirect Forced Circulation (IF) | 63.8 |  | AE-32E | Glycol | Advanced Controller with a Vacation or Holiday Mode | Solar and Auxiliary Storage are the same Tank | 119 | 0.95 | 1 | 55 | Z03 | [18 empty] | City of San Francisco | FALSE | 131.28 |  | 2012-05-22 | 2013-04-23 |  |  | 2013-04-22 | 2013-04-25 | 4191 | 23500 | Up-front Payment
PGE-001238 | Single Family Residential | Domestic Hot Water | Electric | Pacific Gas and Electric | Incentive:Paid | 1423 |  | 0.54 | 1 |  | 2635 |  | 2635 | 2012-08-21 10:49 | 2012-08-24 | TESLA ENERGY OPERATIONS INC | Retrofit | LINCOLN | Placer | 95648 | Host Customer is System Owner | 2 |  | 2009034T | Heliodyne, Inc. | Heliopak | HPAK 016 1 410 P 80 ACS | Indirect Forced Circulation (IF) | 40.2 |  | 410 002 | Automatic Drainback |  | Solar and Auxiliary Storage are the same Tank | 80 | 1 | 1 | 35 | Z11 | [18 empty] | Placer County | FALSE |  | 2.66 | 2011-06-01: 2012-05-22; 2011-08-03: 2012-08-21; 2011-09-20: 2012-08-24 | 4393 | 7020 | Up-front Payment
PGE-001239 | Single Family Residential | Domestic Hot Water | Gas | Pacific Gas and Electric | Incentive:Paid | 2640 | 18.59 |  | 1 | 142 |  | 142 |  | 2013-03-20 13:06 | 2013-03-22 | TESLA ENERGY OPERATIONS INC | Retrofit | SAN FRANCISCO | San Francisco | 94107 | Host Customer is System Owner | 2 |  | 2007023A | Heat Transfer Products | Phoenix Solar | PH-80S | Indirect Forced Circulation (IF) | 39.8 |  | AE-40E | Glycol | Advanced Controller with a Vacation or Holiday Mode | Solar Storage and Auxiliary Tanks are separate | 80 | 1 | 1 | 35 | Z03 | [18 empty] | City of San Francisco | FALSE | 94.29 |  | 2012-05-23 | 2013-03-21 |  |  | 2013-03-20 | 2013-03-22 | 4230 | 13389 | Up-front Payment
PGE-001240 | Single Family Residential | Domestic Hot Water | Gas | Pacific Gas and Electric | Incentive:Paid | 1231 | 12.82 |  | 1 | 96 |  | 96 |  | 2012-05-31 10:24 | 2012-06-06 | ACR SOLAR INTERNATIONAL CORP | Retrofit | Carmichael | Sacramento | 95608 | Host Customer is System Owner | 2 |  | 2001019A | ACR Solar International | Skyline System 5 | 200152C80EX2TG | Indirect Forced Circulation (IF) | 40.1 |  | 20-01 | Glycol | Other | Solar Storage and Auxiliary Tanks are separate | 80 | 1 | 1 | 35 | Z12 | [18 empty] | Sacramento County | FALSE | 67.72 |  | 2011-06-01: 2012-05-23; 2011-08-03: 2012-05-31; 2011-09-20: 2012-06-06 | 4519 | 6500.96 | Up-front Payment
SCE-001242 | Single Family Residential | Domestic Hot Water | Electric | Southern California Edison | Incentive:Paid | 1129 |  | 0.37 | 1 |  | 3212 |  | 3051 | 2012-05-24 11:14 | 2012-06-01 | Self Installer | Retrofit | Topanga | Los Angeles | 90290 | Host Customer is System Owner | 4 |  | 2001026G | SunEarth, Inc. | Cascade | EPRD-64-80 | Indirect Forced Circulation (IF) | 65.7 |  | EP-32 | Glycol | Advanced Controller with a Vacation or Holiday Mode | Solar and Auxiliary Storage are the same Tank | 80 | 1 | 0.95 | 55 | Z09 | [18 empty] | Los Angeles County | FALSE |  | 2.31 | 2011-06-01: 2012-05-24; 2011-08-03: 2012-05-24; 2011-09-20: 2012-06-01 | 4519 | 7404 | Up-front Payment
PGE-001243 | Low Income Multifamily Residential | Domestic Hot Water | Gas | Pacific Gas and Electric | Incentive:Paid | 93189 | 19.23 |  | 1 | 4846 |  | 4846 |  | 2012-05-31 11:58 | 2012-06-26 | SUN LIGHT & POWER | Retrofit | Oakland |  | 94608 | Host Customer is System Owner | [7 empty] | 1285.44 | 40.17 |  | Glycol | Advanced Controller with a Vacation or Holiday Mode | Solar Storage and Auxiliary Tanks are separate |  | 1 | 1 | 5550 | Z03 | 150 | Units | Apartments/Condos | 2010115A | 32 | 2 | 2000 | 1 | 450 | 1 | 750000 | TRUE | 128 | 125 |  | Heliodyne - Delta-T Pro Ethernet |  | Heliodyne - Delta-T Pro Ethernet | City of Oakland | FALSE | 21.25 |  | 2012-05-29 | 2012-06-13 | 2012-05-31 |  | 2013-12-20 | 2013-12-23 | 3951 | 102978 | Up-front Payment
SCE-001245 | Single Family Residential | Domestic Hot Water | Propane | Southern California Edison | Incentive:Paid | 1263 | 0.37 |  | 1 | 3721 |  | 3721 |  | 2012-06-01 16:21 | 2012-06-06 | ADVANCED CONSERVATION SYSTEMS INC | Retrofit | Rosamond | Kern | 93560 | Host Customer is System Owner | 2 |  | 2001028A | SunEarth, Inc. | Cascade | EPRD-40-80-2G | Indirect Forced Circulation (IF) | 40.9 |  | EP-40 | Automatic Drainback |  | Solar Storage and Auxiliary Tanks are separate | 80 | 1 | 1 | 35 | Z14 | [18 empty] | Kern | FALSE | 1.93 |  | 2011-06-01: 2012-06-01; 2011-08-03: 2012-06-01; 2011-09-20: 2012-06-06 | 4519 | 7200 | Up-front Payment
PGE-001248 | Single Family Residential | Domestic Hot Water | Electric | Pacific Gas and Electric | Incentive:Paid | 1007 |  | 0.37 | 1 |  | 3115 |  | 2723 | 2012-06-25 14:31 | 2012-07-24 | LUMINALT ENERGY CORPORATION | Retrofit | La Honda | San Mateo | 94020 | Host Customer is System Owner | 3 |  | 2009035H | Heliodyne, Inc. | Heliopak | HPAK 016 2 406 G 80 ACD | Indirect Forced Circulation (IF) | 53.9 |  | 406 001 | Glycol | Pressure Stagnation Protection (PSP) | Solar Storage and Auxiliary Tanks are separate | 80 | 0.92 | 0.95 | 45 | Z04 | [18 empty] | County of San Mateo Building and Planning Department | FALSE |  | 2.89 | 2011-06-01: 2012-06-05; 2011-08-03: 2012-06-25; 2011-09-20: 2012-07-24 | 4474 | 9000 | Up-front Payment
SCG-001250 | Low Income Multifamily Residential | Domestic Hot Water | Gas | Southern California Gas Company | Incentive:Paid | 143225 | 19.23 |  | 1 | 7730 |  | 7730 |  | 2012-06-21 12:21 | 2012-06-29 | SUNUP ENERGY | Retrofit | Indio | Riverside | 92201 | Host Customer is System Owner | [7 empty] | 1992.24 | 27.67 |  | Glycol | Steam Back | Solar Storage and Auxiliary Tanks are separate |  | 1 | 1 | 5032 | Z15 | 136 | Units | Apartments/Condos | 2009046A | 72 | 3 | 3500 | 1 | 230 | 2 | 1530000 | TRUE | 140 | 140 |  |  |  | SunReports - SR1100GVFS5-100 | Indio | FALSE | 29.75 |  | 2012-06-10 |  | 2012-06-21 |  | 2012-07-09 | 2012-07-13 | 4475 | 230000 | Up-front Payment
SCG-001251 | Low Income Multifamily Residential | Domestic Hot Water | Gas | Southern California Gas Company | Incentive:Paid | 142398 | 19.23 |  | 1 | 7703 |  | 7703 |  | 2012-06-21 12:23 | 2012-06-29 | SUNUP ENERGY | Retrofit | Indio | Riverside | 92201 | Host Customer is System Owner | [7 empty] | 1992.24 | 27.67 |  | Glycol | Steam Back | Solar Storage and Auxiliary Tanks are separate |  | 1 | 1 | 5032 | Z15 | 136 | Units | Apartments/Condos | 2009046A | 72 | 3 | 3500 | 1 | 230 | 2 | 1530000 | TRUE | 140 | 140 |  |  |  | SunReports - SR1100GVFS5-100 | Indio | FALSE | 29.86 |  | 2012-06-10 |  | 2012-06-21 |  | 2012-07-09 | 2012-07-13 | 4475 | 230000 | Up-front Payment
PGE-001254 | Commercial/Multifamily Residential | Domestic Hot Water | Gas | Pacific Gas and Electric | Reservation:Canceled |  | 17.16 |  | 2 | 884 |  | 866 |  |  |  |  | Retrofit | OAKLAND |  | 94601 | Host Customer is System Owner | [7 empty] | 241.02 | 40.17 |  | Glycol | Advanced Controller with a Vacation or Holiday Mode | Solar Storage and Auxiliary Tanks are separate |  | 0.98 | 1 | 1120 | Z03 | 28 |  |  | 2010115A | 6 | 1 | 350 | 2 | 100 | 1 | 250000 | FALSE | 120 | 120 | [5 empty] | FALSE | 0 | [7 empty] | 0 |  | Up-front Payment
PGE-001255 | Commercial/Multifamily Residential | Domestic Hot Water | Gas | Pacific Gas and Electric | Incentive:Paid | 164363 | 14.53 |  | 1 | 11312 |  | 11312 |  | 2012-08-15 08:26 | 2012-08-24 | SUN LIGHT & POWER | New Construction | BERKELEY | Alameda | 94720 | Power Purchase Agreements | [7 empty] | 3213.6 | 40.17 |  | Glycol | Advanced Controller with a Vacation or Holiday Mode | Solar Storage and Auxiliary Tanks are separate |  | 1 | 1 | 8320 | Z03 | 416 |  | Other | 2010115A | 80 | 2 | 5000 | 2 | 1360 | 2 | 999000 | TRUE | 120 | 120 |  | Heliodyne - Delta-T Pro Ethernet |  | Heliodyne - Delta-T Pro Ethernet | City of Berkeley | FALSE | 44.25 |  | 2012-06-18 |  | 2012-08-15 |  | 2012-10-29 | 2012-11-08 | 4359 | 500608 | Up-front Payment
SCG-001256 | Commercial/Multifamily Residential | Domestic Hot Water | Gas | Southern California Gas Company | Incentive:Canceled | 11112 | 14.53 |  | 1 | 805 |  | 765 |  | 2012-09-17 09:45 | 2012-09-28 |  | New Construction | Santa Monica | Los Angeles | 90405 | Host Customer is System Owner | [7 empty] | 241.02 | 40.17 |  | Drainback |  | Solar Storage and Auxiliary Tanks are separate |  | 0.95 | 1 | 480 | Z06 | 400 | Pounds of Laundry | Coin-op Laundries | 2010115A | 6 | 1 | 400 | 1 | 100 | 1 | 75100 | TRUE | 120 | 120 |  |  |  |  | City of Santa Monica | FALSE | 78.54 |  | 2011-06-01: 2012-09-14; 2011-06-23: 2012-09-17; 2011-07-01: 2012-09-28 | 4411 | 63223 | Up-front Payment
PGE-001257 | Single Family Residential | Domestic Hot Water | Gas | Pacific Gas and Electric | Incentive:Canceled | 1784 | 12.82 |  | 1 | 142 |  | 139 |  | 2012-06-20 07:07 |  | MILAROX | Retrofit | Oakland | Alameda | 94618 | Host Customer is System Owner | 4 |  | 2007023A | Heat Transfer Products | Phoenix Solar | PH-80S | Indirect Forced Circulation (IF) | 39.8 |  | AE-40E | Automatic Drainback |  | Solar and Auxiliary Storage are the same Tank | 80 | 0.98 | 1 | 55 | Z03 | [18 empty] | Oakland | FALSE | 163.38 |  | 2011-06-01: 2012-06-14; 2011-06-21: 2012-06-21; 2011-08-03: 2012-06-20 | 4447 | 23200 | Up-front Payment
PGE-001258 | Low Income Multifamily Residential | Domestic Hot Water | Gas | Pacific Gas and Electric | Incentive:Paid | 4750 | 19.23 |  | 1 | 247 |  | 247 |  | 2012-09-21 08:30 | 2012-10-12 | SABBATINI PLUMBING INC | New Construction | Morgan Hill | Santa Clara | 95037 | Host Customer is System Owner | [7 empty] | 79.56 | 39.78 |  | Drainback |  | Solar and Auxiliary Storage are the same Tank |  | 1 | 1 | 168 | Z03 | 4 | Units | Apartments/Condos | 2009039F | 2 | 1 | 129 | 1 | 119 | 1 | 199000 | TRUE | 119 | 120 |  |  |  |  | Morgan Hill, CA | FALSE | 105.67 |  | 2012-06-14 | 2012-09-24 | 2012-09-21 | 2012-10-12 | 2012-10-26 | 2012-11-01 | 4371 | 26100 | Up-front Payment
PGE-001259 | Single Family Residential | Domestic Hot Water | Propane | Pacific Gas and Electric | Incentive:Paid | 1263 | 0.37 |  | 1 | 4747 |  | 4035 |  | 2012-06-27 13:45 | 2012-07-24 | J & M PHILLIPS ELECTRICAL & PLUMBING INC | Retrofit | COLUMBIA | Tuolumne | 95310 | Host Customer is System Owner | 2 |  | 2001001F | SunEarth, Inc. | SolaRay | TE64C-80-2G | Indirect Forced Circulation (IF) | 65.7 |  | EC-32 | Glycol | Advanced Controller with a Vacation or Holiday Mode | Solar Storage and Auxiliary Tanks are separate | 80 | 1 | 0.85 | 35 | Z16 | [18 empty] | Tuolumne County | FALSE | 2.13 |  | 2012-06-14 | 2012-06-29 |  |  | 2012-06-27 | 2012-07-24 | 4474 | 10102 | Up-front Payment
PGE-001260 | Low Income Multifamily Residential | Domestic Hot Water | Gas | Pacific Gas and Electric | Incentive:Paid | 4750 | 19.23 |  | 1 | 247 |  | 247 |  | 2012-09-21 08:31 | 2012-10-12 | SABBATINI PLUMBING INC | New Construction | MORGAN HILL | Santa Clara | 95037 | Host Customer is System Owner | [7 empty] | 79.56 | 39.78 |  | Drainback |  | Solar and Auxiliary Storage are the same Tank |  | 1 | 1 | 168 | Z03 | 4 | Units | Apartments/Condos | 2009039F | 2 | 1 | 129 | 1 | 119 | 1 | 199000 | TRUE | 119 | 120 |  |  |  |  | Morgan Hill, CA | FALSE | 105.67 |  | 2012-06-14 | 2012-09-24 | 2012-09-21 | 2012-10-12 | 2012-10-26 | 2012-11-02 | 4371 | 26100 | Up-front Payment
PGE-001261 | Commercial/Multifamily Residential | Domestic Hot Water | Gas | Pacific Gas and Electric | Incentive:Paid | 41396 | 14.53 |  | 1 | 2849 |  | 2849 |  | 2012-10-12 15:58 | 2012-10-29 | SUN LIGHT & POWER | New Construction | San Francisco | San Francisco | 94117 | Host Customer is System Owner | [7 empty] | 803.4 | 40.17 |  | Glycol | Advanced Controller with a Vacation or Holiday Mode | Solar Storage with Tankless Auxiliary Water Heater |  | 1 | 1 | 2508 | Z03 | 66 | Units | Apartments/Condos | 2010115A | 20 | 1 | 1200 | 1 | 0 | 0 | 1600000 | TRUE | 120 | 120 |  | Heliodyne - Delta-T Pro Ethernet |  | Heliodyne - Delta-T Pro Ethernet | City of San Francisco | FALSE | 51.84 |  | 2012-08-07 | 2012-10-17 | 2012-10-12 |  | 2014-01-09 | 2014-01-09 | 3928 | 147686 | Up-front Payment
SDG-001265 | Single Family Residential | Domestic Hot Water | Electric | San Diego Gas and Electric | Incentive:Paid | 1354 |  | 0.54 | 1 |  | 2508 |  | 2508 | 2012-07-31 16:22 | 2012-08-02 | SOLAR SERVICES OF SAN DIEGO INC | Retrofit | El Cajon | San Diego | 92021 | Host Customer is System Owner | 3 |  | 2001010C | Solahart Industries | SOLAHART | 302J & 302J Free Heat | Indirect Thermosyphon (IT) | 42.7 |  | J |  |  | Solar and Auxiliary Storage are the same Tank | 80 | 1 | 1 | 45 | Z10 | [18 empty] | san diego | FALSE |  | 2.81 | 2011-06-01: 2012-06-18; 2011-08-03: 2012-07-31; 2011-09-20: 2012-08-02 | 4391 | 7050 | Up-front Payment
PGE-001266 | Low Income Multifamily Residential | Domestic Hot Water | Gas | Pacific Gas and Electric | Incentive:Paid | 19595 | 19.23 |  | 1 | 1019 |  | 1019 |  | 2012-07-19 10:56 | 2012-07-23 | OXYPOWER INC | New Construction | SAN FRANCISCO | San Francisco | 94102 | Host Customer is System Owner | [7 empty] | 320 | 40 |  | Glycol | Advanced Controller with a Vacation or Holiday Mode | Solar Storage and Auxiliary Tanks are separate |  | 1 | 1 | 546 | Z03 | 13 | Units | Apartments/Condos | 2010115A | 8 | 1 | 476 | 4 | 184 | 2 | 250000 | TRUE | 130 | 130 |  |  |  |  | City and County of San Francisco, California | FALSE | 33.35 |  | 2012-06-19 |  | 2012-07-19 | 2012-07-23 | 2012-07-25 | 2012-07-30 | 4464 | 33988 | Up-front Payment
PGE-001267 | Commercial/Multifamily Residential | Domestic Hot Water | Gas | Pacific Gas and Electric | Incentive:Paid | 137294 | 14.53 |  | 1 | 9449 |  | 9449 |  | 2012-07-24 10:58 | 2012-08-15 | Self Installer | Retrofit | Fairfield | Solano | 94533 | Host Customer is System Owner | [7 empty] | 2249.52 | 40.17 |  | Glycol | Advanced Controller with a Vacation or Holiday Mode | Solar Storage and Auxiliary Tanks are separate |  | 1 | 1 | 10840 | Z12 |  |  | Other | 2010115A | 56 | 1 | 5000 | 2 | 1000 | 1 | 1500000 | TRUE | 140 | 140 |  | Heliodyne - Delta-T Pro WiFi |  | Heliodyne - Delta-T Pro WiFi | City of Fairfield | FALSE | 23.28 |  | 2012-06-23 | 2012-07-30 | 2012-07-24 |  | 2012-09-05 | 2012-09-26 | 4393 | 220000 | Up-front Payment
PGE-001268 | Low Income Multifamily Residential | Domestic Hot Water | Gas | Pacific Gas and Electric | Incentive:Paid | 34290 | 19.23 |  | 1 | 1877 |  | 1783 |  | 2013-02-12 13:11 | 2013-03-06 | SUN LIGHT & POWER | New Construction | DUBLIN | Alameda | 94568 | Host Customer is System Owner | [7 empty] | 481.8 | 40.15 |  | Glycol | Advanced Controller with a Vacation or Holiday Mode | Solar Storage and Auxiliary Tanks are separate |  | 0.95 | 1 | 2000 | Z03 | 50 | Units | Apartments/Condos | 2010115A | 12 | 1 | 720 | 1 | 350 | 2 | 28500 | TRUE | 152 | 163 |  | Heliodyne - Delta-T Pro Ethernet |  | Heliodyne - Delta-T Pro Ethernet | City of Dublin | FALSE | 49.12 |  | 2013-02-11 | 2013-02-15 | 2013-02-12 |  | 2013-04-12 | 2013-04-30 | 4191 | 92207 | Up-front Payment
SCG-001270 | Single Family Residential | Domestic Hot Water | Gas | Southern California Gas Company | Incentive:Paid | 1863 | 12.82 |  | 1 | 161 |  | 145 |  | 2012-06-29 10:56 | 2012-07-03 | SOLARPONICS INC | Retrofit | San Luis Obispo | San Luis Obispo | 93405 | Host Customer is System Owner | 3 |  | 2011025A | Schuco USA LLLP | Advance Package | Advance II - 75G | Indirect Forced Circulation (IF) | 44.1 |  | CTE 215 CH | Glycol | Pressure Stagnation Protection (PSP) | Solar Storage and Auxiliary Tanks are separate | 75 | 0.95 | 0.95 | 45 | Z05 | [18 empty] | , San Luis Obispo, CA | FALSE | 70.47 |  | 2011-06-01: 2012-06-25; 2011-08-03: 2012-06-29; 2011-09-20: 2012-07-03 | 4482 | 11345 | Up-front Payment
PGE-001271 | Low Income Multifamily Residential | Domestic Hot Water | Gas | Pacific Gas and Electric | Incentive:Paid | 27211 | 19.23 |  | 1 | 1474 |  | 1415 |  | 2012-10-19 12:50 | 2012-11-13 | LUMINALT ENERGY CORPORATION | Retrofit | PINOLE | Contra Costa | 94564 | Host Customer is System Owner | [7 empty] | 431.04 | 26.94 |  | Glycol | Pressure Stagnation Protection (PSP) | Solar Storage and Auxiliary Tanks are separate |  | 0.96 | 1 | 1680 | Z03 | 70 | Units | Apartments/Condos | 2010115C | 16 | 1 | 585 | 1 | 200 | 1 | 400000 | TRUE | 140 | 120 |  |  |  |  | City of Pinole | FALSE | 49.93 |  | 2012-06-26 | 2012-10-26 | 2012-10-19 | 2012-11-13 | 2012-12-14 | 2012-12-18 | 4323 | 73600 | Up-front Payment
PGE-001272 | Commercial/Multifamily Residential | Domestic Hot Water | Gas | Pacific Gas and Electric | Incentive:Paid | 48072 | 14.53 |  | 1 | 3376 |  | 3308 |  | 2012-07-12 16:03 | 2012-07-23 | SUN LIGHT & POWER | New Construction | SAN FRANCISCO | San Francisco | 94102 | Host Customer is System Owner | [7 empty] | 843.57 | 40.17 |  | Glycol | Advanced Controller with a Vacation or Holiday Mode | Solar Storage and Auxiliary Tanks are separate |  | 0.98 | 1 | 3922 | Z03 | 106 | Units | Apartments/Condos | 2010115A | 21 | 1 | 1225 | 1 | 260 | 2 | 600000 | TRUE | 140 | 140 |  | Heliodyne - Delta-T Pro Ethernet |  | Heliodyne - Delta-T Pro Ethernet | City and County of San Francisco | FALSE | 40.1 |  | 2012-07-06 | 2012-07-17 | 2012-07-12 |  | 2014-02-18 | 2014-03-19 | 3856 | 135362 | Up-front Payment
SCG-001273 | Low Income Multifamily Residential | Domestic Hot Water | Gas | Southern California Gas Company | Incentive:Paid | 20172 | 19.23 |  | 1 | 1049 |  | 1049 |  | 2013-04-15 14:02 | 2013-05-14 | SUN LIGHT & POWER | New Construction | Anaheim | Orange | 92804 | Host Customer is System Owner | [7 empty] | 241.02 | 40.17 |  | Glycol | Advanced Controller with a Vacation or Holiday Mode | Solar Storage and Auxiliary Tanks are separate |  | 1 | 1 | 1160 | Z08 | 29 | Units | Apartments/Condos | 2010115A | 6 | 1 | 350 | 1 | 189 | 1 | 299000 | TRUE | 120 | 120 |  |  |  |  | County of Orange | FALSE | 61.55 |  | 2013-04-15 |  | 2013-04-15 | 2013-05-14 | 2013-08-04 | 2013-09-13 | 4055 | 64571 | Up-front Payment
SDG-001274 | Single Family Residential | Domestic Hot Water | Electric | San Diego Gas and Electric | Incentive:Paid | 1354 |  | 0.54 | 1 |  | 2508 |  | 2508 | 2012-08-06 10:34 | 2012-08-09 | SOLAR SERVICES OF SAN DIEGO INC | Retrofit | Lakeside | San Diego | 92040 | Host Customer is System Owner | 5 |  | 2001010C | Solahart Industries | SOLAHART | 302J & 302J Free Heat | Indirect Thermosyphon (IT) | 42.7 |  | J | Glycol | HartStat, or equivalent | Solar and Auxiliary Storage are the same Tank | 80 | 1 | 1 | 65 | Z10 | [18 empty] | San Diego County | FALSE |  | 2.77 | 2012-06-28 | 2012-08-06 |  |  | 2012-08-06 | 2012-08-09 | 4391 | 6950 | Up-front Payment
SCG-001275 | Single Family Residential | Domestic Hot Water | Gas | Southern California Gas Company | Incentive:Paid | 2008 | 18.59 |  | 1 | 108 |  | 108 |  | 2012-07-05 12:40 | 2012-07-13 | ADVANCED CONSERVATION SYSTEMS INC | Retrofit | Littlerock | Los Angeles | 93543 | Owner/Tenant | 2 |  | 2001028L | SunEarth, Inc. | Cascade | EPRD-32-80-2G | Indirect Forced Circulation (IF) | 32.8 |  | EP-32 | Automatic Drainback |  | Solar Storage and Auxiliary Tanks are separate | 80 | 1 | 1 | 35 | Z14 | [18 empty] | County of Los Angeles | FALSE | 63.61 |  | 2011-06-01: 2012-06-28; 2011-08-03: 2012-07-05; 2011-09-20: 2012-07-13 | 4364 | 6870.2 | Up-front Payment
SCG-001276 | Low Income Multifamily Residential | Domestic Hot Water | Gas | Southern California Gas Company | Incentive:Paid | 30398 | 19.23 |  | 1 | 1613 |  | 1581 |  | 2012-11-14 22:08 | 2013-01-07 | EMPOWER CONSTRUCTION CORP | Retrofit | Santa Ana | Orange | 92706 | Host Customer is System Owner | [7 empty] | 463.2 | 28.95 |  | Glycol | Steam Back | Solar Storage and Auxiliary Tanks are separate |  | 0.98 | 1 | 1880 | Z08 | 47 | Units | Apartments/Condos | 2009017A | 16 | 1 | 500 | 1 | 115 | 1 | 528000 | TRUE | 119 | 115 |  |  |  | SunReports - SR1000GVFS10-200 | City of Santa Ana | FALSE | 35.32 |  | 2012-10-12 |  | 2012-11-14 |  | 2013-01-09 | 2013-02-26 | 4258 | 56968.92 | Up-front Payment
SCG-001278 | Low Income Multifamily Residential | Domestic Hot Water | Gas | Southern California Gas Company | Incentive:Paid | 24370 | 19.23 |  | 1 | 1334 |  | 1267 |  | 2012-09-10 10:39 | 2012-09-20 | VILLARA CORPORATION | Retrofit | Murrieta | Riverside | 92562 | Host Customer is System Owner | [7 empty] | 376.35 | 28.95 |  | Glycol | Steam Back | Solar Storage and Auxiliary Tanks are separate |  | 0.95 | 1 | 1280 | Z07 | 32 | Units | Apartments/Condos | 2009017A | 13 | 2 | 400 | 2 | 115 | 1 | 399000 | TRUE | 125 | 125 |  |  |  |  | City of Murrieta, Riverside County, CA | FALSE | 70.29 |  | 2012-07-02 |  | 2012-09-10 | 2012-09-20 | 2013-06-04 | 2013-07-19 | 4028 | 93765 | Up-front Payment
SCG-001279 | Low Income Multifamily Residential | Domestic Hot Water | Gas | Southern California Gas Company | Incentive:Paid | 27841 | 19.23 |  | 1 | 1524 |  | 1448 |  | 2012-09-10 10:45 | 2012-10-12 | VILLARA CORPORATION | Retrofit | Murrieta | Riverside | 92562 | Host Customer is System Owner | [7 empty] | 463.2 | 28.95 |  | Glycol | Steam Back | Solar Storage and Auxiliary Tanks are separate |  | 0.95 | 1 | 1280 | Z07 | 32 | Units | Apartments/Condos | 2009017A | 16 | 2 | 400 | 2 | 120 | 1 | 399000 | TRUE | 125 | 125 |  |  |  | SunEarth - SETR A503 TTR U + VFS 2-40 | MURRIETA, RIVERSIDE COUNTY, CA | FALSE | 63.07 |  | 2012-07-02 |  | 2012-09-10 |  | 2013-06-04 | 2013-07-19 | 4028 | 96116.69 | Up-front Payment
SCG-001280 | Low Income Multifamily Residential | Domestic Hot Water | Gas | Southern California Gas Company | Incentive:Paid | 27695 | 19.23 |  | 1 | 1516 |  | 1440 |  | 2012-09-19 08:15 | 2012-10-12 | VILLARA CORPORATION | Retrofit | Murrieta | Riverside | 92562 | Host Customer is System Owner | [7 empty] | 463.2 | 28.95 |  | Glycol | Steam Back | Solar Storage and Auxiliary Tanks are separate |  | 0.95 | 1 | 1280 | Z07 | 32 | Units | Apartments/Condos | 2009017A | 16 | 2 | 400 | 2 | 120 | 1 | 399000 | TRUE | 125 | 125 |  |  |  | SunEarth - SETR A503 TTR U + VFS 2-40 | MURRIETA, RIVERSIDE COUNTY, CA | FALSE | 63.4 |  | 2012-07-02 |  | 2012-09-19 |  | 2013-06-04 | 2013-07-19 | 4028 | 96116 | Up-front Payment
SCG-001281 | Low Income Multifamily Residential | Domestic Hot Water | Gas | Southern California Gas Company | Incentive:Paid | 28937 | 19.23 |  | 1 | 1584 |  | 1505 |  | 2012-09-19 08:19 | 2012-10-12 | VILLARA CORPORATION | Retrofit | Murrieta | Riverside | 92562 | Host Customer is System Owner | [7 empty] | 463.2 | 28.95 |  | Glycol | Steam Back | Solar Storage and Auxiliary Tanks are separate |  | 0.95 | 1 | 1280 | Z07 | 32 | Units | Apartments/Condos | 2009017A | 16 | 2 | 400 | 2 | 120 | 1 | 399000 | TRUE | 125 | 125 |  |  |  | SunEarth - SETR A503 TTR U + VFS 2-40 | MURRIETA, RIVERSIDE COUNTY, CA | FALSE | 60.68 |  | 2012-07-02 |  | 2012-09-19 |  | 2013-06-04 | 2013-07-19 | 4028 | 96116 | Up-front Payment
SCG-001282 | Low Income Multifamily Residential | Domestic Hot Water | Gas | Southern California Gas Company | Incentive:Paid | 21959 | 19.23 |  | 1 | 1202 |  | 1142 |  | 2012-09-19 08:22 | 2012-10-12 | VILLARA CORPORATION | Retrofit | Murrieta | Riverside | 92562 | Host Customer is System Owner | [7 empty] | 463.2 | 28.95 |  | Glycol | Steam Back | Solar Storage and Auxiliary Tanks are separate |  | 0.95 | 1 | 672 | Z07 | 16 | Units | Apartments/Condos | 2009017A | 16 | 2 | 400 | 2 | 120 | 1 | 399000 | TRUE | 125 | 125 |  |  |  | SunEarth - SETR A503 TTR U + VFS 2-40 | MURRIETA, RIVERSIDE COUNTY, CA | FALSE | 79.96 |  | 2012-07-03 |  | 2012-09-19 |  | 2013-06-04 | 2013-07-19 | 4028 | 96116 | Up-front Payment
SCG-001283 | Low Income Multifamily Residential | Domestic Hot Water | Gas | Southern California Gas Company | Incentive:Paid | 27750 | 19.23 |  | 1 | 1519 |  | 1443 |  | 2012-09-19 08:25 | 2012-10-12 | VILLARA CORPORATION | Retrofit | Murrieta | Riverside | 92562 | Host Customer is System Owner | [7 empty] | 463.2 | 28.95 |  | Glycol | Steam Back | Solar Storage and Auxiliary Tanks are separate |  | 0.95 | 1 | 1280 | Z07 | 32 | Units | Apartments/Condos | 2009017A | 16 | 2 | 400 | 2 | 120 | 1 | 399000 | TRUE | 125 | 125 |  |  |  | SunEarth - SETR A503 TTR U + VFS 2-40 | MURRIETA, RIVERSIDE COUNTY, CA | FALSE | 63.28 |  | 2012-07-03 |  | 2012-09-19 |  | 2013-06-04 | 2013-07-19 | 4028 | 96116 | Up-front Payment
SCG-001284 | Low Income Multifamily Residential | Domestic Hot Water | Gas | Southern California Gas Company | Incentive:Paid | 28060 | 19.23 |  | 1 | 1536 |  | 1459 |  | 2012-09-19 08:27 | 2012-10-12 | VILLARA CORPORATION | Retrofit | Murrieta | Riverside | 92562 | Host Customer is System Owner | [7 empty] | 463.2 | 28.95 |  | Glycol | Steam Back | Solar Storage and Auxiliary Tanks are separate |  | 0.95 | 1 | 1280 | Z07 | 32 | Units | Apartments/Condos | 2009017A | 16 | 2 | 400 | 2 | 120 | 1 | 399000 | TRUE | 125 | 125 |  |  |  | SunEarth - SETR A503 TTR U + VFS 2-40 | MURRIETA, RIVERSIDE COUNTY, CA | FALSE | 62.58 |  | 2012-07-03 |  | 2012-09-19 |  | 2013-06-04 | 2013-07-19 | 4028 | 96116 | Up-front Payment
SCG-001285 | Low Income Multifamily Residential | Domestic Hot Water | Gas | Southern California Gas Company | Incentive:Paid | 28481 | 19.23 |  | 1 | 1559 |  | 1481 |  | 2012-09-19 08:30 | 2012-10-12 | VILLARA CORPORATION | Retrofit | Murrieta | Riverside | 92562 | Host Customer is System Owner | [7 empty] | 463.2 | 28.95 |  | Glycol | Steam Back | Solar Storage and Auxiliary Tanks are separate |  | 0.95 | 1 | 1280 | Z07 | 32 | Units | Apartments/Condos | 2009017A | 16 | 2 | 400 | 2 | 120 | 1 | 399000 | TRUE | 125 | 125 |  |  |  | SunEarth - SETR A503 TTR U + VFS 2-40 | MURRIETA, RIVERSIDE COUNTY, CA | FALSE | 61.65 |  | 2012-07-03 |  | 2012-09-19 |  | 2013-06-04 | 2013-07-19 | 4027 | 96116 | Up-front Payment
SCG-001286 | Low Income Multifamily Residential | Domestic Hot Water | Gas | Southern California Gas Company | Incentive:Paid | 24023 | 19.23 |  | 1 | 1315 |  | 1249 |  | 2012-09-19 08:31 | 2012-10-12 | VILLARA CORPORATION | Retrofit | Murietta | Riverside | 92562 | Host Customer is System Owner | [7 empty] | 463.2 | 28.95 |  | Glycol | Steam Back | Solar Storage and Auxiliary Tanks are separate |  | 0.95 | 1 | 1280 | Z07 | 32 | Units | Apartments/Condos | 2009017A | 16 | 2 | 400 | 2 | 120 | 1 | 399000 | TRUE | 125 | 125 |  |  |  | SunEarth - SETR A503 TTR U + VFS 20-400 | MURRIETA, RIVERSIDE COUNTY, CA | FALSE | 73.09 |  | 2012-07-03 |  | 2012-09-19 |  | 2013-06-04 | 2013-07-19 | 4034 | 96116 | Up-front Payment
SCG-001287 | Low Income Multifamily Residential | Domestic Hot Water | Gas | Southern California Gas Company | Incentive:Paid | 24279 | 19.23 |  | 1 | 1329 |  | 1263 |  | 2012-09-19 08:34 | 2012-10-12 | VILLARA CORPORATION | Retrofit | Murrieta | Riverside | 92562 | Host Customer is System Owner | [7 empty] | 463.2 | 28.95 |  | Glycol | Steam Back | Solar Storage and Auxiliary Tanks are separate |  | 0.95 | 1 | 1280 | Z07 | 32 | Units | Apartments/Condos | 2009017A | 16 | 2 | 400 | 2 | 120 | 1 | 399000 | TRUE | 125 | 125 |  |  |  | SunEarth - SETR A503 TTR U + VFS 2-40 | MURRIETA, RIVERSIDE COUNTY, CA | FALSE | 72.32 |  | 2012-07-03 |  | 2012-09-19 |  | 2013-06-04 | 2013-07-19 | 4034 | 96116 | Up-front Payment
SCG-001288 | Low Income Multifamily Residential | Domestic Hot Water | Gas | Southern California Gas Company | Incentive:Paid | 26581 | 19.23 |  | 1 | 1455 |  | 1382 |  | 2012-09-19 08:38 | 2012-10-12 | VILLARA CORPORATION | Retrofit | Murietta | Riverside | 92562 | Host Customer is System Owner | [7 empty] | 463.2 | 28.95 |  | Glycol | Steam Back | Solar Storage and Auxiliary Tanks are separate |  | 0.95 | 1 | 1280 | Z07 | 32 | Units | Apartments/Condos | 2009017A | 16 | 2 | 400 | 2 | 120 | 1 | 399000 | TRUE | 125 | 125 |  |  |  | SunEarth - SETR A503 TTR U + VFS 2-40 | MURRIETA, RIVERSIDE COUNTY, CA | FALSE | 66.06 |  | 2012-07-03 |  | 2012-09-19 |  | 2013-06-04 | 2013-07-19 | 4034 | 96116 | Up-front Payment
SCG-001289 | Low Income Multifamily Residential | Domestic Hot Water | Gas | Southern California Gas Company | Incentive:Paid | 27732 | 19.23 |  | 1 | 1518 |  | 1442 |  | 2012-09-19 08:40 | 2012-10-12 | VILLARA CORPORATION | Retrofit | Murietta | Riverside | 92562 | Host Customer is System Owner | [7 empty] | 463.2 | 28.95 |  | Glycol | Steam Back | Solar Storage and Auxiliary Tanks are separate |  | 0.95 | 1 | 1280 | Z07 | 32 | Units | Apartments/Condos | 2009017A | 16 | 2 | 400 | 2 | 120 | 1 | 399000 | TRUE | 125 | 125 |  |  |  | SunEarth - SETR A503 TTR U + VFS 2-40 | MURRIETA, RIVERSIDE COUNTY, CA | FALSE | 63.32 |  | 2012-07-03 |  | 2012-09-19 |  | 2013-06-04 | 2013-07-19 | 4034 | 96116 | Up-front Payment
SCG-001290 | Low Income Multifamily Residential | Domestic Hot Water | Gas | Southern California Gas Company | Incentive:Paid | 28188 | 19.23 |  | 1 | 1543 |  | 1466 |  | 2012-09-19 08:41 | 2012-10-12 | VILLARA CORPORATION | Retrofit | Murietta | Riverside | 92562 | Host Customer is System Owner | [7 empty] | 463.2 | 28.95 |  | Glycol | Steam Back | Solar Storage and Auxiliary Tanks are separate |  | 0.95 | 1 | 1280 | Z07 | 32 | Units | Apartments/Condos | 2009017A | 16 | 2 | 400 | 2 | 120 | 1 | 399000 | TRUE | 125 | 125 |  |  |  | SunEarth - SETR A503 TTR U + VFS 2-40 | MURRIETA, RIVERSIDE COUNTY, CA | FALSE | 62.29 |  | 2012-07-03 |  | 2012-09-19 |  | 2013-06-04 | 2013-07-19 | 4034 | 96116 | Up-front Payment
SCG-001291 | Commercial/Multifamily Residential | Domestic Hot Water | Gas | Southern California Gas Company | Incentive:Paid | 14603 | 14.53 |  | 1 | 1005 |  | 1005 |  | 2012-07-06 15:47 | 2012-07-30 | Self Installer | Retrofit | Hanford | Kings | 93230 | Host Customer is System Owner |  |  | 2009008A | Harpiris Energy, LLC | SunCache | SCG-50-GS | Indirect Integral Collector Storage (II) | 34.6 |  | 10001 |  |  | Solar Storage and Auxiliary Tanks are separate | 0 | 1 | 1 | 0 | Z13 | [11 empty] | FALSE | [6 empty] | City of Hanford | FALSE | 18.98 |  | 2012-07-03 |  | 2012-07-06 | 2012-07-30 | 2012-08-13 | 2012-08-13 | 4364 | 19073.44 | Up-front Payment
SCG-001292 | Commercial/Multifamily Residential | Domestic Hot Water | Gas | Southern California Gas Company | Incentive:Paid | 13629 | 14.53 |  | 1 | 938 |  | 938 |  | 2012-07-05 17:35 | 2012-07-30 | Self Installer | Retrofit | Hanford | Kings | 93230 | Host Customer is System Owner |  |  | 2009008A | Harpiris Energy, LLC | SunCache | SCG-50-GS | Indirect Integral Collector Storage (II) | 34.6 |  | 10001 |  |  | Solar Storage and Auxiliary Tanks are separate | 0 | 1 | 1 | 0 | Z13 | [11 empty] | FALSE | [6 empty] | City of Hanford | FALSE | 19.05 |  | 2012-07-03 |  | 2012-07-05 | 2012-07-30 | 2012-08-13 | 2012-08-13 | 4364 | 17873.44 | Up-front Payment
SCG-001293 | Commercial/Multifamily Residential | Domestic Hot Water | Gas | Southern California Gas Company | Incentive:Paid | 10173 | 14.53 |  | 1 | 737 |  | 700 |  | 2012-07-05 17:35 | 2012-07-30 | Self Installer | Retrofit | Hanford | Kings | 93230 | Host Customer is System Owner |  |  | 2009008A | Harpiris Energy, LLC | SunCache | SCG-50-GS | Indirect Integral Collector Storage (II) | 34.6 |  | 10001 |  |  | Solar Storage and Auxiliary Tanks are separate | 0 | 1 | 0.95 | 0 | Z13 | [11 empty] | FALSE | [6 empty] | City of Hanford | FALSE | 19.37 |  | 2012-07-03 |  | 2012-07-05 | 2012-07-30 | 2012-08-13 | 2012-08-13 | 4364 | 14273.44 | Up-front Payment
PGE-001294 | Single Family Residential | Domestic Hot Water | Propane | Pacific Gas and Electric | Incentive:Paid | 1834 | 0.54 |  | 1 | 4395 |  | 3716 |  | 2012-07-05 12:08 | 2012-07-11 | FORSBERG CONSTRUCTION INC | Retrofit | PLACERVILLE | El Dorado | 95667 | Host Customer is System Owner | 3 |  | 2009157A | VELUX America Inc. | VELUX | CLI-U12 SD0 (W/L/F/P) 118 AUX TLG | Indirect Forced Circulation (IF) | 27.1 |  | CLI U12 4000 | Glycol | Advanced Controller with a Thermal Cycling Function | Solar Storage with Tankless Auxiliary Water Heater | 60 | 0.89 | 0.95 | 45 | Z12 | [18 empty] | El Dorado County | FALSE | 1.93 |  | 2012-07-03 | 2012-07-10 |  |  | 2012-07-05 | 2012-07-11 | 4393 | 8497 | Up-front Payment
PGE-001295 | Single Family Residential | Domestic Hot Water | Propane | Pacific Gas and Electric | Incentive:Paid | 1834 | 0.54 |  | 1 | 3721 |  | 3721 |  | 2012-08-10 12:32 | 2012-08-21 | AZTEC SOLAR INC | Retrofit | ROUGH AND READY | Nevada | 95975 | Host Customer is System Owner | 3 |  | 2001001A | SunEarth, Inc. | SolaRay | TE40P-80-2G | Indirect Forced Circulation (IF) | 40.9 |  | EP-40 | Glycol | Advanced Controller with a Vacation or Holiday Mode | Solar Storage and Auxiliary Tanks are separate | 80 | 1 | 1 | 45 | Z11 | [18 empty] | Nevada County | FALSE | 2.15 |  | 2011-06-01: 2012-07-05; 2011-08-03: 2012-08-10; 2011-09-20: 2012-08-21 | 4393 | 8017.45 | Up-front Payment
PGE-001296 | Low Income Multifamily Residential | Domestic Hot Water | Gas | Pacific Gas and Electric | Incentive:Paid | 6077 | 19.23 |  | 1 | 316 |  | 316 |  | 2013-01-31 09:07 | 2013-02-05 | VILLARA CORPORATION | Retrofit | Concord | Contra Costa | 94520 | Host Customer is System Owner | [7 empty] | 88.28 | 22.07 |  | Glycol | Steam Back | Solar and Auxiliary Storage are the same Tank |  | 1 | 1 | 336 | Z12 | 8 | Units | Apartments/Condos | 2009014A | 4 | 1 | 119 | 1 | 0 | 0 | 130000 | TRUE | 120 | 110 |  |  |  |  | CONCORD, CONTRA COSTA, CA | FALSE | 39.03 |  | 2012-07-06 |  | 2013-01-31 | 2013-02-05 | 2013-02-11 | 2013-03-06 | 4239 | 12334 | Up-front Payment
PGE-001297 | Low Income Multifamily Residential | Domestic Hot Water | Gas | Pacific Gas and Electric | Incentive:Paid | 5596 | 19.23 |  | 1 | 291 |  | 291 |  | 2013-01-31 09:08 | 2013-02-05 | VILLARA CORPORATION | Retrofit | Concord | Contra Costa | 94520 | Host Customer is System Owner | [7 empty] | 88.28 | 22.07 |  | Glycol | Steam Back | Solar and Auxiliary Storage are the same Tank |  | 1 | 1 | 336 | Z12 | 8 | Units | Apartments/Condos | 2009014A | 4 | 1 | 119 | 1 | 0 | 0 | 130000 | TRUE | 120 | 110 |  |  |  |  | CONCORD, CONTRA COSTA, CA | FALSE | 42.38 |  | 2012-07-06 |  | 2013-01-31 | 2013-02-05 | 2013-02-11 | 2013-03-06 | 4239 | 12334 | Up-front Payment
PGE-001298 | Low Income Multifamily Residential | Domestic Hot Water | Gas | Pacific Gas and Electric | Incentive:Paid | 5417 | 19.23 |  | 1 | 313 |  | 282 |  | 2013-01-31 09:09 | 2013-02-04 | VILLARA CORPORATION | New Construction | CONCORD | Contra Costa | 94520 | Host Customer is System Owner | [7 empty] | 88.28 | 22.07 |  | Glycol | Steam Back | Solar and Auxiliary Storage are the same Tank |  | 0.9 | 1 | 336 | Z12 | 8 | Units | Apartments/Condos | 2009014A | 4 | 1 | 119 | 1 | 0 | 0 | 130000 | TRUE | 120 | 110 |  |  |  |  | CONCORD, CONTRA COSTA, CA | FALSE | 39.41 |  | 2012-07-06 |  | 2013-01-31 | 2013-02-04 | 2013-02-11 | 2013-03-06 | 4239 | 12334 | Up-front Payment
PGE-001299 | Low Income Multifamily Residential | Domestic Hot Water | Gas | Pacific Gas and Electric | Incentive:Paid | 4519 | 19.23 |  | 1 | 235 |  | 235 |  | 2013-01-31 09:09 | 2013-02-05 | VILLARA CORPORATION | Retrofit | CONCORD | Contra Costa | 94520 | Host Customer is System Owner | [7 empty] | 88.28 | 22.07 |  | Glycol | Steam Back | Solar and Auxiliary Storage are the same Tank |  | 1 | 1 | 168 | Z12 | 4 | Units | Apartments/Condos | 2009014A | 4 | 1 | 119 | 1 | 0 | 0 | 130000 | TRUE | 120 | 110 |  |  |  |  | CONCORDM, CONTRA COSTA, CA | FALSE | 52.49 |  | 2012-07-06 |  | 2013-01-31 | 2013-02-05 | 2013-02-11 | 2013-03-06 | 4239 | 12334 | Up-front Payment
PGE-001300 | Low Income Multifamily Residential | Domestic Hot Water | Gas | Pacific Gas and Electric | Incentive:Paid | 4327 | 19.23 |  | 1 | 250 |  | 225 |  | 2013-01-31 09:10 | 2013-02-05 | VILLARA CORPORATION | Retrofit | Concord | Contra Costa | 94520 | Host Customer is System Owner | [7 empty] | 88.28 | 22.07 |  | Glycol | Steam Back | Solar and Auxiliary Storage are the same Tank |  | 0.9 | 1 | 168 | Z12 | 4 | Units | Apartments/Condos | 2009014A | 4 | 1 | 119 | 1 | 0 | 0 | 130000 | TRUE | 120 | 110 |  |  |  |  | CONCORD, CONTR COSTA, CA | FALSE | 49.34 |  | 2012-07-06 |  | 2013-01-31 | 2013-02-05 | 2013-02-11 | 2013-03-06 | 4239 | 12334 | Up-front Payment
PGE-001301 | Low Income Multifamily Residential | Domestic Hot Water | Gas | Pacific Gas and Electric | Incentive:Paid | 5469 | 19.23 |  | 1 | 316 |  | 284 |  | 2013-01-31 09:11 | 2013-02-05 | VILLARA CORPORATION | Retrofit | Concord | Contra Costa | 94520 | Host Customer is System Owner | [7 empty] | 88.28 | 22.07 |  | Glycol | Steam Back | Solar and Auxiliary Storage are the same Tank |  | 0.9 | 1 | 336 | Z12 | 8 | Units | Apartments/Condos | 2009014A | 4 | 1 | 119 | 1 | 0 | 0 | 130000 | TRUE | 120 | 110 |  |  |  |  | CONCORD, CONTR COSTA, CA | FALSE | 39.03 |  | 2012-07-06 |  | 2013-01-31 | 2013-02-05 | 2013-02-11 | 2013-03-06 | 4239 | 12334 | Up-front Payment
PGE-001302 | Low Income Multifamily Residential | Domestic Hot Water | Gas | Pacific Gas and Electric | Incentive:Paid | 5677 | 19.23 |  | 1 | 328 |  | 295 |  | 2013-01-31 09:12 | 2013-02-05 | VILLARA CORPORATION | Retrofit | CONCORD | Contra Costa | 94520 | Host Customer is System Owner | [7 empty] | 88.28 | 22.07 |  | Glycol | Steam Back | Solar and Auxiliary Storage are the same Tank |  | 0.9 | 1 | 504 | Z12 | 12 | Units | Apartments/Condos | 2009014A | 4 | 1 | 119 | 1 | 0 | 0 | 130000 | TRUE | 120 | 110 |  |  |  |  | CONCORD, CONTRA COSTA, CA | FALSE | 37.6 |  | 2012-07-06 |  | 2013-01-31 | 2013-02-05 | 2013-02-11 | 2013-03-06 | 4239 | 12334 | Up-front Payment
PGE-001303 | Low Income Multifamily Residential | Domestic Hot Water | Gas | Pacific Gas and Electric | Incentive:Paid | 6461 | 19.23 |  | 1 | 336 |  | 336 |  | 2013-01-31 09:13 | 2013-02-05 | VILLARA CORPORATION | Retrofit | Concord | Contra Costa | 94520 | Host Customer is System Owner | [7 empty] | 88.28 | 22.07 |  | Glycol | Steam Back | Solar and Auxiliary Storage are the same Tank |  | 1 | 1 | 504 | Z12 | 12 | Units | Apartments/Condos | 2009014A | 4 | 1 | 119 | 1 | 0 | 0 | 130000 | TRUE | 120 | 110 |  |  |  |  | CONCORD, CONTRA COSTA, CA | FALSE | 36.71 |  | 2012-07-06 |  | 2013-01-31 | 2013-02-05 | 2013-02-11 | 2013-03-06 | 4239 | 12334 | Up-front Payment
PGE-001304 | Low Income Multifamily Residential | Domestic Hot Water | Gas | Pacific Gas and Electric | Incentive:Paid | 5981 | 19.23 |  | 1 | 311 |  | 311 |  | 2013-01-31 09:13 | 2013-02-05 | VILLARA CORPORATION | Retrofit | Concord | Contra Costa | 94520 | Host Customer is System Owner | [7 empty] | 88.28 | 22.07 |  | Glycol | Steam Back | Solar and Auxiliary Storage are the same Tank |  | 1 | 1 | 336 | Z12 | 8 | Units | Apartments/Condos | 2009014A | 4 | 1 | 119 | 1 | 0 | 0 | 130000 | TRUE | 120 | 110 |  |  |  |  | CONCORD, CONTRA COSTA, CA | FALSE | 39.66 |  | 2012-07-06 |  | 2013-01-31 | 2013-02-05 | 2013-02-11 | 2013-03-06 | 4239 | 12334 | Up-front Payment
PGE-001305 | Low Income Multifamily Residential | Domestic Hot Water | Gas | Pacific Gas and Electric | Incentive:Paid | 4615 | 19.23 |  | 1 | 240 |  | 240 |  | 2013-01-31 09:14 | 2013-02-05 | VILLARA CORPORATION | Retrofit | Concord | Contra Costa | 94520 | Host Customer is System Owner | [7 empty] | 88.28 | 22.07 |  | Glycol | Steam Back | Solar and Auxiliary Storage are the same Tank |  | 1 | 1 | 168 | Z12 | 4 | Units | Apartments/Condos | 2009014A | 4 | 1 | 119 | 1 | 0 | 0 | 130000 | TRUE | 120 | 110 |  |  |  |  | CONCORD, CONTRA COSTA, CA | FALSE | 51.39 |  | 2012-07-06 |  | 2013-01-31 | 2013-02-05 | 2013-02-11 | 2013-03-06 | 4239 | 12334 | Up-front Payment
PGE-001306 | Low Income Multifamily Residential | Domestic Hot Water | Gas | Pacific Gas and Electric | Incentive:Paid | 5279 | 19.23 |  | 1 | 305 |  | 274 |  | 2013-01-31 09:14 | 2013-02-05 | VILLARA CORPORATION | Retrofit | Concord | Contra Costa | 94520 | Host Customer is System Owner | [7 empty] | 88.28 | 22.07 |  | Glycol | Steam Back | Solar and Auxiliary Storage are the same Tank |  | 0.9 | 1 | 336 | Z12 | 8 | Units | Apartments/Condos | 2009014A | 4 | 1 | 119 | 1 | 0 | 0 | 130000 | TRUE | 120 | 110 |  |  |  |  | CONCORD, CONTRA COSTA, CA | FALSE | 40.44 |  | 2012-07-06 |  | 2013-01-31 | 2013-02-05 | 2013-02-11 | 2013-03-06 | 4239 | 12334 | Up-front Payment
PGE-001307 | Low Income Multifamily Residential | Domestic Hot Water | Gas | Pacific Gas and Electric | Incentive:Paid | 5296 | 19.23 |  | 1 | 306 |  | 275 |  | 2013-01-31 09:15 | 2013-02-05 | VILLARA CORPORATION | Retrofit | Concord | Contra Costa | 94520 | Host Customer is System Owner | [7 empty] | 88.28 | 22.07 |  | Glycol | Steam Back | Solar and Auxiliary Storage are the same Tank |  | 0.9 | 1 | 336 | Z12 | 8 | Units | Apartments/Condos | 2009014A | 4 | 1 | 119 | 1 | 0 | 0 | 130000 | TRUE | 120 | 110 |  |  |  |  | CONCORD, CONTRA COSTA, CA | FALSE | 40.31 |  | 2012-07-06 |  | 2013-01-31 | 2013-02-05 | 2013-02-11 | 2013-03-06 | 4239 | 12334 | Up-front Payment
PGE-001308 | Low Income Multifamily Residential | Domestic Hot Water | Gas | Pacific Gas and Electric | Incentive:Paid | 5296 | 19.23 |  | 1 | 306 |  | 275 |  | 2013-01-31 09:16 | 2013-02-05 | VILLARA CORPORATION | Retrofit | Concord | Contra Costa | 94520 | Host Customer is System Owner | [7 empty] | 88.28 | 22.07 |  | Glycol | Steam Back | Solar and Auxiliary Storage are the same Tank |  | 0.9 | 1 | 336 | Z12 | 8 | Units | Apartments/Condos | 2009014A | 4 | 1 | 119 | 1 | 0 | 0 | 130000 | TRUE | 120 | 110 |  |  |  |  | CONCORD, CONTRA COSTA, CA | FALSE | 40.31 |  | 2012-07-06 |  | 2013-01-31 | 2013-02-05 | 2013-02-11 | 2013-03-06 | 4239 | 12334 | Up-front Payment
SDG-001309 | Commercial/Multifamily Residential | Domestic Hot Water | Gas | San Diego Gas and Electric | Incentive:Paid | 3792 | 14.53 |  | 1 | 261 |  | 261 |  | 2012-08-24 09:01 | 2012-08-24 | SOLAR - TEC SYSTEMS INC | Retrofit | San Diego | San Diego | 92154 | Host Customer is System Owner | [7 empty] | 65.68 | 32.84 |  | Glycol | Advanced Controller with a Vacation or Holiday Mode | Solar and Auxiliary Storage are the same Tank |  | 1 | 1 | 250 | Z07 | 10 | Units | Apartments/Condos | 2007032D | 2 | 1 | 119 | 1 | 100 | 1 | 199000 | TRUE | 130 | 130 |  |  |  |  | City of San Diego | FALSE | 47.69 |  | 2012-07-26 | 2012-10-02 | 2012-08-24 | 2012-08-24 | 2012-09-28 | 2012-10-15 | 4299 | 12448 | Up-front Payment
SDG-001310 | Commercial/Multifamily Residential | Domestic Hot Water | Gas | San Diego Gas and Electric | Incentive:Paid | 2009 | 14.53 |  | 1 | 256 |  | 138 |  | 2012-08-24 09:07 | 2012-08-27 | SOLAR - TEC SYSTEMS INC | Retrofit | San Diego | San Diego | 92154 | Host Customer is System Owner | [7 empty] | 65.68 | 32.84 |  | Glycol | Advanced Controller with a Vacation or Holiday Mode | Solar and Auxiliary Storage are the same Tank |  | 0.54 | 1 | 200 | Z07 | 8 | Units | Apartments/Condos | 2007032D | 2 | 1 | 119 | 1 | 100 | 1 | 199000 | TRUE | 130 | 130 |  |  |  |  | City of San Diego | FALSE | 48.62 |  | 2012-07-26 | 2012-10-02 | 2012-08-24 | 2012-08-27 | 2012-09-28 | 2013-01-04 | 4299 | 12448 | Up-front Payment
PGE-001311 | Single Family Residential | Domestic Hot Water | Gas | Pacific Gas and Electric | Incentive:Paid | 2138 | 18.59 |  | 1 | 115 |  | 115 |  | 2012-08-01 10:10 | 2012-08-07 | AZTEC SOLAR INC | Retrofit | Orangevale | Sacramento | 95662 | Host Customer is System Owner | 2 |  | 2001016C | Solahart Industries | SOLAHART | ASG 302J & ASG 302J Free Heat | Indirect Thermosyphon (IT) | 42.7 |  | J | Glycol | HartStat, or equivalent | Solar and Auxiliary Storage are the same Tank | 80 | 1 | 1 | 35 | Z12 | [18 empty] | Sacramento County | FALSE | 69.06 |  | 2011-06-01: 2012-07-13; 2011-08-03: 2012-08-01; 2011-09-20: 2012-08-07 | 4393 | 7941.87 | Up-front Payment
SCG-001312 | Single Family Residential | Domestic Hot Water | Gas | Southern California Gas Company | Incentive:Paid | 2402 | 18.59 |  | 1 | 136 |  | 129 |  | 2012-08-20 08:58 | 2012-09-19 | Self Installer | Retrofit | Mission Viejo | Orange | 92692 | Host Customer is System Owner | 4 |  | 2011115A | Stiebel Eltron | Solar Hot Water Package | SOLKIT-2N-GTK | Indirect Forced Circulation (IF) | 54.8 |  | SOL 27 Premium S | Glycol | Advanced Controller with a Vacation or Holiday Mode | Solar Storage and Auxiliary Tanks are separate | 80 | 1 | 0.95 | 55 | Z08 | [18 empty] | Mission Viejo | FALSE | 47.69 |  | 2011-06-01: 2012-07-18; 2011-08-03: 2012-08-20; 2011-09-20: 2012-09-19 | 4364 | 6486 | Up-front Payment
SCG-001313 | Commercial/Multifamily Residential | Domestic Hot Water | Gas | Southern California Gas Company | Incentive:Paid | 27898 | 14.53 |  | 1 | 1920 |  | 1920 |  | 2012-12-10 10:01 | 2013-01-10 | CALIFORNIA SOLAR THERMAL INC | Retrofit | Los Angeles | Los Angeles | 90027 | Lease | [7 empty] | 553.4 | 27.67 |  | Glycol | Steam Back | Solar Storage and Auxiliary Tanks are separate |  | 1 | 1 | 1760 | Z09 | 44 | Units | Apartments/Condos | 2009046A | 20 | 2 | 792 | 6 | 100 | 1 | 399000 | TRUE | 140 | 140 |  |  | SunReports, Inc | SunReports - SR1000GVFS5-100 | City of Los Angeles | FALSE | 25.99 |  | 2012-07-19 |  | 2012-12-10 |  | 2013-04-11 | 2013-04-18 | 4195 | 49900 | Up-front Payment
SCG-001314 | Commercial/Multifamily Residential | Domestic Hot Water | Gas | Southern California Gas Company | Incentive:Paid | 21388 | 14.53 |  | 1 | 1472 |  | 1472 |  | 2012-12-10 11:04 | 2012-12-13 | CALIFORNIA SOLAR THERMAL INC | Retrofit | Los Angeles | Los Angeles | 92004 | Lease | [7 empty] | 442.72 | 27.67 |  | Glycol | Steam Back | Solar Storage and Auxiliary Tanks are separate |  | 1 | 1 | 1480 | Z09 | 37 |  |  | 2009046A | 16 | 4 | 528 | 4 | 115 | 1 | 399000 | TRUE | 140 | 140 |  |  |  |  | City of Los Angeles | FALSE | 26.43 |  | 2012-07-19 |  | 2012-12-10 | 2012-12-13 | 2013-04-11 | 2013-04-18 | 4167 | 38900 | Up-front Payment
SCG-001315 | Commercial/Multifamily Residential | Domestic Hot Water | Gas | Southern California Gas Company | Incentive:Paid | 21461 | 14.53 |  | 1 | 1477 |  | 1477 |  | 2012-12-10 11:12 | 2012-12-13 | CALIFORNIA SOLAR THERMAL INC | Retrofit | Los Angeles | Los Angeles | 90005 | Lease | [7 empty] | 442.72 | 27.67 |  | Glycol | Steam Back | Solar Storage and Auxiliary Tanks are separate |  | 1 | 1 | 1560 | Z09 | 39 | Units | Apartments/Condos | 2009046A | 16 | 4 | 528 | 4 | 80 | 1 | 399900 | TRUE | 140 | 140 |  |  |  |  | City of Los Angeles | FALSE | 26.68 |  | 2012-07-19 |  | 2012-12-10 | 2012-12-13 | 2013-04-11 | 2013-04-18 | 4195 | 39400 | Up-front Payment
PGE-001316 | Single Family Residential | Domestic Hot Water | Electric | Pacific Gas and Electric | Incentive:Paid | 1309 |  | 0.54 | 1 |  | 2685 |  | 2423 | 2012-07-23 08:27 | 2012-08-13 | UNDER THE SUN SOLAR | Retrofit | SONORA | Tuolumne | 95370 | Host Customer is System Owner | 4 |  | 2006023B | Solene | Solene/Corona DC Closed Loop | SLCO40DC-80HE | Indirect Forced Circulation (IF) | 38.9 |  | SLCO-40 | Glycol | Advanced Controller with a Vacation or Holiday Mode | Solar and Auxiliary Storage are the same Tank | 80 | 0.95 | 0.95 | 55 | Z12 | [18 empty] | City of Sonora | FALSE |  | 1.89 | 2012-07-20 | 2012-07-31 |  |  | 2012-07-23 | 2012-08-13 | 4393 | 5088 | Up-front Payment
PGE-001320 | Low Income Multifamily Residential | Domestic Hot Water | Gas | Pacific Gas and Electric | Incentive:Paid | 4769 | 19.23 |  | 1 | 248 |  | 248 |  | 2012-09-21 08:33 | 2012-10-12 | SABBATINI PLUMBING INC | New Construction | MORGAN HILL | Santa Clara | 95037 | Host Customer is System Owner | [7 empty] | 79.56 | 39.78 |  | Drainback |  | Solar and Auxiliary Storage are the same Tank |  | 1 | 1 | 168 | Z03 | 4 | Units | Apartments/Condos | 2009039F | 2 | 1 | 129 | 1 | 119 | 1 | 199000 | TRUE | 119 | 120 |  |  |  |  | Morgan Hill, CA | FALSE | 105.24 |  | 2012-07-20 | 2012-09-24 | 2012-09-21 | 2012-10-12 | 2012-10-26 | 2012-11-01 | 4371 | 26100 | Up-front Payment
PGE-001321 | Low Income Multifamily Residential | Domestic Hot Water | Gas | Pacific Gas and Electric | Incentive:Paid | 4442 | 19.23 |  | 1 | 231 |  | 231 |  | 2012-09-21 08:35 | 2012-10-12 | SABBATINI PLUMBING INC | New Construction | MORGAN HILL | Santa Clara | 95037 | Host Customer is System Owner | [7 empty] | 79.56 | 39.78 |  | Drainback |  | Solar and Auxiliary Storage are the same Tank |  | 1 | 1 | 126 | Z03 | 3 | Units | Apartments/Condos | 2009039F | 2 | 1 | 129 | 1 | 119 | 1 | 199000 | TRUE | 119 | 120 |  |  |  |  | Morgan Hill, CA | FALSE | 112.99 |  | 2012-07-20 | 2012-09-24 | 2012-09-21 | 2012-10-12 | 2012-10-26 | 2012-11-01 | 4371 | 26100 | Up-front Payment
SCG-001322 | Low Income Multifamily Residential | Domestic Hot Water | Gas | Southern California Gas Company | Incentive:Paid | 29076 | 19.23 |  | 1 | 1680 |  | 1512 |  | 2012-08-28 08:39 | 2012-10-02 | VILLARA CORPORATION | Retrofit | Simi Valley | Ventura | 93063 | Host Customer is System Owner | [7 empty] | 458.4 | 28.65 |  | Glycol | Steam Back | Solar Storage and Auxiliary Tanks are separate |  | 0.9 | 1 | 3996 | Z06 | 108 | Units | Apartments/Condos | 2009017A | 16 | 2 | 400 | 2 | 222 | 1 | 799000 | TRUE | 125 | 120 |  |  |  | SunEarth - SETR A503 TTR U + VFS 2-40 | Simi Valley, Ventura, CA | FALSE | 61.4 |  | 2012-07-24 |  | 2012-08-28 |  | 2013-05-28 | 2013-06-03 | 4156 | 103153 | Up-front Payment
PGE-001323 | Commercial/Multifamily Residential | Domestic Hot Water | Gas | Pacific Gas and Electric | Incentive:Paid | 7875 | 14.53 |  | 1 | 542 |  | 542 |  | 2012-10-19 13:05 | 2012-11-20 | SUN LIGHT & POWER | Retrofit | Oakland | Alameda | 94606 | Host Customer is System Owner | [7 empty] | 155.64 | 25.94 |  | Glycol | Advanced Controller with a Vacation or Holiday Mode | Solar Storage and Auxiliary Tanks are separate |  | 1 | 1 | 546 | Z03 | 13 | Units | Apartments/Condos | 2010046B | 6 | 1 | 210 | 2 | 75 | 1 | 250000 | TRUE | 125 | 120 |  |  |  |  | City of Oakland | FALSE | 53.42 |  | 2012-10-18 | 2012-10-26 | 2012-10-19 | 2012-11-20 | 2013-01-29 | 2013-02-04 | 4275 | 28953 | Up-front Payment
PGE-001324 | Commercial/Multifamily Residential | Domestic Hot Water | Gas | Pacific Gas and Electric | Incentive:Paid | 47426 | 14.53 |  | 1 | 3264 |  | 3264 |  | 2012-10-01 10:33 | 2012-10-16 | SUNWATER SOLAR INC | New Construction | MOUNTAIN VIEW | Santa Clara | 94043 | Power Purchase Agreements | [7 empty] | 1004.25 | 40.17 |  | Drainback | Pressure Stagnation Protection (PSP) | Solar Storage and Auxiliary Tanks are separate |  | 1 | 1 | 1953 | Z04 | 1953 |  | Other | 2010115A | 25 | 1 | 1430 | 1 | 260 | 2 | 350000 | TRUE | 130 | 130 |  | Heliodyne - Delta-T Pro Ethernet |  | Heliodyne - Delta-T Pro Ethernet | City of Mountain View | FALSE | 54.79 |  | 2012-07-24 | 2012-10-03 | 2012-10-01 |  | 2012-11-08 | 2012-11-19 | 4351 | 178842 | Up-front Payment
SCG-001325 | Low Income Multifamily Residential | Domestic Hot Water | Gas | Southern California Gas Company | Incentive:Paid | 4220 | 19.23 |  | 1 | 231 |  | 219 |  | 2012-11-28 11:14 | 2012-12-13 | VILLARA CORPORATION | Retrofit | Wasco | Kern | 93280 | Host Customer is System Owner | [7 empty] | 144.75 | 28.95 |  | Glycol | Steam Back | Solar Storage and Auxiliary Tanks are separate |  | 0.95 | 1 | 126 | Z13 | 3 | Units | Apartments/Condos | 2009017A | 5 | 1 | 200 | 1 | 100 | 1 | 399000 | TRUE | 125 | 120 |  |  |  |  | City of Wasco | FALSE | 116.77 |  | 2012-07-25 |  | 2012-11-28 | 2012-12-13 | 2013-02-15 | 2013-02-22 | 4154 | 26975 | Up-front Payment
SCG-001326 | Low Income Multifamily Residential | Domestic Hot Water | Gas | Southern California Gas Company | Incentive:Paid | 8075 | 19.23 |  | 1 | 442 |  | 420 |  | 2012-11-28 11:16 | 2012-12-13 | VILLARA CORPORATION | Retrofit | Wasco | Kern | 93280 | Host Customer is System Owner | [7 empty] | 173.7 | 28.95 |  | Glycol | Steam Back | Solar Storage and Auxiliary Tanks are separate |  | 0.95 | 1 | 336 | Z13 | 8 | Units | Apartments/Condos | 2009017A | 6 | 1 | 200 | 1 | 100 | 1 | 399000 | TRUE | 125 | 120 |  |  |  |  | City of Wasco | FALSE | 63.07 |  | 2012-07-25 |  | 2012-11-28 | 2012-12-13 | 2013-02-15 | 2013-02-25 | 4252 | 27877 | Up-front Payment
SCG-001327 | Low Income Multifamily Residential | Domestic Hot Water | Gas | Southern California Gas Company | Incentive:Paid | 6558 | 19.23 |  | 1 | 359 |  | 341 |  | 2012-11-28 11:17 | 2012-12-13 | VILLARA CORPORATION | Retrofit | Wasco | Kern | 93280 | Host Customer is System Owner | [7 empty] | 144.75 | 28.95 |  | Glycol | Steam Back | Solar Storage and Auxiliary Tanks are separate |  | 0.95 | 1 | 252 | Z13 | 6 | Units | Apartments/Condos | 2009017A | 5 | 1 | 200 | 1 | 100 | 1 | 399000 | TRUE | 125 | 120 |  |  |  |  | City of Wasco | FALSE | 75.14 |  | 2012-07-25 |  | 2012-11-28 | 2012-12-13 | 2013-02-15 | 2013-02-22 | 4252 | 26975 | Up-front Payment
SCG-001328 | Low Income Multifamily Residential | Domestic Hot Water | Gas | Southern California Gas Company | Incentive:Paid | 4220 | 19.23 |  | 1 | 231 |  | 219 |  | 2012-11-28 11:18 | 2012-12-13 | VILLARA CORPORATION | Retrofit | Wasco | Kern | 93280 | Host Customer is System Owner | [7 empty] | 144.75 | 28.95 |  | Glycol | Steam Back | Solar Storage and Auxiliary Tanks are separate |  | 0.95 | 1 | 126 | Z13 | 3 | Units | Apartments/Condos | 2009017A | 5 | 1 | 200 | 1 | 100 | 1 | 399000 | TRUE | 125 | 120 |  |  |  |  | City of Wasco | FALSE | 116.77 |  | 2012-07-25 |  | 2012-11-28 | 2012-12-13 | 2013-02-15 | 2013-02-26 | 4252 | 26975 | Up-front Payment
PGE-001330 | Commercial/Multifamily Residential | Domestic Hot Water | Gas | Pacific Gas and Electric | Incentive:Paid | 1308 | 14.53 |  | 1 | 100 |  | 90 |  | 2013-02-28 14:48 | 2013-03-08 | VILLARA CORPORATION | Retrofit | ELK GROVE | Sacramento | 95758 | Host Customer is System Owner | [7 empty] | 44.14 | 22.07 |  | Glycol | Steam Back | Solar Storage and Auxiliary Tanks are separate |  | 0.9 | 1 | 200 | Z12 | 100 | Pounds of Laundry | Coin-op Laundries | 2009014A | 2 | 1 | 80 | 1 | 80 | 1 | 199000 | TRUE | 120 | 105 |  |  |  |  | City of Elk Grove, Sacramento County, CA | FALSE | 71.82 |  | 2012-07-25 |  | 2013-02-28 | 2013-03-08 | 2013-03-22 | 2013-03-25 | 4219 | 7182 | Up-front Payment
PGE-001331 | Commercial/Multifamily Residential | Domestic Hot Water | Gas | Pacific Gas and Electric | Incentive:Paid | 1295 | 14.53 |  | 1 | 99 |  | 89 |  | 2013-02-28 14:47 | 2013-03-08 | VILLARA CORPORATION | Retrofit | ELK GROVE | Sacramento | 95758 | Host Customer is System Owner | [7 empty] | 44.14 | 22.07 |  | Glycol | Steam Back | Solar Storage and Auxiliary Tanks are separate |  | 0.9 | 1 | 200 | Z12 | 1000 | Pounds of Laundry | Coin-op Laundries | 2009014A | 2 | 1 | 80 | 1 | 50 | 1 | 100000 | TRUE | 120 | 105 |  |  |  |  | City of Elk Grove, Sacramento County, CA | FALSE | 72.55 |  | 2012-07-25 | 2013-03-06 | 2013-02-28 | 2013-03-08 | 2013-03-22 | 2013-03-25 | 4219 | 7182 | Up-front Payment
SCG-001332 | Low Income Multifamily Residential | Domestic Hot Water | Gas | Southern California Gas Company | Incentive:Paid | 4019 | 19.23 |  | 1 | 220 |  | 209 |  | 2012-11-28 11:15 | 2012-12-13 | VILLARA CORPORATION | Retrofit | Wasco | Kern | 93280 | Host Customer is System Owner | [7 empty] | 115.8 | 28.95 |  | Glycol | Steam Back | Solar Storage and Auxiliary Tanks are separate |  | 0.95 | 1 | 126 | Z13 | 3 | Units | Apartments/Condos | 2009017A | 4 | 1 | 200 | 1 | 100 | 1 | 399000 | TRUE | 125 | 120 |  |  |  |  | City of Wasco | FALSE | 118.52 |  | 2012-07-25 |  | 2012-11-28 | 2012-12-13 | 2013-02-15 | 2013-02-22 | 4252 | 26074 | Up-front Payment
SCG-001333 | Low Income Multifamily Residential | Domestic Hot Water | Gas | Southern California Gas Company | Incentive:Paid | 4019 | 19.23 |  | 1 | 220 |  | 209 |  | 2012-11-28 11:19 | 2012-12-13 | VILLARA CORPORATION | Retrofit | Wasco | Kern | 93280 | Host Customer is System Owner | [7 empty] | 115.8 | 28.95 |  | Glycol | Steam Back | Solar Storage and Auxiliary Tanks are separate |  | 0.95 | 1 | 126 | Z13 | 3 | Units | Apartments/Condos | 2009017A | 4 | 1 | 200 | 1 | 100 | 1 | 399000 | TRUE | 125 | 120 |  |  |  |  | City of Wasco | FALSE | 118.52 |  | 2012-07-26 |  | 2012-11-28 | 2012-12-13 | 2013-02-15 | 2013-02-22 | 4244 | 26074 | Up-front Payment
PGE-001335 | Single Family Residential | Domestic Hot Water | Gas | Pacific Gas and Electric | Incentive:Paid | 1784 | 18.59 |  | 1 | 101 |  | 96 |  | 2013-05-03 07:39 | 2013-05-23 | VILLARA CORPORATION | Retrofit | HERCULES | Contra Costa | 94547 | Host Customer is System Owner | 2 |  | SM-EF-4PV-2T-G | EchoFirst |  | SM-EF-4PV-2T-G | Indirect Thermosyphon (IT) | 35.52 |  | SM-EL-90 | Glycol | HartStat, or equivalent | Solar Storage and Auxiliary Tanks are separate | 80.04 | 1 | 0.95 | 35 | Z12 | [11 empty] | FALSE | [6 empty] | Hercules, Contra Costa, California | FALSE | 91.91 |  | 2011-06-01: 2012-07-26; 2011-08-03: 2013-05-03; 2011-09-20: 2013-05-23 | 4163 | 9283 | Up-front Payment
PGE-001336 | Low Income Multifamily Residential | Domestic Hot Water | Gas | Pacific Gas and Electric | Incentive:Paid | 11076 | 19.23 |  | 1 | 576 |  | 576 |  | 2013-02-26 15:14 | 2013-02-27 | SABBATINI PLUMBING INC | Retrofit | MORGAN HILL | Santa Clara | 95037 | Host Customer is System Owner | [7 empty] | 198.9 | 39.78 |  | Drainback |  | Solar and Auxiliary Storage are the same Tank |  | 1 | 1 | 336 | Z03 | 8 | Units | Apartments/Condos | 2009039F | 5 | 1 | 294 | 1 | 119 | 1 | 199000 | TRUE | 119 | 120 |  |  |  |  | Morgan Hill, Santa Clara County, California | FALSE | 71.77 |  | 2012-07-30 | 2013-03-13 | 2013-02-26 | 2013-02-27 | 2013-03-07 | 2013-03-13 | 4239 | 41337 | Up-front Payment
PGE-001338 | Single Family Residential | Domestic Hot Water | Electric | Pacific Gas and Electric | Incentive:Paid | 767 |  | 0.54 | 1 |  | 1420 |  | 1420 | 2012-09-27 14:43 | 2012-11-27 | A C & R SERVICE HEATING & COOLING INC | Retrofit | KELSEYVILLE | Lake | 95451 | Host Customer is System Owner | 3 |  | 2012011B | Solpal, Inc. | SOLPAL (formerly Solcrafte) | SOLPAL L-E | Direct Integral Collector Storage (DI) | 26.1 |  | Solpal L |  |  | Solar Storage and Auxiliary Tanks are separate | 53 | 1 | 1 | 45 | Z02 | [18 empty] | lake | FALSE |  | 4.04 | 2012-08-01 | 2012-11-08 |  |  | 2012-09-27 | 2012-11-27 | 4348 | 5737 | Up-front Payment
PGE-001341 | Low Income Multifamily Residential | Domestic Hot Water | Gas | Pacific Gas and Electric | Incentive:Paid | 68710 | 19.23 |  | 1 | 3646 |  | 3573 |  | 2012-08-20 14:23 | 2012-09-04 | SUN LIGHT & POWER | New Construction | San Mateo | San Mateo | 94403 | Host Customer is System Owner | [7 empty] | 964.08 | 40.17 |  | Glycol | Advanced Controller with a Vacation or Holiday Mode | Solar Storage and Auxiliary Tanks are separate |  | 0.98 | 1 | 2280 | Z09 | 60 | Units | Apartments/Condos | 2010115A | 24 | 2 | 1450 | 1 | 300 | 3 | 599700 | TRUE | 130 | 130 |  | Heliodyne - Delta-T Pro Ethernet |  | Heliodyne - Delta-T Pro Ethernet | City of San Mateo | FALSE | 40.04 |  | 2012-08-17 | 2012-08-21 | 2012-08-20 | 2012-09-04 | 2013-09-06 | 2013-09-09 | 4033 | 145980 | Up-front Payment
SCE-001342 | Single Family Residential | Domestic Hot Water | Electric | Southern California Edison | Incentive:Paid | 1517 |  | 0.54 | 1 |  | 2810 |  | 2810 | 2012-09-19 14:26 | 2012-10-02 | ADVANCED CONSERVATION SYSTEMS INC | Retrofit | Oak Hills | San Bernardino | 92344 | Host Customer is System Owner | 3 |  | 2001026A | SunEarth, Inc. | Cascade | EPRD-40-80 | Indirect Forced Circulation (IF) | 40.9 |  | EP-40 | Automatic Drainback |  | Solar and Auxiliary Storage are the same Tank | 80 | 1 | 1 | 45 | Z14 | [18 empty] | County of San Bernardino | FALSE |  | 2.54 | 2011-06-01: 2012-08-07; 2011-08-03: 2012-09-19; 2011-09-20: 2012-10-02 | 4385 | 7125 | Up-front Payment
PGE-001343 | Single Family Residential | Domestic Hot Water | Gas | Pacific Gas and Electric | Incentive:Paid | 2719 | 18.59 |  | 1 | 179 |  | 165 |  | 2014-03-17 15:07 | 2014-04-10 | CALIFORNIA PLUMBING & RADIANT HEATING INC | Retrofit | ALAMEDA | Alameda | 94501 | Host Customer is System Owner | 4 |  | 2007023B | Heat Transfer Products | Phoenix Solar | PH-119S | Indirect Forced Circulation (IF) | 63.8 |  | AE-32E | Glycol |  | Solar and Auxiliary Storage are the same Tank | 119 | 0.97 | 0.95 | 55 | Z03 | [18 empty] | City of Alameda | FALSE | 115.68 |  | 2011-06-01: 2012-08-07; 2011-08-03: 2014-03-17; 2011-09-20: 2014-04-10 | 3845 | 20706 | Up-front Payment
SDG-001344 | Single Family Residential | Domestic Hot Water | Gas | San Diego Gas and Electric | Incentive:Canceled | 2038 | 18.59 |  | 1 | 129 |  | 110 |  | 2013-10-25 11:00 |  |  | New Construction | La Jolla | San Diego | 92037 | Host Customer is System Owner | 4 |  | 2009036K | Heliodyne, Inc. | Heliopak | HPAK 016 2 406 P 80 ACD Z | Indirect Forced Circulation (IF) | 53.9 |  | 406 002 | Glycol | Advanced Controller with a Vacation or Holiday Mode | Solar Storage and Auxiliary Tanks are separate | 80 | 1 | 0.85 | 55 | Z07 | [18 empty] | City of San Diego | FALSE | 115.74 |  | 2011-06-01: 2012-08-08; 2011-06-21: 2013-11-07; 2011-08-03: 2013-10-25 | 3980 | 14930 | Up-front Payment
PGE-001345 | Commercial/Multifamily Residential | Domestic Hot Water | Gas | Pacific Gas and Electric | Reservation:Canceled | 75077 | 14.53 |  | 1 | 5167 |  | 5167 |  | 2012-09-24 09:42 |  | AZTEC SOLAR INC | Retrofit | Sacramento | Sacramento | 95815 | Host Customer is System Owner | [7 empty] | 1358 | 27.16 |  | Glycol | Steam Back | Solar Storage and Auxiliary Tanks are separate |  | 1 | 1 | 4329 | Z12 | 117 | Units | Apartments/Condos | 2005019A | 50 | 1 | 1950 | 1 | 119 | 1 | 2966550 | TRUE | 120 | 120 | [5 empty] | FALSE | 33.55 |  | 2011-06-01: 2012-08-09; 2011-06-21: 2012-09-26; 2011-06-23: 2012-09-24 | 4385 | 173333 | Up-front Payment
PGE-001346 | Commercial/Multifamily Residential | Domestic Hot Water | Gas | Pacific Gas and Electric | Reservation:Canceled | 48487 | 14.53 |  | 1 | 3337 |  | 3337 |  | 2012-09-24 09:43 |  | AZTEC SOLAR INC | Retrofit | Sacramento | Sacramento | 95815 | Host Customer is System Owner | [7 empty] | 869.12 | 27.16 |  | Glycol | Steam Back | Solar Storage and Auxiliary Tanks are separate |  | 1 | 1 | 2736 | Z12 | 72 | Units | Apartments/Condos | 2005019A | 32 | 1 | 1225 | 1 | 115 | 1 | 1174990 | TRUE | 120 | 120 | [5 empty] | FALSE | 33.24 |  | 2011-06-01: 2012-08-09; 2011-06-21: 2012-09-26; 2011-06-23: 2012-09-24 | 4385 | 110933 | Up-front Payment
PGE-001347 | Commercial/Multifamily Residential | Domestic Hot Water | Gas | Pacific Gas and Electric | Reservation:Canceled | 39333 | 14.53 |  | 1 | 2707 |  | 2707 |  | 2012-09-24 09:43 |  | AZTEC SOLAR INC | Retrofit | Sacramento | Sacramento | 95815 | Host Customer is System Owner | [7 empty] | 706.16 | 27.16 |  | Glycol | Steam Back | Solar Storage and Auxiliary Tanks are separate |  | 1 | 1 | 2166 | Z12 | 57 | Units | Apartments/Condos | 2005019A | 26 | 1 | 1080 | 1 | 115 | 1 | 874440 | TRUE | 120 | 120 | [5 empty] | FALSE | 33.3 |  | 2011-06-01: 2012-08-09; 2011-06-21: 2012-09-26; 2011-06-23: 2012-09-24 | 4385 | 90133 | Up-front Payment
PGE-001348 | Commercial/Multifamily Residential | Domestic Hot Water | Gas | Pacific Gas and Electric | Reservation:Canceled | 63423 | 14.53 |  | 1 | 4365 |  | 4365 |  | 2012-09-24 09:44 |  | AZTEC SOLAR INC | Retrofit | Sacramento | Sacramento | 95815 | Host Customer is System Owner | [7 empty] | 1140.72 | 27.16 |  | Glycol | Steam Back | Solar Storage and Auxiliary Tanks are separate |  | 1 | 1 | 3534 | Z12 | 93 | Units | Apartments/Condos | 2005019A | 42 | 1 | 1650 | 1 | 115 | 1 | 1377000 | TRUE | 120 | 120 | [5 empty] | FALSE | 33.36 |  | 2011-06-01: 2012-08-09; 2011-06-21: 2012-09-26; 2011-06-23: 2012-09-24 | 4385 | 145600 | Up-front Payment
PGE-001349 | Commercial/Multifamily Residential | Domestic Hot Water | Gas | Pacific Gas and Electric | Incentive:Paid | 23379 | 14.53 |  | 1 | 1609 |  | 1609 |  | 2012-09-26 17:17 | 2012-10-05 | ACR SOLAR INTERNATIONAL CORP | Retrofit | CARMICHAEL | Sacramento | 95608 | Host Customer is System Owner | [7 empty] | 375.9 | 26.85 |  | Glycol | Other | Solar Storage with Tankless Auxiliary Water Heater |  | 1 | 1 | 2736 | Z12 | 72 | Units | Apartments/Condos | 2007042A | 14 | 1 | 480 | 4 | 200 | 1 | 355000 | TRUE | 140 | 130 |  |  |  |  | Sacramento County | FALSE | 108.18 |  | 2012-08-11 | 2012-10-01 | 2012-09-26 | 2012-10-05 | 2012-11-02 | 2012-12-07 | 4335 | 174058 | Up-front Payment
SCG-001351 | Single Family Residential | Domestic Hot Water | Gas | Southern California Gas Company | Incentive:Paid | 1729 | 18.59 |  | 1 | 93 |  | 93 |  | 2012-10-22 09:09 | 2012-11-07 | THE SOLAR ENERGY COMPANY INC | Retrofit | Goleta | Santa Barbara | 93117 | Host Customer is System Owner | 3 |  | 2001005C | SunEarth, Inc. | SunSiphon | EPGX48-32-2G | Indirect Thermosyphon (IT) | 32.8 |  | EP-32 |  |  | Solar and Auxiliary Storage are the same Tank | 48 | 1 | 1 | 45 | Z05 | [18 empty] | Goleta | FALSE | 94.62 |  | 2011-06-01: 2012-08-15; 2011-08-03: 2012-10-22; 2011-09-20: 2012-11-07 | 4364 | 8800 | Up-front Payment
PGE-001352 | Commercial/Multifamily Residential | Domestic Hot Water | Gas | Pacific Gas and Electric | Incentive:Paid | 23379 | 14.53 |  | 1 | 1609 |  | 1609 |  | 2012-09-26 17:18 | 2012-10-05 | ACR SOLAR INTERNATIONAL CORP | Retrofit | CARMICHAEL | Sacramento | 95608 | Host Customer is System Owner | [7 empty] | 375.9 | 26.85 |  | Glycol | Other | Solar Storage with Tankless Auxiliary Water Heater |  | 1 | 1 | 2736 | Z12 | 72 | Units | Apartments/Condos | 2007042A | 14 | 1 | 480 | 4 | 200 | 1 | 355000 | TRUE | 140 | 130 |  |  |  |  | Sacramento County | FALSE | 108.18 |  | 2012-08-15 | 2012-10-01 | 2012-09-26 | 2012-10-05 | 2012-11-02 | 2012-12-07 | 4335 | 174058 | Up-front Payment
SDG-001353 | Single Family Residential | Domestic Hot Water | Gas | San Diego Gas and Electric | Incentive:Paid | 2008 | 18.59 |  | 1 | 108 |  | 108 |  | 2012-08-30 11:30 | 2012-09-04 | SIREN SALES - CALIFORNIA INC | Retrofit | Vista | San Diego | 92083 | Host Customer is System Owner | 3 |  | 2010068A | Fafco, Inc. | 500 Series | AC-16UX3-50G-50S | Indirect Forced Circulation (IF) | 48 |  | 8890 | Automatic Drainback |  | Solar Storage and Auxiliary Tanks are separate | 50 | 1 | 1 | 45 | Z10 | [18 empty] | Vista | FALSE | 83.91 |  | 2012-08-16 | 2012-09-05 |  |  | 2012-08-30 | 2012-09-04 | 4391 | 9062 | Up-front Payment
PGE-001355 | Single Family Residential | Domestic Hot Water | Electric | Pacific Gas and Electric | Incentive:Paid | 1109 |  | 0.54 | 1 |  | 2401 |  | 2053 | 2012-08-20 14:36 | 2012-08-21 | SOLARPONICS INC | Retrofit | SANTA MARGARITA | San Luis Obispo | 93453 | Host Customer is System Owner | 3 |  | 2001010C | Solahart Industries | SOLAHART | 302J & 302J Free Heat | Indirect Thermosyphon (IT) | 42.7 |  | J | Glycol | HartStat, or equivalent | Solar and Auxiliary Storage are the same Tank | 80 | 0.95 | 0.9 | 45 | Z13 | [18 empty] | Santa Margarita San Luis Obispo County CA | FALSE |  | 2.82 | 2011-06-01: 2012-08-16; 2011-08-03: 2012-08-20; 2011-09-20: 2012-08-21 | 4393 | 6781.51 | Up-front Payment
SCG-001356 | Low Income Multifamily Residential | Domestic Hot Water | Gas | Southern California Gas Company | Incentive:Paid | 38998 | 19.23 |  | 1 | 2028 |  | 2028 |  | 2012-10-10 11:00 | 2012-10-16 | SUN LIGHT & POWER | New Construction | Los Angeles | Los Angeles | 90020 | Host Customer is System Owner | [7 empty] | 482.04 | 40.17 |  | Glycol | Advanced Controller with a Vacation or Holiday Mode | Solar Storage and Auxiliary Tanks are separate |  | 1 | 1 | 2508 | Z09 | 66 | Units | Apartments/Condos | 2010115A | 12 | 2 | 932 | 1 | 932 | 1 | 1300000 | TRUE | 120 | 120 |  |  |  | Heliodyne - Delta-T Pro Ethernet | City of Los Angeles | FALSE | 43.19 |  | 2012-10-10 |  | 2012-10-10 |  | 2012-11-01 | 2012-11-08 | 4364 | 87597 | Up-front Payment
PGE-001358 | Single Family Residential | Domestic Hot Water | Electric | Pacific Gas and Electric | Incentive:Paid | 1151 |  | 0.54 | 1 |  | 2132 |  | 2132 | 2012-08-29 17:41 | 2012-09-06 | AZTEC SOLAR INC | Retrofit | AUBURN | Placer | 95602 | Host Customer is System Owner | 2 |  | 2001010C | Solahart Industries | SOLAHART | 302J & 302J Free Heat | Indirect Thermosyphon (IT) | 42.7 |  | J | Glycol | HartStat, or equivalent | Solar and Auxiliary Storage are the same Tank | 80 | 1 | 1 | 35 | Z11 | [18 empty] | Placer County | FALSE |  | 3.36 | 2011-06-01: 2012-08-16; 2011-08-03: 2012-08-29; 2011-09-20: 2012-09-06 | 4393 | 7161.36 | Up-front Payment
SDG-001359 | Single Family Residential | Domestic Hot Water | Electric | San Diego Gas and Electric | Incentive:Paid | 1354 |  | 0.54 | 1 |  | 2508 |  | 2508 | 2012-09-07 14:51 | 2012-09-07 | SOLAR SERVICES OF SAN DIEGO INC | Retrofit | oceanside | San Diego | 92057 | Host Customer is System Owner | 4 |  | 2001010C | Solahart Industries | SOLAHART | 302J & 302J Free Heat | Indirect Thermosyphon (IT) | 42.7 |  | J | Glycol | HartStat, or equivalent | Solar and Auxiliary Storage are the same Tank | 80 | 1 | 1 | 55 | Z10 | [18 empty] | oceanside | FALSE |  | 2.89 | 2011-06-01: 2012-08-17; 2011-08-03: 2012-09-07; 2011-09-20: 2012-09-07 | 4391 | 7250 | Up-front Payment
SCG-001360 | Commercial/Multifamily Residential | Domestic Hot Water | Gas | Southern California Gas Company | Incentive:Paid | 8127 | 14.53 |  | 1 | 565 |  | 559 |  | 2012-08-29 17:25 | 2012-09-10 | SUNLIGHT ENERGY SYSTEMS INC | Retrofit | LA HABRA | Orange | 90631 | Host Customer is System Owner | [7 empty] | 163.6 | 40.9 |  | Drainback |  | Solar Storage and Auxiliary Tanks are separate |  | 0.99 | 1 | 336 | Z08 | 8 | Units | Apartments/Condos | 2007032A | 4 | 1 | 240 | 2 | 100 | 1 | 85000 | FALSE | 130 | 130 |  |  |  |  | LA HABRA | FALSE | 26.45 |  | 2012-08-27 |  | 2012-08-29 | 2012-09-10 | 2013-01-18 | 2013-01-22 | 4288 | 14946 | Up-front Payment
PGE-001361 | Single Family Residential | Domestic Hot Water | Propane | Pacific Gas and Electric | Incentive:Paid | 1398 | 0.54 |  | 1 | 2725 |  | 2589 |  | 2012-12-10 12:59 | 2013-01-25 | WESTERN PACIFIC SOLAR CORPORATION | Retrofit | HEALDSBURG | Sonoma | 95448 | Host Customer is System Owner | 1 |  | SM-EF-4PV-2T-G | EchoFirst |  | SM-EF-4PV-2T-G | Indirect Thermosyphon (IT) | 35.52 |  | SM-EL-90 | Glycol | HartStat, or equivalent | Solar Storage and Auxiliary Tanks are separate | 80.04 | 1 | 0.95 | 20 | Z02 | [18 empty] | County of Sonoma | FALSE | 9.47 |  | 2012-08-17 | 2012-12-11 |  |  | 2012-12-10 | 2013-01-25 | 4289 | 25793.12 | Up-front Payment
PGE-001364 | Low Income Multifamily Residential | Domestic Hot Water | Gas | Pacific Gas and Electric | Incentive:Paid | 81551 | 19.23 |  | 1 | 4712 |  | 4241 |  | 2012-10-04 09:49 | 2012-10-25 | LUMINALT ENERGY CORPORATION | New Construction | Oakland | Alameda | 94612 | Host Customer is System Owner | [7 empty] | 1687.14 | 40.17 |  | Glycol |  | Solar Storage and Auxiliary Tanks are separate |  | 0.9 | 1 | 2875 | Z03 | 82 | Units | Apartments/Condos | 2010115A | 42 | 1 | 2340 | 4 | 260 | 2 | 800000 | TRUE | 140 | 120 |  | Heliodyne - Delta-T Pro WiFi |  | Heliodyne - Delta-T Pro WiFi |  | FALSE | 54.61 |  | 2012-08-20 | 2012-10-12 | 2012-10-04 |  | 2014-06-25 | 2014-06-25 | 3700 | 257299 | Up-front Payment
SCG-001365 | Low Income Multifamily Residential | Domestic Hot Water | Gas | Southern California Gas Company | Incentive:Paid | 51613 | 19.23 |  | 1 | 2684 |  | 2684 |  | 2012-09-17 16:40 | 2012-10-08 | D B G PLUMBING INC | New Construction | Calexico | Imperial | 92231 | Host Customer is System Owner | [7 empty] | 642.72 | 40.17 |  | Glycol | Advanced Controller with a Vacation or Holiday Mode | Solar Storage and Auxiliary Tanks are separate |  | 1 | 1 | 2052 | Z15 | 54 | Units | Apartments/Condos | 2010115A | 16 | 1 | 1386 | 3 | 260 | 2 | 999800 | TRUE | 120 | 120 |  |  |  | Heliodyne - Delta-T Pro Ethernet | Calexico | FALSE | 59.61 |  | 2012-08-20 |  | 2012-09-17 |  | 2013-01-17 | 2013-02-12 | 4258 | 160000 | Up-front Payment
SDG-001366 | Single Family Residential | Domestic Hot Water | Electric | San Diego Gas and Electric | Incentive:Paid | 1490 |  | 0.54 | 1 |  | 3246 |  | 2759 | 2012-09-05 14:57 | 2012-09-06 | CLEANTECH ENERGY SOLUTIONS INC | Retrofit | San Marcos | San Diego | 92069 | Host Customer is System Owner | 3 |  | 1993001K | SunEarth, Inc. | SolaRay | TE48P-80-1 | Indirect Forced Circulation (IF) | 49.3 |  | EP-24 | Glycol | Advanced Controller with a Vacation or Holiday Mode | Solar and Auxiliary Storage are the same Tank | 80 | 1 | 0.85 | 45 | Z10 | [18 empty] | San Diego County | FALSE |  | 2.07 | 2011-06-01: 2012-08-21; 2011-08-03: 2012-09-05; 2011-09-20: 2012-09-06 | 4391 | 6735 | Up-front Payment
SDG-001367 | Single Family Residential | Domestic Hot Water | Propane | San Diego Gas and Electric | Incentive:Paid | 1519 | 0.54 |  | 1 | 2813 |  | 2813 |  | 2012-08-30 16:08 | 2012-09-05 | COSMIC SOLAR INC | Retrofit | Escondido | San Diego | 92026 | Host Customer is System Owner | 2 |  | 2001019A | ACR Solar International | Skyline System 5 | 200152C80EX2TG | Indirect Forced Circulation (IF) | 40.1 |  | 20-01 | Glycol | Advanced Controller with a Vacation or Holiday Mode | Solar Storage and Auxiliary Tanks are separate | 80 | 1 | 1 | 35 | Z10 | [18 empty] | San Diego County | FALSE | 2.48 |  | 2012-08-21 | 2012-09-04 |  |  | 2012-08-30 | 2012-09-05 | 4391 | 6990 | Up-front Payment
SDG-001368 | Single Family Residential | Domestic Hot Water | Propane | San Diego Gas and Electric | Incentive:Paid | 1662 | 0.54 |  | 1 | 3076 |  | 3076 |  | 2012-08-31 10:02 | 2012-09-07 | COSMIC SOLAR INC | Retrofit | Valley Center | San Diego | 92082 | Host Customer is System Owner | 3 |  | 2001019A | ACR Solar International | Skyline System 5 | 200152C80EX2TG | Indirect Forced Circulation (IF) | 40.1 |  | 20-01 | Glycol | Advanced Controller with a Vacation or Holiday Mode | Solar Storage and Auxiliary Tanks are separate | 80 | 1 | 1 | 45 | Z14 | [18 empty] | San Diego County | FALSE | 2.58 |  | 2012-08-21 | 2012-09-04 |  |  | 2012-08-31 | 2012-09-07 | 4391 | 7950 | Up-front Payment
PGE-001369 | Low Income Multifamily Residential | Domestic Hot Water | Gas | Pacific Gas and Electric | Incentive:Paid | 28723 | 19.23 |  | 1 | 1589 |  | 1494 |  | 2012-11-05 17:59 | 2012-11-30 | SUNWATER SOLAR INC |  | San Francisco | San Francisco | 94102 | Host Customer is System Owner | [7 empty] | 405.3 | 28.95 |  | Glycol | Steam Back | Solar Storage with Tankless Auxiliary Water Heater |  | 0.94 | 1 | 2280 | Z03 | 60 | Units | Apartments/Condos | 2009017A | 14 | 1 | 600 | 1 | 0 | 0 | 970000 | TRUE | 130 | 130 |  |  |  |  | San Francisco | FALSE | 62.83 |  | 2012-10-31 | 2012-11-13 | 2012-11-05 | 2012-11-30 | 2013-04-01 | 2013-04-05 | 4216 | 99844 | Up-front Payment
SDG-001372 | Single Family Residential | Domestic Hot Water | Electric | San Diego Gas and Electric | Incentive:Paid | 1373 |  | 0.54 | 1 |  | 2543 |  | 2543 | 2012-09-10 09:40 | 2012-09-26 | COSMIC SOLAR INC | Retrofit | Escondido | San Diego | 92026 | Host Customer is System Owner | 6 |  | 2000007A | ACR Solar International | Skyline System 5 | 200152C80EX | Indirect Forced Circulation (IF) | 40.1 |  | 20-01 | Glycol | Advanced Controller with a Vacation or Holiday Mode | Solar Storage and Auxiliary Tanks are separate | 80 | 1 | 1 | 75 | Z10 | [18 empty] | San Diego County | FALSE |  | 2.95 | 2012-08-23 | 2012-09-10 |  |  | 2012-09-10 | 2012-09-26 | 4391 | 7500 | Up-front Payment
SCG-001374 | Single Family Residential | Domestic Hot Water | Gas | Southern California Gas Company | Incentive:Paid | 2101 | 18.59 |  | 1 | 113 |  | 113 |  | 2012-11-06 15:47 | 2012-11-16 | CIENAGA SERVICES INC | Retrofit | Los Osos | San Luis Obispo | 93402 | Host Customer is System Owner | 3 |  | 2011093A | Integrated Solar LLC | Architectural Series Drainback Solar Water Heating Systems | ASDX-65-G-40P | Indirect Forced Circulation (IF) | 39.7 |  | AS410P | Automatic Drainback |  | Solar Storage and Auxiliary Tanks are separate | 65 | 1 | 1 | 45 | Z05 | [18 empty] | San Luis Obispo County | FALSE | 60.75 |  | 2011-06-01: 2012-08-27; 2011-08-03: 2012-11-06; 2011-09-20: 2012-11-16 | 4303 | 6865 | Up-front Payment
PGE-001375 | Single Family Residential | Domestic Hot Water | Gas | Pacific Gas and Electric | Incentive:Paid | 2038 | 18.59 |  | 1 | 129 |  | 110 |  | 2013-04-16 12:15 | 2013-04-18 | TESLA ENERGY OPERATIONS INC | Retrofit | RICHMOND | Contra Costa | 94803 | Host Customer is System Owner | 2 |  | 2010135G | Heliodyne, Inc. | Heliopak | HPAK 016 1 410 G 75PD AC S Z | Indirect Forced Circulation (IF) | 40.2 |  | 410 001 | Glycol | Advanced Controller with a Vacation or Holiday Mode | Solar Storage and Auxiliary Tanks are separate | 75 | 1 | 0.85 | 35 | Z12 | [18 empty] | City of Richmond | FALSE | 59.79 |  | 2012-08-28 | 2013-04-18 |  |  | 2013-04-16 | 2013-04-18 | 4191 | 7713 | Up-front Payment
SCG-001376 | Single Family Residential | Domestic Hot Water | Gas | Southern California Gas Company | Incentive:Paid | 1747 | 18.59 |  | 1 | 94 |  | 94 |  | 2013-10-08 13:00 | 2013-10-17 | SIREN SALES - CALIFORNIA INC | Retrofit | LaVerne | Los Angeles | 91750 | Host Customer is System Owner | 4 |  | 2007004G | Fafco, Inc. | 200 Series | VDB-24UX2-50G-50S, VDB-16UX3- 50G-50S | Indirect Forced Circulation (IF) | 48.8 |  | Sungrabber | Automatic Drainback |  | Solar Storage and Auxiliary Tanks are separate | 50 | 1 | 1 | 55 | Z09 | [18 empty] | LaVerne | FALSE | 102.54 |  | 2011-06-01: 2012-08-30; 2011-08-03: 2013-10-08; 2011-09-20: 2013-10-17 | 4014 | 9639.01 | Up-front Payment
PGE-001379 | Single Family Residential | Domestic Hot Water | Gas | Pacific Gas and Electric | Incentive:Paid | 1784 | 18.59 |  | 1 | 101 |  | 96 |  | 2012-10-09 16:33 | 2012-10-24 | AZTEC SOLAR INC | Retrofit | West Sacramento | Yolo | 95691 | Lease | 5 |  | SM-EF-4PV-2T-G | EchoFirst |  | SM-EF-4PV-2T-G | Indirect Thermosyphon (IT) | 35.52 |  | SM-EL-90 | Glycol | HartStat, or equivalent | Solar Storage and Auxiliary Tanks are separate | 80.04 | 1 | 0.95 | 65 | Z12 | [18 empty] | City of West Sacramento | FALSE | 95.5 |  | 2011-06-01: 2012-08-31; 2011-08-03: 2012-10-09; 2011-09-20: 2012-10-24 | 4377 | 9645.65 | Up-front Payment
PGE-001380 | Single Family Residential | Domestic Hot Water | Electric | Pacific Gas and Electric | Incentive:Paid | 1834 |  | 0.54 | 1 |  | 3452 |  | 3452 | 2013-02-20 13:07 | 2013-03-13 | SUNRA CORPORATION | Retrofit | APTOS | Santa Cruz | 95003 | Host Customer is System Owner | 4 |  | 1996001F | SunEarth, Inc. | SolaRay | TE64C-80-2 | Indirect Forced Circulation (IF) | 65.7 |  | EC-32 | Glycol | Advanced Controller with a Vacation or Holiday Mode | Solar Storage and Auxiliary Tanks are separate | 80 | 1 | 1 | 55 | Z03 | [18 empty] | County of Santa Cruz | FALSE |  | 3.19 | 2011-06-01: 2012-08-31; 2011-08-03: 2013-02-20; 2011-09-20: 2013-03-13 | 4239 | 11004 | Up-front Payment
SCG-001381 | Single Family Residential | Domestic Hot Water | Gas | Southern California Gas Company | Incentive:Paid | 2719 | 18.59 |  | 1 | 187 |  | 178 |  | 2013-01-19 14:21 | 2013-02-25 | BOB MASTRO PLUMBING | New Construction | Morro Bay | San Luis Obispo | 93442 | Host Customer is System Owner | 4 |  | 2008025H | SunEarth, Inc. | Cascade | EPRD-64-80-TLG | Indirect Forced Circulation (IF) | 65.67 |  | EP-32 | Automatic Drainback |  | Solar Storage with Tankless Auxiliary Water Heater | 80 | 1 | 0.95 | 55 | Z05 | [18 empty] | City of Morro Bay,Ca. | FALSE | 37.94 |  | 2011-06-01: 2012-09-02; 2011-08-03: 2013-01-19; 2011-09-20: 2013-02-25 | 4252 | 7094 | Up-front Payment
SDG-001382 | Single Family Residential | Domestic Hot Water | Gas | San Diego Gas and Electric | Incentive:Paid | 3888 | 29.85 |  | 1 | 167 |  | 130 |  | 2015-03-16 14:55 | 2015-05-05 | Self Installer | Retrofit | San Diego | San Diego | 92106 | Host Customer is System Owner | 6 |  | 2010017D | Alternate Energy Technologies | EAGLESUN | DBS-G2-80-80 | Indirect Forced Circulation (IF) | 84.3 |  | MSC-40* | Automatic Drainback |  | Solar Storage and Auxiliary Tanks are separate | 80 | 0.78 | 1 | 75 | Z07 | [18 empty] | City of San Diego | FALSE | 37.1 |  | 2012-09-04 | 2015-03-18 |  |  | 2015-03-16 | 2015-05-05 | 3447 | 6196.25 | Up-front Payment
PGE-001383 | Single Family Residential | Domestic Hot Water | Electric | Pacific Gas and Electric | Incentive:Paid | 1125 |  | 0.54 | 1 |  | 2309 |  | 2084 | 2012-10-01 13:25 | 2012-10-09 | SOLARPONICS INC | Retrofit | Santa Maria | Santa Barbara | 93455 | Host Customer is System Owner | 3 |  | 2001010C | Solahart Industries | SOLAHART | 302J & 302J Free Heat | Indirect Thermosyphon (IT) | 42.7 |  | J | Glycol | HartStat, or equivalent | Solar and Auxiliary Storage are the same Tank | 80 | 0.95 | 0.95 | 45 | Z05 | [18 empty] | Santa Maria, Santa Barbara County, CA | FALSE |  | 2.7 | 2011-06-01: 2012-09-05; 2011-08-03: 2012-10-01; 2011-09-20: 2012-10-09 | 4393 | 6231.51 | Up-front Payment
PGE-001384 | Single Family Residential | Domestic Hot Water | Electric | Pacific Gas and Electric | Incentive:Paid | 1214 |  | 0.54 | 1 |  | 2248 |  | 2248 | 2012-10-09 16:32 | 2012-11-08 | AZTEC SOLAR INC | Retrofit | NEWCASTLE | Placer | 95658 | Host Customer is System Owner | 2 |  | 2001010C | Solahart Industries | SOLAHART | 302J & 302J Free Heat | Indirect Thermosyphon (IT) | 42.7 |  | J |  |  | Solar and Auxiliary Storage are the same Tank | 80 | 1 | 1 | 35 | Z12 | [18 empty] | Placer County | FALSE |  | 3.19 | 2011-06-01: 2012-09-05; 2011-08-03: 2012-10-09; 2011-09-20: 2012-11-08 | 4359 | 7161.36 | Up-front Payment
SDG-001385 | Single Family Residential | Domestic Hot Water | Electric | San Diego Gas and Electric | Incentive:Paid | 1354 |  | 0.54 | 1 |  | 2508 |  | 2508 | 2012-09-29 10:47 | 2012-10-01 | SOLAR SERVICES OF SAN DIEGO INC | Retrofit | Spring Valley | San Diego | 91977 | Host Customer is System Owner | 8 |  | 2001010C | Solahart Industries | SOLAHART | 302J & 302J Free Heat | Indirect Thermosyphon (IT) | 42.7 |  | J | Glycol | HartStat, or equivalent | Solar and Auxiliary Storage are the same Tank | 80 | 1 | 1 | 95 | Z10 | [18 empty] | san diego county | FALSE |  | 2.87 | 2011-06-01: 2012-09-07; 2011-08-03: 2012-09-29; 2011-09-20: 2012-10-01 | 4392 | 7200 | Up-front Payment
SCE-001386 | Single Family Residential | Domestic Hot Water | Propane | Southern California Edison | Incentive:Paid | 1834 | 0.54 |  | 1 | 4161 |  | 3953 |  | 2012-09-19 14:19 | 2012-10-02 | SOLAR NOW | Retrofit | TWENTYNINE PALMS | San Bernardino | 92277 | Host Customer is System Owner | 5 |  | 2001001A | SunEarth, Inc. | SolaRay | TE40P-80-2G | Indirect Forced Circulation (IF) | 40.9 |  | EP-40 | Glycol | Advanced Controller with a Vacation or Holiday Mode | Solar Storage and Auxiliary Tanks are separate | 80 | 1 | 0.95 | 65 | Z15 | [18 empty] | TWENTYNINE PALMS | FALSE | 1.32 |  | 2011-06-01: 2012-09-07; 2011-08-03: 2012-09-19; 2011-09-20: 2012-10-02 | 4385 | 5500 | Up-front Payment
PGE-001387 | Single Family Residential | Domestic Hot Water | Gas | Pacific Gas and Electric | Incentive:Paid | 2054 | 18.59 |  | 1 | 130 |  | 110 |  | 2012-09-10 12:22 | 2012-09-11 | AZTEC SOLAR INC | Retrofit | DAVIS | Yolo | 95618 | Host Customer is System Owner | 3 |  | 2001001A | SunEarth, Inc. | SolaRay | TE40P-80-2G | Indirect Forced Circulation (IF) | 40.9 |  | EP-40 | Glycol | Advanced Controller with a Vacation or Holiday Mode | Solar Storage and Auxiliary Tanks are separate | 80 | 1 | 0.85 | 45 | Z12 | [18 empty] | City of Davis | FALSE | 55.52 |  | 2011-06-01: 2012-09-07; 2011-08-03: 2012-09-10; 2011-09-20: 2012-09-11 | 4393 | 7217 | Up-front Payment
PGE-001388 | Low Income Multifamily Residential | Domestic Hot Water | Gas | Pacific Gas and Electric | Incentive:Paid | 14192 | 19.23 |  | 1 | 820 |  | 738 |  | 2012-10-04 09:48 | 2012-10-25 | LUMINALT ENERGY CORPORATION | New Construction | Oakland | Alameda | 94612 | Host Customer is System Owner | [7 empty] | 241.02 | 40.17 |  | Glycol |  | Solar Storage and Auxiliary Tanks are separate |  | 0.9 | 1 | 600 | Z03 | 18 | Units | Apartments/Condos | 2010115A | 6 | 1 | 335 | 1 | 120 | 2 | 240000 | TRUE | 140 | 120 |  |  |  |  | Oakland | FALSE | 44.83 |  | 2012-09-10 | 2012-10-12 | 2012-10-04 | 2012-10-25 | 2014-06-25 | 2014-09-04 | 3693 | 36758 | Up-front Payment
PGE-001389 | Single Family Residential | Domestic Hot Water | Electric | Pacific Gas and Electric | Incentive:Paid | 1210 |  | 0.54 | 1 |  | 2358 |  | 2240 | 2012-10-01 10:07 | 2012-11-06 | STRAIGHT LINE ROOFING & CONSTRUCTION | Retrofit | Placerville | El Dorado | 95667 | Host Customer is System Owner | 2 |  | 2009155A | VELUX America Inc. | VELUX | CLI-U12 SD0 (W/L/F/P) 118 AUX EL | Indirect Forced Circulation (IF) | 27.1 |  | CLI U12 4000 | Glycol | Steam Back | Solar and Auxiliary Storage are the same Tank | 60 | 0.95 | 1 | 35 | Z12 | [18 empty] | El Dorado County | FALSE |  | 3.39 | 2011-06-01: 2012-09-10; 2011-08-03: 2012-10-01; 2011-09-20: 2012-11-06 | 4364 | 8000 | Up-front Payment
PGE-001392 | Single Family Residential | Domestic Hot Water | Electric | Pacific Gas and Electric | Incentive:Paid | 1198 |  | 0.54 | 1 |  | 2458 |  | 2218 | 2012-10-15 09:03 | 2012-10-25 | ACR SOLAR INTERNATIONAL CORP | Retrofit | Loomis | Placer | 95650 | Host Customer is System Owner | 2 |  | 2000007A | ACR Solar International | Skyline System 5 | 200152C80EX | Indirect Forced Circulation (IF) | 40.1 |  | 20-01 | Glycol | Other | Solar and Auxiliary Storage are the same Tank | 80 | 0.95 | 0.95 | 35 | Z12 | [18 empty] | Town of Loomis | FALSE |  | 2.55 | 2011-06-01: 2012-09-12; 2011-08-03: 2012-10-15; 2011-09-20: 2012-10-25 | 4378 | 6262 | Up-front Payment
PGE-001393 | Single Family Residential | Domestic Hot Water | Gas | Pacific Gas and Electric | Incentive:Paid | 2719 | 18.59 |  | 1 | 179 |  | 179 |  | 2012-09-25 14:47 | 2012-11-02 | BONNEY INC | New Construction | SAN FRANCISCO | San Francisco | 94114 | Host Customer is System Owner | 4 |  | 2007023B | Heat Transfer Products | Phoenix Solar | PH-119S | Indirect Forced Circulation (IF) | 63.8 |  | AE-32E | Glycol | Advanced Controller with a Vacation or Holiday Mode | Solar and Auxiliary Storage are the same Tank | 119 | 1 | 1 | 55 | Z03 | [18 empty] | San Francisco | FALSE | 94.97 |  | 2012-09-12 | 2012-09-27 |  |  | 2012-09-25 | 2012-11-02 | 4371 | 17000 | Up-front Payment
SCG-001395 | Low Income Multifamily Residential | Domestic Hot Water | Gas | Southern California Gas Company | Incentive:Paid | 42044 | 19.23 |  | 1 | 2254 |  | 2186 |  | 2013-09-27 14:21 | 2013-10-11 | ELECTRO-THERMAL EQUIPMENT CORP | New Construction | North Hills | Los Angeles | 91343 | Host Customer is System Owner | [7 empty] | 660.79 | 38.87 |  | Glycol | Advanced Controller with a Vacation or Holiday Mode | Solar Storage and Auxiliary Tanks are separate |  | 0.97 | 1 | 2774 | Z09 | 73 | Units | Apartments/Condos | 2009058C | 17 | 4 | 1000 | 1 | 200 | 1 | 1000000 | TRUE | 130 | 130 |  |  |  | SunReports - SR1000GVFS5-100 | VCA Code Group | FALSE | 61.6 |  | 2013-09-13 |  | 2013-09-27 | 2013-10-11 | 2013-11-26 | 2014-01-09 | 3917 | 138856 | Up-front Payment
SDG-001396 | Single Family Residential | Domestic Hot Water | Electric | San Diego Gas and Electric | Incentive:Paid | 1420 |  | 0.54 | 1 |  | 3218 |  | 2629 | 2012-09-28 11:49 | 2012-11-28 | SOLARE ENERGY INC | Retrofit | Santee | San Diego | 92071 | Host Customer is System Owner | 4 |  | 2009035H | Heliodyne, Inc. | Heliopak | HPAK 016 2 406 G 80 ACD | Indirect Forced Circulation (IF) | 53.9 |  | 406 001 | Glycol | Advanced Controller with a Vacation or Holiday Mode | Solar Storage and Auxiliary Tanks are separate | 80 | 0.86 | 0.95 | 55 | Z10 | [18 empty] | santee | FALSE |  | 2.39 | 2012-09-13 | 2012-10-01 |  |  | 2012-09-28 | 2012-11-28 | 4315 | 7700 | Up-front Payment
PGE-001397 | Low Income Multifamily Residential | Domestic Hot Water | Gas | Pacific Gas and Electric | Incentive:Paid | 72805 | 19.23 |  | 1 | 3786 |  | 3786 |  | 2012-10-24 16:07 | 2012-11-06 | SUN LIGHT & POWER | Retrofit | San Francisco | San Francisco | 94117 | Host Customer is System Owner | [7 empty] | 923.91 | 40.17 |  | Glycol | Advanced Controller with a Vacation or Holiday Mode | Solar Storage and Auxiliary Tanks are separate |  | 1 | 1 | 5846 | Z03 | 158 | Units | Apartments/Condos | 2010115A | 23 | 2 | 1325 | 1 | 400 | 1 | 800000 | TRUE | 125 | 130 |  | Heliodyne - Delta-T Pro Ethernet |  | Heliodyne - Delta-T Pro Ethernet | City and County of San Francisco | FALSE | 41.05 |  | 2012-10-24 | 2012-10-26 | 2012-10-24 |  | 2013-12-20 | 2013-12-30 | 3951 | 155421 | Up-front Payment
PGE-001398 | Low Income Multifamily Residential | Domestic Hot Water | Gas | Pacific Gas and Electric | Incentive:Paid | 42798 | 19.23 |  | 1 | 2271 |  | 2226 |  | 2012-10-24 16:05 | 2012-11-20 | SUN LIGHT & POWER | Retrofit | SAN FRANCISCO | San Francisco | 94103 | Host Customer is System Owner | [7 empty] | 642.72 | 40.17 |  | Glycol | Advanced Controller with a Vacation or Holiday Mode | Solar Storage and Auxiliary Tanks are separate |  | 0.98 | 1 | 2000 | Z03 | 50 | Units | Apartments/Condos | 2010115A | 16 | 2 | 1000 | 1 | 200 | 1 | 660000 | TRUE | 140 | 130 |  | Heliodyne - Delta-T Pro Ethernet |  | Heliodyne - Delta-T Pro Ethernet | City and County of San Francisco | FALSE | 45.8 |  | 2012-10-24 | 2012-10-26 | 2012-10-24 |  | 2013-07-09 | 2013-08-23 | 4030 | 104016 | Up-front Payment
PGE-001399 | Low Income Multifamily Residential | Domestic Hot Water | Gas | Pacific Gas and Electric | Incentive:Paid | 44787 | 19.23 |  | 1 | 2329 |  | 2329 |  | 2012-10-24 16:09 | 2012-11-06 | SUN LIGHT & POWER | Retrofit | Fairfax | Marin | 94930 | Host Customer is System Owner | [7 empty] | 642.72 | 40.17 |  | Glycol | Advanced Controller with a Vacation or Holiday Mode | Solar Storage and Auxiliary Tanks are separate |  | 1 | 1 | 2660 | Z02 | 70 | Units | Apartments/Condos | 2010115A | 16 | 2 | 800 | 4 | 450 | 1 | 396000 | TRUE | 120 | 120 |  | Heliodyne - Delta-T Pro Ethernet |  | Heliodyne - Delta-T Pro Ethernet | Town of Fairfax | FALSE | 41.11 |  | 2012-10-24 | 2012-10-26 | 2012-10-24 |  | 2013-01-23 | 2013-01-29 | 4279 | 95748 | Up-front Payment
PGE-001400 | Single Family Residential | Domestic Hot Water | Electric | Pacific Gas and Electric | Incentive:Paid | 1253 |  | 0.54 | 1 |  | 2608 |  | 2321 | 2012-11-15 15:27 | 2012-12-07 | AZTEC SOLAR INC | Retrofit | Vacaville | Solano | 95688 | Lease | 2 |  | SM-EF-4PV-2T-E | EchoFirst |  | SM-EF-4PV-2T-E | Indirect Thermosyphon (IT) | 35.52 |  | SM-EL-90 | Glycol | HartStat, or equivalent | Solar and Auxiliary Storage are the same Tank | 119.93 | 0.89 | 1 | 35 | Z12 | [18 empty] | City of Vacaville | FALSE |  | 3.71 | 2011-06-01: 2012-09-19; 2011-08-03: 2012-11-15; 2011-09-20: 2012-12-07 | 4335 | 9667.2 | Up-front Payment
PGE-001401 | Single Family Residential | Domestic Hot Water | Gas | Pacific Gas and Electric | Incentive:Paid | 1288 | 18.59 |  | 1 | 70 |  | 69 |  | 2013-01-30 12:48 | 2013-02-21 | B M I INC | Retrofit | SACRAMENTO | Sacramento | 95824 | Host Customer is System Owner | 3 |  | 2012012B | Solpal, Inc. | SOLPAL (formerly Solcrafte) | SOLPAL L-G | Direct Integral Collector Storage (DI) | 26.1 |  | Solpal L |  |  | Solar Storage and Auxiliary Tanks are separate | 53 | 0.99 | 1 | 45 | Z12 | [18 empty] | Sacramento | FALSE | 94.66 |  | 2012-09-21 | 2013-02-01 |  |  | 2013-01-30 | 2013-02-21 | 4250 | 6626.5 | Up-front Payment
SCG-001402 | Low Income Multifamily Residential | Domestic Hot Water | Gas | Southern California Gas Company | Incentive:Paid | 29642 | 19.23 |  | 1 | 1557 |  | 1541 |  | 2012-11-14 22:09 | 2013-01-07 | EMPOWER CONSTRUCTION CORP | Retrofit | Santa Ana | Orange | 92706 | Host Customer is System Owner | [7 empty] | 463.2 | 28.95 |  | Glycol | Advanced Controller with a Vacation or Holiday Mode | Solar Storage and Auxiliary Tanks are separate |  | 0.99 | 1 | 1600 | Z08 | 40 | Units | Apartments/Condos | 2009017A | 16 | 1 | 500 | 1 | 115 | 1 | 528000 | TRUE | 119 | 115 |  |  |  | SunReports - SR1000GVFS10-200 | City of Santa Ana | FALSE | 36.59 |  | 2012-10-04 |  | 2012-11-14 |  | 2013-02-05 | 2013-02-26 | 4258 | 56968.92 | Up-front Payment
SCG-001403 | Low Income Multifamily Residential | Domestic Hot Water | Gas | Southern California Gas Company | Incentive:Paid | 31736 | 19.23 |  | 1 | 1667 |  | 1650 |  | 2012-11-14 22:09 | 2012-12-12 | EMPOWER CONSTRUCTION CORP | Retrofit | Santa Ana | Orange | 92706 | Host Customer is System Owner | [7 empty] | 405.3 | 28.95 |  | Glycol | Advanced Controller with a Vacation or Holiday Mode | Solar Storage and Auxiliary Tanks are separate |  | 0.99 | 1 | 2204 | Z08 | 58 | Units | Apartments/Condos | 2009017A | 14 | 1 | 500 | 1 | 115 | 1 | 528000 | TRUE | 119 | 115 |  |  |  |  | City of Santa Ana | FALSE | 29.9 |  | 2012-10-04 |  | 2012-11-14 | 2012-12-12 | 2013-01-09 | 2013-02-26 | 4252 | 49847.81 | Up-front Payment
SCG-001404 | Low Income Multifamily Residential | Domestic Hot Water | Gas | Southern California Gas Company | Incentive:Paid | 29394 | 19.23 |  | 1 | 1583 |  | 1567 |  | 2012-11-14 22:11 | 2012-12-12 | EMPOWER CONSTRUCTION CORP | Retrofit | Santa Ana | Orange | 92706 | Host Customer is System Owner | [7 empty] | 405.3 | 28.95 |  | Glycol | Advanced Controller with a Vacation or Holiday Mode | Solar Storage and Auxiliary Tanks are separate |  | 0.99 | 1 | 1520 | Z08 | 38 | Units | Apartments/Condos | 2009017A | 14 | 1 | 500 | 1 | 115 | 1 | 528000 | TRUE | 119 | 115 |  |  |  |  | City of Santa Ana | FALSE | 31.49 |  | 2012-10-04 |  | 2012-11-14 | 2012-12-12 | 2013-01-09 | 2013-02-25 | 4252 | 49847.81 | Up-front Payment
SCG-001405 | Low Income Multifamily Residential | Domestic Hot Water | Gas | Southern California Gas Company | Incentive:Paid | 24882 | 19.23 |  | 1 | 1306 |  | 1293 |  | 2012-11-14 22:11 | 2012-12-12 | EMPOWER CONSTRUCTION CORP | Retrofit | Santa Ana | Orange | 92706 | Host Customer is System Owner | [7 empty] | 405.3 | 28.95 |  | Glycol | Advanced Controller with a Vacation or Holiday Mode | Solar Storage and Auxiliary Tanks are separate |  | 0.99 | 1 | 880 | Z08 | 22 | Units | Apartments/Condos | 2009017A | 14 | 1 | 500 | 1 | 115 | 1 | 528000 | TRUE | 119 | 115 |  |  |  |  | City of Santa Ana | FALSE | 38.17 |  | 2012-10-04 |  | 2012-11-14 | 2012-12-12 | 2013-01-09 | 2013-02-26 | 4252 | 49847.81 | Up-front Payment
SCG-001406 | Low Income Multifamily Residential | Domestic Hot Water | Gas | Southern California Gas Company | Incentive:Paid | 25434 | 19.23 |  | 1 | 1336 |  | 1323 |  | 2012-11-14 22:12 | 2012-12-12 | EMPOWER CONSTRUCTION CORP | Retrofit | Santa Ana | Orange | 92706 | Host Customer is System Owner | [7 empty] | 405.3 | 28.95 |  | Glycol | Advanced Controller with a Vacation or Holiday Mode | Solar Storage and Auxiliary Tanks are separate |  | 0.99 | 1 | 920 | Z08 | 23 | Units | Apartments/Condos | 2009017A | 14 | 1 | 500 | 1 | 115 | 1 | 500000 | TRUE | 119 | 115 |  |  |  |  | City of Santa Ana | FALSE | 37.31 |  | 2012-10-04 |  | 2012-11-14 | 2012-12-12 | 2013-01-09 | 2013-02-26 | 4258 | 49847.81 | Up-front Payment
SCG-001407 | Low Income Multifamily Residential | Domestic Hot Water | Gas | Southern California Gas Company | Incentive:Paid | 30594 | 19.23 |  | 1 | 1607 |  | 1591 |  | 2012-11-14 22:13 | 2013-01-07 | EMPOWER CONSTRUCTION CORP | Retrofit | Santa Ana | Orange | 92706 | Host Customer is System Owner | [7 empty] | 463.2 | 28.95 |  | Glycol | Advanced Controller with a Vacation or Holiday Mode | Solar Storage and Auxiliary Tanks are separate |  | 0.99 | 1 | 1840 | Z08 | 46 | Units | Apartments/Condos | 2009017A | 16 | 1 | 500 | 1 | 115 | 1 | 528000 | TRUE | 119 | 115 |  |  |  | SunReports - SR1000GVFS10-200 | City of Santa Ana | FALSE | 35.45 |  | 2012-10-04 |  | 2012-11-14 |  | 2013-01-09 | 2013-02-26 | 4258 | 56968.92 | Up-front Payment
PGE-001408 | Single Family Residential | Domestic Hot Water | Gas | Pacific Gas and Electric | Incentive:Paid | 2433 | 18.59 |  | 1 | 142 |  | 131 |  | 2012-11-12 16:46 | 2012-11-19 | LUMINALT ENERGY CORPORATION | Retrofit | SAN FRANCISCO | San Francisco | 94115 | Host Customer is System Owner | 4 |  | 2009036B | Heliodyne, Inc. | Heliopak | HPAK 016 2 408 G 80 ACD Z | Indirect Forced Circulation (IF) | 64.4 |  | 408 001 |  |  | Solar Storage and Auxiliary Tanks are separate | 100 | 0.97 | 0.95 | 55 | Z03 | [18 empty] | Department of Building Inspection City and County of San Francisco | FALSE | 73.59 |  | 2011-06-01: 2012-09-25; 2011-08-03: 2012-11-12; 2011-09-20: 2012-11-19 | 4351 | 10450 | Up-front Payment
SDG-001409 | Single Family Residential | Domestic Hot Water | Electric | San Diego Gas and Electric | Incentive:Paid | 1421 |  | 0.54 | 1 |  | 2631 |  | 2631 | 2012-10-11 10:41 | 2013-02-28 | SIREN SALES - CALIFORNIA INC | Retrofit | Pauma Valley | San Diego | 92061 | Host Customer is System Owner | 2 |  | 2011099B | Agua Del Sol | Radco Drainback Heat Exchanger | R-DBHX-8-80-D-64P | Indirect Forced Circulation (IF) | 64.6 |  | 408P-HP | Automatic Drainback |  | Solar Storage and Auxiliary Tanks are separate | 80 | 1 | 1 | 35 | Z10 | [18 empty] | San Diego County | FALSE |  | 3.55 | 2012-09-26 | 2012-10-11 |  |  | 2012-10-11 | 2013-02-28 | 4245 | 9331 | Up-front Payment
PGE-001410 | Single Family Residential | Domestic Hot Water | Electric | Pacific Gas and Electric | Incentive:Canceled | 1534 |  | 0.54 | 1 |  | 2870 |  | 2841 | 2013-02-21 22:01 |  | NUTECH ALTERNATIVE ENERGY | Retrofit | Auburn | Placer | 95603 | Host Customer is System Owner | 4 |  | 2010120B | SunMaxx Solar LLC | HelioMaxx | HelioMaxx-80VHP-E | Indirect Forced Circulation (IF) | 55.9 |  | ThermoPower-VHP30 | Glycol | Steam Back | Solar and Auxiliary Storage are the same Tank | 80 | 0.99 | 1 | 55 | Z12 | [18 empty] | Placer County | FALSE |  | 3.17 | 2011-06-01: 2012-09-26; 2011-06-21: 2013-02-25; 2011-08-03: 2013-02-21 | 4197 | 9102 | Up-front Payment
PGE-001411 | Single Family Residential | Domestic Hot Water | Electric | Pacific Gas and Electric | Incentive:Paid | 1327 |  | 0.54 | 1 |  | 2458 |  | 2458 | 2012-10-16 10:55 | 2012-10-24 | ACR SOLAR INTERNATIONAL CORP | Retrofit | RESCUE | El Dorado | 95672 | Host Customer is System Owner | 2 |  | 2000007A | ACR Solar International | Skyline System 5 | 200152C80EX | Indirect Forced Circulation (IF) | 40.1 |  | 20-01 | Glycol | Advanced Controller with a Vacation or Holiday Mode | Solar and Auxiliary Storage are the same Tank | 80 | 1 | 1 | 35 | Z12 | [18 empty] | El Dorado County | FALSE |  | 2.75 | 2011-06-01: 2012-09-27; 2011-08-03: 2012-10-16; 2011-09-20: 2012-10-24 | 4377 | 6750 | Up-front Payment
PGE-001413 | Single Family Residential | Domestic Hot Water | Electric | Pacific Gas and Electric | Incentive:Paid | 1315 |  | 0.54 | 1 |  | 2435 |  | 2435 | 2012-10-05 16:44 | 2012-10-18 | UNDER THE SUN SOLAR | Retrofit | TUOLUMNE | Tuolumne | 95379 | Host Customer is System Owner | 2 |  | 2009034K | Heliodyne, Inc. | Heliopak | HPAK 016 1 406 G 80 ACS | Indirect Forced Circulation (IF) | 26.9 |  | 406 001 | Glycol | Pressure Stagnation Protection (PSP) | Solar and Auxiliary Storage are the same Tank | 80 | 1 | 1 | 35 | Z12 | [18 empty] | Tuolumne County | FALSE |  | 2.36 | 2012-09-30 | 2012-10-08 |  |  | 2012-10-05 | 2012-10-18 | 4378 | 5750 | Up-front Payment
PGE-001415 | Commercial/Multifamily Residential | Domestic Hot Water | Gas | Pacific Gas and Electric | Incentive:Paid | 4766 | 14.53 |  | 1 | 328 |  | 328 |  | 2012-10-23 09:31 | 2012-10-26 | JEFFREY A MORROW | Retrofit | Redding | Shasta | 96001 | Host Customer is System Owner | [7 empty] | 112.82 | 56.41 |  | Drainback |  | Solar and Auxiliary Storage are the same Tank |  | 1 | 1 | 270 | Z11 | 15 | Beds | Retirement/Nursing Homes | 2012024B | 2 | 2 | 130 | 1 | 115 | 1 | 183000 | TRUE | 125 | 122 |  |  |  |  | City of Redding | FALSE | 19.65 |  | 2012-10-02 | 2013-05-09 | 2012-10-23 | 2012-10-26 | 2013-04-08 | 2013-05-30 | 4163 | 6445 | Up-front Payment
PGE-001416 | Commercial/Multifamily Residential | Domestic Hot Water | Gas | Pacific Gas and Electric | Incentive:Paid | 4086 | 14.53 |  | 1 | 296 |  | 281 |  | 2012-10-03 13:09 | 2012-10-08 | JEFFREY A MORROW | Retrofit | REDDING | Shasta | 96001 | Host Customer is System Owner | [7 empty] | 95.58 | 31.86 |  | Drainback |  | Solar Storage and Auxiliary Tanks are separate |  | 0.95 | 1 | 270 | Z11 | 15 | Beds | Retirement/Nursing Homes | 2007058D | 3 | 1 | 80 | 1 | 115 | 1 | 183000 | TRUE | 125 | 122 |  |  |  |  | City of Redding | FALSE | 21.88 |  | 2012-10-03 |  | 2012-10-03 | 2012-10-08 | 2013-04-08 | 2013-06-07 | 4131 | 6475 | Up-front Payment
SCG-001418 | Commercial/Multifamily Residential | Domestic Hot Water | Gas | Southern California Gas Company | Incentive:Paid | 31704 | 14.53 |  | 1 | 2182 |  | 2182 |  | 2012-12-19 13:07 | 2013-01-07 | ENVIRONMENTAL SOLAR DESIGN INC | New Construction | Los Angeles | Los Angeles | 90011 | Host Customer is System Owner | [7 empty] | 591.12 | 32.84 |  | Glycol | Advanced Controller with a Vacation or Holiday Mode | Solar Storage and Auxiliary Tanks are separate |  | 1 | 1 | 2000 | Z08 | 60 | Units | Apartments/Condos | 2007032D | 18 | 1 | 875 | 5 | 350 | 2 | 1000000 | TRUE | 135 | 120 |  |  |  | SunEarth - SETR0603mcU + VFS 10-200 | Los Angeles, CA | FALSE | 62.72 |  | 2012-10-05 |  | 2012-12-19 |  | 2013-01-16 | 2013-01-29 | 4271 | 136860 | Up-front Payment
SCE-001419 | Single Family Residential | Domestic Hot Water | Electric | Southern California Edison | Incentive:Paid | 1834 |  | 0.54 | 1 |  | 3628 |  | 3628 | 2012-11-28 07:25 | 2012-12-11 | EAGLE SYSTEMS INTERNATIONAL INC | Retrofit | Hemet | Riverside | 92544 | Host Customer is System Owner | 4 |  | 2007010C | EnerWorks, Inc. | Single Tank Solar Water Heating Appliance | EWRA2-E120-1T | Indirect Forced Circulation (IF) | 61.9 |  | COL-4x8-TL-SG1-SD10US |  |  | Solar and Auxiliary Storage are the same Tank | 120 | 1 | 1 | 55 | Z10 | [18 empty] | County of Riverside | FALSE |  | 1.38 | 2012-10-08 | 2012-11-30 |  |  | 2012-11-28 | 2012-12-11 | 4331 | 5000 | Up-front Payment
SCE-001420 | Single Family Residential | Domestic Hot Water | Propane | Southern California Edison | Incentive:Paid | 1834 | 0.54 |  | 1 | 4161 |  | 3953 |  | 2012-10-25 16:29 | 2012-11-02 | SOLAR NOW | Retrofit | 29 PALMS | San Bernardino | 92277 | Host Customer is System Owner | 4 |  | 2001001A | SunEarth, Inc. | SolaRay | TE40P-80-2G | Indirect Forced Circulation (IF) | 40.9 |  | EP-40 | Glycol | Advanced Controller with a Vacation or Holiday Mode | Solar Storage and Auxiliary Tanks are separate | 80 | 1 | 0.95 | 55 | Z15 | [18 empty] | TWENTYNINE PALMS | FALSE | 1.32 |  | 2011-06-01: 2012-10-09; 2011-08-03: 2012-10-25; 2011-09-20: 2012-11-02 | 4365 | 5500 | Up-front Payment
PGE-001421 | Single Family Residential | Domestic Hot Water | Propane | Pacific Gas and Electric | Incentive:Paid | 1834 | 0.54 |  | 1 | 4395 |  | 4395 |  | 2012-10-10 18:24 | 2012-10-16 | AZTEC SOLAR INC | Retrofit | RIO OSO | Sutter | 95674 | Host Customer is System Owner | 4 |  | 2001001E | SunEarth, Inc. | SolaRay | TE64P-80-2G | Indirect Forced Circulation (IF) | 65.7 |  | EP-32 | Glycol | Advanced Controller with a Vacation or Holiday Mode | Solar Storage and Auxiliary Tanks are separate | 80 | 1 | 1 | 55 | Z11 | [18 empty] | Sutter County | FALSE | 1.79 |  | 2011-06-01: 2012-10-10; 2011-08-03: 2012-10-10; 2011-09-20: 2012-10-16 | 4386 | 7848 | Up-front Payment
SDG-001423 | Single Family Residential | Domestic Hot Water | Electric | San Diego Gas and Electric | Incentive:Paid | 1354 |  | 0.54 | 1 |  | 2508 |  | 2508 | 2012-10-24 14:48 | 2012-10-30 | SOLAR SERVICES OF SAN DIEGO INC | Retrofit | ramona | San Diego | 92065 | Host Customer is System Owner | 3 |  | 2001010C | Solahart Industries | SOLAHART | 302J & 302J Free Heat | Indirect Thermosyphon (IT) | 42.7 |  | J | Glycol | HartStat, or equivalent | Solar and Auxiliary Storage are the same Tank | 80 | 1 | 1 | 45 | Z10 | [18 empty] | san diego county | FALSE |  | 2.7 | 2012-10-11 | 2012-10-29 |  |  | 2012-10-24 | 2012-10-30 | 4372 | 6775 | Up-front Payment
PGE-001424 | Low Income Multifamily Residential | Domestic Hot Water | Gas | Pacific Gas and Electric | Incentive:Paid | 61940 | 19.23 |  | 1 | 3221 |  | 3221 |  | 2012-11-01 13:34 | 2012-11-29 | J W MCCLENAHAN CO | New Construction | SACRAMENTO | Sacramento | 95814 | Host Customer is System Owner | [7 empty] | 741.06 | 32.22 |  | Glycol | Pressure Stagnation Protection (PSP) | Solar Storage and Auxiliary Tanks are separate |  | 1 | 1 | 5550 | Z11 | 150 | Units | Apartments/Condos | 2010115D | 23 | 1 | 1010 | 2 | 500 | 1 | 950000 | TRUE | 120 | 120 |  | Heliodyne - Delta-T Pro Ethernet |  | Heliodyne - Delta-T Pro Ethernet | Sacramento, CA | FALSE | 27.38 |  | 2012-10-12 | 2012-11-05 | 2012-11-01 |  | 2012-12-07 | 2013-01-07 | 4302 | 88189 | Up-front Payment
SCG-001425 | Low Income Multifamily Residential | Domestic Hot Water | Gas | Southern California Gas Company | Incentive:Paid | 4404 | 19.23 |  | 1 | 229 |  | 229 |  | 2012-11-12 10:14 | 2012-11-27 | CALIFORNIA SOLAR THERMAL INC | Retrofit | Rialto | San Bernardino | 92376 | Host Customer is System Owner | [7 empty] | 83.01 | 27.67 |  | Glycol | Steam Back | Solar Storage and Auxiliary Tanks are separate |  | 1 | 1 | 168 | Z10 | 4 | Units | Apartments/Condos | 2009046A | 3 | 3 | 132 | 1 | 100 | 1 | 275000 | FALSE | 140 | 140 |  |  |  |  | City of Rialto | FALSE | 47.16 |  | 2012-10-12 |  | 2012-11-12 | 2012-11-27 | 2012-11-29 | 2012-12-05 | 4335 | 10800 | Up-front Payment
PGE-001428 | Commercial/Multifamily Residential | Domestic Hot Water | Gas | Pacific Gas and Electric | Incentive:Paid | 25500 | 14.53 |  | 1 | 1755 |  | 1755 |  | 2012-11-15 15:29 | 2013-01-07 | KARL D'ANGELO PLUMBING | Retrofit | Oakland | Alameda | 94606 | Lease | [7 empty] | 534.72 | 22.28 |  | Glycol | Advanced Controller with a Vacation or Holiday Mode | Solar Storage and Auxiliary Tanks are separate |  | 1 | 1 | 2000 | Z03 | 1080 | Pounds of Laundry | Coin-op Laundries | 2010087A | 24 | 1 | 830 | 2 | 300 | 1 | 344400 | TRUE | 120 | 115 |  | SunReports - SR1000GVFS10-200 |  | SunReports - SR1000GVFS10-200 | Oakland | FALSE | 41.16 |  | 2012-10-14 | 2012-11-16 | 2012-11-15 |  | 2013-01-09 | 2013-01-25 | 4289 | 72243 | Up-front Payment
PGE-001429 | Single Family Residential | Domestic Hot Water | Gas | Pacific Gas and Electric | Incentive:Canceled | 2719 | 18.59 |  | 1 | 160 |  | 160 |  | 2013-10-10 17:29 |  | CAPITAL REMODEL & DESIGN INC | Retrofit | WALNUT GROVE | Sacramento | 95690 | Host Customer is System Owner | 3 |  | 2011043A | Free Hot Water | Freedom | 5002 XG | Indirect Forced Circulation (IF) | 44.6 |  | FHW-FC50221 | Glycol | Advanced Controller with a Vacation or Holiday Mode | Solar Storage and Auxiliary Tanks are separate | 75 | 1 | 1 | 45 | Z12 | [18 empty] | Sacramento | FALSE | 37.48 |  | 2011-06-01: 2012-10-16; 2011-06-21: 2013-10-14; 2011-08-03: 2013-10-10 | 3917 | 5996 | Up-front Payment
PGE-001430 | Single Family Residential | Domestic Hot Water | Propane | Pacific Gas and Electric | Incentive:Paid | 1820 | 0.54 |  | 1 | 3370 |  | 3370 |  | 2012-10-17 15:30 | 2012-10-22 | AZTEC SOLAR INC | Retrofit | SUTTER CREEK | Amador | 95685 | Host Customer is System Owner | 2 |  | 2001016C | Solahart Industries | SOLAHART | ASG 302J & ASG 302J Free Heat | Indirect Thermosyphon (IT) | 42.7 |  | J | Glycol | HartStat, or equivalent | Solar Storage and Auxiliary Tanks are separate | 80 | 1 | 1 | 35 | Z12 | [18 empty] | Amador County | FALSE | 2.13 |  | 2011-06-01: 2012-10-16; 2011-08-03: 2012-10-17; 2011-09-20: 2012-10-22 | 4378 | 7192.75 | Up-front Payment
PGE-001431 | Single Family Residential | Domestic Hot Water | Propane | Pacific Gas and Electric | Incentive:Paid | 1834 | 0.54 |  | 1 | 3809 |  | 3809 |  | 2012-10-17 15:29 | 2012-10-22 | AZTEC SOLAR INC | Retrofit | CAMERON PARK | El Dorado | 95682 | Host Customer is System Owner | 2 |  | 2001001A | SunEarth, Inc. | SolaRay | TE40P-80-2G | Indirect Forced Circulation (IF) | 40.9 |  | EP-40 | Glycol | Advanced Controller with a Vacation or Holiday Mode | Solar Storage and Auxiliary Tanks are separate | 80 | 1 | 1 | 35 | Z12 | [18 empty] | El Dorado County | FALSE | 1.89 |  | 2011-06-01: 2012-10-16; 2011-08-03: 2012-10-17; 2011-09-20: 2012-10-22 | 4378 | 7196 | Up-front Payment
SCG-001432 | Low Income Multifamily Residential | Domestic Hot Water | Gas | Southern California Gas Company | Incentive:Paid | 4404 | 19.23 |  | 1 | 229 |  | 229 |  | 2012-11-12 10:15 | 2012-11-28 | CALIFORNIA SOLAR THERMAL INC | Retrofit | Rialto | San Bernardino | 92376 | Host Customer is System Owner | [7 empty] | 83.01 | 27.67 |  | Glycol | Steam Back | Solar Storage and Auxiliary Tanks are separate |  | 1 | 1 | 168 | Z10 | 4 | Units | Apartments/Condos | 2009046A | 3 | 3 | 132 | 1 | 100 | 1 | 275000 | FALSE | 140 | 140 |  |  |  |  | City of Rialto | FALSE | 47.16 |  | 2012-10-17 |  | 2012-11-12 | 2012-11-28 | 2012-11-29 | 2012-12-05 | 4335 | 10800 | Up-front Payment
SCG-001433 | Low Income Multifamily Residential | Domestic Hot Water | Gas | Southern California Gas Company | Incentive:Paid | 4423 | 19.23 |  | 1 | 229 |  | 229 |  | 2012-11-12 10:16 | 2012-11-28 | CALIFORNIA SOLAR THERMAL INC | Retrofit | Rialto | San Bernardino | 92376 | Host Customer is System Owner | [7 empty] | 83.01 | 27.67 |  | Glycol | Steam Back | Solar Storage and Auxiliary Tanks are separate |  | 1 | 1 | 168 | Z10 | 4 | Units | Apartments/Condos | 2009046A | 3 | 3 | 132 | 1 | 100 | 1 | 275000 | FALSE | 140 | 140 |  |  |  |  | City of Rialto | FALSE | 47.16 |  | 2012-10-17 |  | 2012-11-12 | 2012-11-28 | 2012-11-29 | 2012-12-05 | 4303 | 10800 | Up-front Payment
SCG-001434 | Low Income Multifamily Residential | Domestic Hot Water | Gas | Southern California Gas Company | Incentive:Paid | 4404 | 19.23 |  | 1 | 229 |  | 229 |  | 2012-11-12 10:17 | 2012-11-28 | CALIFORNIA SOLAR THERMAL INC | Retrofit | Rialto | San Bernardino | 92376 | Host Customer is System Owner | [7 empty] | 83.01 | 27.67 |  | Glycol | Steam Back | Solar Storage and Auxiliary Tanks are separate |  | 1 | 1 | 168 | Z10 | 4 | Units | Apartments/Condos | 2009046A | 3 | 3 | 132 | 1 | 100 | 1 | 275000 | FALSE | 140 | 140 |  |  |  |  | City of Rialto | FALSE | 47.16 |  | 2012-10-17 |  | 2012-11-12 | 2012-11-28 | 2012-11-29 | 2012-12-05 | 4335 | 10800 | Up-front Payment
SCG-001435 | Low Income Multifamily Residential | Domestic Hot Water | Gas | Southern California Gas Company | Incentive:Paid | 4404 | 19.23 |  | 1 | 229 |  | 229 |  | 2012-11-12 10:17 | 2012-11-28 | CALIFORNIA SOLAR THERMAL INC | Retrofit | Rialto | San Bernardino | 92376 | Host Customer is System Owner | [7 empty] | 83.01 | 27.67 |  | Glycol | Steam Back | Solar Storage and Auxiliary Tanks are separate |  | 1 | 1 | 168 | Z10 | 4 | Units | Apartments/Condos | 2009046A | 3 | 3 | 132 | 1 | 100 | 1 | 275000 | FALSE | 140 | 140 |  |  |  |  | City of Rialto | FALSE | 47.16 |  | 2012-10-17 |  | 2012-11-12 | 2012-11-28 | 2012-11-29 | 2012-12-05 | 4335 | 10800 | Up-front Payment
SCG-001436 | Low Income Multifamily Residential | Domestic Hot Water | Gas | Southern California Gas Company | Incentive:Paid | 4404 | 19.23 |  | 1 | 229 |  | 229 |  | 2012-11-12 10:18 | 2012-11-28 | CALIFORNIA SOLAR THERMAL INC | Retrofit | Rialto | San Bernardino | 92376 | Host Customer is System Owner | [7 empty] | 83.01 | 27.67 |  | Glycol | Steam Back | Solar Storage and Auxiliary Tanks are separate |  | 1 | 1 | 168 | Z10 | 4 | Units | Apartments/Condos | 2009046A | 3 | 3 | 132 | 1 | 100 | 1 | 275000 | FALSE | 140 | 140 |  |  |  |  | City of Rialto | FALSE | 47.16 |  | 2012-10-17 |  | 2012-11-12 | 2012-11-28 | 2012-11-29 | 2012-12-05 | 4335 | 10800 | Up-front Payment
SCG-001437 | Low Income Multifamily Residential | Domestic Hot Water | Gas | Southern California Gas Company | Incentive:Paid | 4404 | 19.23 |  | 1 | 229 |  | 229 |  | 2012-11-12 10:19 | 2012-11-28 | CALIFORNIA SOLAR THERMAL INC | Retrofit | Rialto | San Bernardino | 92376 | Host Customer is System Owner | [7 empty] | 83.01 | 27.67 |  | Glycol | Steam Back | Solar Storage and Auxiliary Tanks are separate |  | 1 | 1 | 168 | Z10 | 4 | Units | Apartments/Condos | 2009046A | 3 | 3 | 132 | 1 | 100 | 1 | 275000 | FALSE | 140 | 140 |  |  |  |  | City of Rialto | FALSE | 47.16 |  | 2012-10-17 |  | 2012-11-12 | 2012-11-28 | 2012-11-29 | 2012-12-05 | 4335 | 10800 | Up-front Payment
SCG-001438 | Low Income Multifamily Residential | Domestic Hot Water | Gas | Southern California Gas Company | Incentive:Paid | 4404 | 19.23 |  | 1 | 229 |  | 229 |  | 2012-11-12 10:19 | 2012-11-28 | CALIFORNIA SOLAR THERMAL INC | Retrofit | Rialto | San Bernardino | 92376 | Host Customer is System Owner | [7 empty] | 83.01 | 27.67 |  | Glycol | Steam Back | Solar Storage and Auxiliary Tanks are separate |  | 1 | 1 | 168 | Z10 | 4 | Units | Apartments/Condos | 2009046A | 3 | 3 | 132 | 1 | 100 | 1 | 275000 | FALSE | 140 | 140 |  |  |  |  | City of Rialto | FALSE | 47.16 |  | 2012-10-17 |  | 2012-11-12 | 2012-11-28 | 2012-11-29 | 2012-12-05 | 4335 | 10800 | Up-front Payment
SCG-001439 | Low Income Multifamily Residential | Domestic Hot Water | Gas | Southern California Gas Company | Incentive:Paid | 4404 | 19.23 |  | 1 | 229 |  | 229 |  | 2012-11-12 10:20 | 2012-11-28 | CALIFORNIA SOLAR THERMAL INC | Retrofit | Rialto | San Bernardino | 92376 | Host Customer is System Owner | [7 empty] | 83.01 | 27.67 |  | Glycol | Steam Back | Solar Storage and Auxiliary Tanks are separate |  | 1 | 1 | 168 | Z10 | 4 | Units | Apartments/Condos | 2009046A | 3 | 3 | 132 | 1 | 100 | 1 | 275000 | FALSE | 140 | 140 |  |  |  |  | City of Rialto | FALSE | 47.16 |  | 2012-10-17 |  | 2012-11-12 | 2012-11-28 | 2012-11-29 | 2012-12-05 | 4335 | 10800 | Up-front Payment
SCG-001440 | Low Income Multifamily Residential | Domestic Hot Water | Gas | Southern California Gas Company | Incentive:Paid | 4423 | 19.23 |  | 1 | 229 |  | 229 |  | 2012-11-12 10:20 | 2012-11-28 | CALIFORNIA SOLAR THERMAL INC | Retrofit | Rialto | San Bernardino | 92376 | Host Customer is System Owner | [7 empty] | 83.01 | 27.67 |  | Glycol | Steam Back | Solar Storage and Auxiliary Tanks are separate |  | 1 | 1 | 168 | Z10 | 4 | Units | Apartments/Condos | 2009046A | 3 | 3 | 132 | 1 | 100 | 1 | 275000 | FALSE | 140 | 140 |  |  |  |  | City of Rialto | FALSE | 47.16 |  | 2012-10-17 |  | 2012-11-12 | 2012-11-28 | 2012-11-29 | 2012-12-05 | 4335 | 10800 | Up-front Payment
PGE-001442 | Single Family Residential | Domestic Hot Water | Gas | Pacific Gas and Electric | Incentive:Paid | 2158 | 18.59 |  | 1 | 129 |  | 116 |  | 2012-11-10 07:11 | 2012-11-16 | F W H ACQUISITION CO LLC | Retrofit | LOS ALTOS | Santa Clara | 94022 | Host Customer is System Owner | 2 |  | 2010049A | Rheem Water Heaters | SolPak | RS80-40BP-2G, RUS80-40BP-2G, RMS80-40BP-2G | Indirect Forced Circulation (IF) | 40.9 |  | RS40-BP | Glycol | Advanced Controller with a Vacation or Holiday Mode | Solar Storage and Auxiliary Tanks are separate | 80 | 0.9 | 1 | 35 | Z04 | [18 empty] | Los Altos | FALSE | 68.96 |  | 2012-10-18 | 2012-11-16 |  |  | 2012-11-10 | 2012-11-16 | 4352 | 8896 | Up-front Payment
SCG-001443 | Commercial/Multifamily Residential | Domestic Hot Water | Gas | Southern California Gas Company | Incentive:Paid | 11014 | 14.53 |  | 1 | 758 |  | 758 |  | 2012-11-27 11:04 | 2012-11-27 | ENVIRONMENTAL SOLAR DESIGN INC | Retrofit | Downey | Los Angeles | 90241 | Host Customer is System Owner | [7 empty] | 409 | 40.9 |  | Glycol | Advanced Controller with a Vacation or Holiday Mode | Solar Storage and Auxiliary Tanks are separate |  | 1 | 1 | 740 | Z08 | 20 | Units | Apartments/Condos | 2007032A | 10 | 1 | 700 | 1 | 100 | 1 | 199000 | TRUE | 135 | 120 |  |  |  |  | Downey | FALSE | 56.07 |  | 2012-10-19 |  | 2012-11-27 | 2012-11-27 | 2012-12-04 | 2012-12-21 | 4300 | 42500 | Up-front Payment
SCG-001444 | Single Family Residential | Domestic Hot Water | Gas | Southern California Gas Company | Incentive:Paid | 2577 | 18.59 |  | 1 | 154 |  | 139 |  | 2013-06-26 09:05 | 2013-06-28 | RIBBENS CONSTRUCTION INC | New Construction | Pacoima | Los Angeles | 91331 | Lease |  | 3 | SM-EF-4PV-2T-TL | EchoFirst |  | SM-EF-4PV-2T-TL | Indirect Thermosyphon (IT) | 35.52 |  | SM-EL-90 | Glycol | HartStat, or equivalent | Solar Storage with Tankless Auxiliary Water Heater | 80.04 | 1 | 0.9 | 45 | Z09 | [18 empty] | LA City | FALSE | 59.99 |  | 2011-06-01: 2012-10-23; 2011-08-03: 2013-06-26; 2011-09-20: 2013-06-28 | 4128 | 9239 | Up-front Payment
SCG-001445 | Commercial/Multifamily Residential | Domestic Hot Water | Gas | Southern California Gas Company | Incentive:Paid | 13833 | 14.53 |  | 1 | 952 |  | 952 |  | 2013-04-03 10:21 | 2013-04-03 | ENVIRONMENTAL SOLAR DESIGN INC | Retrofit | Los Angeles | Los Angeles | 90034 | Host Customer is System Owner | [7 empty] | 286.3 | 40.9 |  | Glycol | Advanced Controller with a Vacation or Holiday Mode | Solar and Auxiliary Storage are the same Tank |  | 1 | 1 | 640 | Z09 | 16 | Units | Apartments/Condos | 2007032A | 7 | 1 | 360 | 3 | 200 | 2 | 398000 | TRUE | 135 | 120 |  |  |  |  | Van Nuys | FALSE | 33.8 |  | 2012-10-23 |  | 2013-04-03 | 2013-04-03 | 2013-04-18 | 2013-04-22 | 4175 | 32175 | Up-front Payment
SCG-001451 | Commercial/Multifamily Residential | Domestic Hot Water | Gas | Southern California Gas Company | Incentive:Paid | 36281 | 14.53 |  | 1 | 2497 |  | 2497 |  | 2012-11-05 19:09 | 2012-11-27 | ALL VALLEY SOLAR INC | Retrofit | N Hollywood | Los Angeles | 91601 | Host Customer is System Owner | [7 empty] | 788.16 | 32.84 |  | Drainback |  | Solar Storage and Auxiliary Tanks are separate |  | 1 | 1 | 1520 | Z09 | 38 | Units | Apartments/Condos | 2007032D | 24 | 2 | 887 | 1 | 119 | 1 | 990000 | TRUE | 125 | 140 |  | SunEarth - SETR0603mcU + VFS 10-200 |  | SunEarth - SETR0603mcU + VFS 10-200 | LADBS | FALSE | 31.51 |  | 2012-10-30 |  | 2012-11-05 |  | 2012-12-05 | 2012-12-05 | 4335 | 78669 | Up-front Payment
PGE-001452 | Single Family Residential | Domestic Hot Water | Propane | Pacific Gas and Electric | Incentive:Paid | 1834 | 0.54 |  | 1 | 4542 |  | 4099 |  | 2012-11-12 10:10 | 2012-11-19 | AZTEC SOLAR INC | Retrofit | CAMERON PARK | El Dorado | 95682 | Host Customer is System Owner | 5 |  | 2001001E | SunEarth, Inc. | SolaRay | TE64P-80-2G | Indirect Forced Circulation (IF) | 65.7 |  | EP-32 | Glycol | Advanced Controller with a Vacation or Holiday Mode | Solar Storage and Auxiliary Tanks are separate | 80 | 0.95 | 0.95 | 65 | Z12 | [18 empty] | El Dorado County | FALSE | 1.61 |  | 2012-10-25 | 2012-11-16 |  |  | 2012-11-12 | 2012-11-19 | 4351 | 7296 | Up-front Payment
SCE-001453 | Single Family Residential | Domestic Hot Water | Propane | Southern California Edison | Incentive:Paid | 1834 | 0.54 |  | 1 | 4131 |  | 3718 |  | 2012-11-14 13:28 | 2012-11-16 | SOLAR NOW | Retrofit | Yucca Valley | San Bernardino | 92284 | Host Customer is System Owner | 4 |  | 2001001A | SunEarth, Inc. | SolaRay | TE40P-80-2G | Indirect Forced Circulation (IF) | 40.9 |  | EP-40 | Glycol | Advanced Controller with a Vacation or Holiday Mode | Solar Storage and Auxiliary Tanks are separate | 80 | 0.9 | 1 | 55 | Z14 | [18 empty] | Yucca Valley | FALSE | 1.43 |  | 2011-06-01: 2012-10-25; 2011-08-03: 2012-11-14; 2011-09-20: 2012-11-16 | 4343 | 5900 | Up-front Payment
SDG-001454 | Single Family Residential | Domestic Hot Water | Gas | San Diego Gas and Electric | Incentive:Paid | 2231 | 18.59 |  | 1 | 120 |  | 120 |  | 2012-11-20 13:56 | 2012-11-27 | SOLAR SERVICES OF SAN DIEGO INC | Retrofit | vista | San Diego | 92083 | Host Customer is System Owner | 4 |  | 2001016C | Solahart Industries | SOLAHART | ASG 302J & ASG 302J Free Heat | Indirect Thermosyphon (IT) | 42.7 |  | J | Glycol | HartStat, or equivalent | Solar Storage and Auxiliary Tanks are separate | 80 | 1 | 1 | 55 | Z10 | [18 empty] | city of vista | FALSE | 60.79 |  | 2011-06-01: 2012-10-26; 2011-08-03: 2012-11-20; 2011-09-20: 2012-11-27 | 4315 | 7295 | Up-front Payment
PGE-001455 | Low Income Multifamily Residential | Domestic Hot Water | Gas | Pacific Gas and Electric | Incentive:Paid | 4769 | 19.23 |  | 1 | 248 |  | 248 |  | 2012-11-09 07:36 | 2012-11-13 | SABBATINI PLUMBING INC | New Construction | MORGAN HILL | Santa Clara | 95037 | Host Customer is System Owner | [7 empty] | 79.56 | 39.78 |  | Drainback |  | Solar and Auxiliary Storage are the same Tank |  | 1 | 1 | 168 | Z03 | 4 | Units | Apartments/Condos | 2009039F | 2 | 1 | 129 | 1 | 129 | 1 | 119 | TRUE | 119 | 120 |  |  |  |  | Morgan Hill, CA 95037 | FALSE | 105.24 |  | 2012-10-26 |  | 2012-11-09 | 2012-11-13 | 2012-11-16 | 2012-11-20 | 4351 | 26100 | Up-front Payment
PGE-001456 | Low Income Multifamily Residential | Domestic Hot Water | Gas | Pacific Gas and Electric | Incentive:Paid | 4769 | 19.23 |  | 1 | 248 |  | 248 |  | 2012-11-09 07:38 | 2012-11-13 | SABBATINI PLUMBING INC | New Construction | Morgan Hill | Santa Clara | 95037 | Host Customer is System Owner | [7 empty] | 79.56 | 39.78 |  | Drainback |  | Solar and Auxiliary Storage are the same Tank |  | 1 | 1 | 168 | Z03 | 4 | Units | Apartments/Condos | 2009039F | 2 | 1 | 129 | 1 | 119 | 1 | 199000 | TRUE | 119 | 120 |  |  |  |  | Morgan Hill, CA 95037 | FALSE | 105.24 |  | 2012-10-26 |  | 2012-11-09 | 2012-11-13 | 2012-11-16 | 2012-11-27 | 4348 | 26100 | Up-front Payment
PGE-001457 | Low Income Multifamily Residential | Domestic Hot Water | Gas | Pacific Gas and Electric | Incentive:Paid | 4769 | 19.23 |  | 1 | 248 |  | 248 |  | 2012-11-09 07:40 | 2012-11-13 | SABBATINI PLUMBING INC | New Construction | Morgan Hill | Santa Clara | 95037 | Host Customer is System Owner | [7 empty] | 79.56 | 39.78 |  | Drainback |  | Solar and Auxiliary Storage are the same Tank |  | 1 | 1 | 168 | Z03 | 4 | Units | Apartments/Condos | 2009039F | 2 | 1 | 129 | 1 | 119 | 1 | 199000 | TRUE | 119 | 120 |  |  |  |  | Morgan Hill, CA 95037 | FALSE | 105.24 |  | 2012-10-26 |  | 2012-11-09 | 2012-11-13 | 2012-11-16 | 2012-11-27 | 4348 | 26100 | Up-front Payment
PGE-001459 | Single Family Residential | Domestic Hot Water | Gas | Pacific Gas and Electric | Incentive:Paid | 2714 | 18.59 |  | 1 | 146 |  | 146 |  | 2012-10-30 16:41 | 2012-11-20 | Self Installer | Retrofit | EL DORADO HILLS | El Dorado | 95762 | Host Customer is System Owner | 5 |  | 2011120E | Alternate Energy Technologies | EagleSun Indirect | I-G2-120-64 | Indirect Forced Circulation (IF) | 63.8 |  | AE-32 | Glycol | Advanced Controller with a Thermal Cycling Function | Solar Storage with Tankless Auxiliary Water Heater | 120 | 1 | 1 | 65 | Z12 | [18 empty] | El Dorado County | FALSE | 50.03 |  | 2011-06-01: 2012-10-29; 2011-08-03: 2012-10-30; 2011-09-20: 2012-11-20 | 4351 | 7304 | Up-front Payment
SCG-001460 | Commercial/Multifamily Residential | Domestic Hot Water | Gas | Southern California Gas Company | Reservation:Canceled | 69453 | 14.53 |  | 1 | 4780 |  | 4780 |  | 2013-02-20 10:41 |  | REGREEN INC | New Construction | Los Angeles | Los Angeles | 90007 | Host Customer is System Owner | [7 empty] | 1285.44 | 40.17 |  | Glycol | Pressure Stagnation Protection (PSP) | Solar Storage and Auxiliary Tanks are separate |  | 1 | 1 | 3420 | Z08 | 90 | Units | Apartments/Condos | 2010115A | 32 | 2 | 1340 | 1 | 415 | 1 | 2400000 | TRUE | 120 | 120 | [5 empty] | FALSE | 35.04 |  | 2011-06-01: 2012-10-29; 2011-06-21: 2013-03-26; 2011-06-23: 2013-02-20 | 4232 | 167500 | Up-front Payment
PGE-001464 | Single Family Residential | Domestic Hot Water | Gas | Pacific Gas and Electric | Incentive:Paid | 2719 | 18.59 |  | 1 | 195 |  | 195 |  | 2013-02-25 10:19 | 2013-03-01 | LUMINALT ENERGY CORPORATION | Retrofit | SAN FRANCISCO | San Francisco | 94131 | Host Customer is System Owner | 3 |  | 2010138M | Heliodyne, Inc. | Heliopas | HPAS 3 408 G 110 AC D Z | Indirect Forced Circulation (IF) | 96.7 |  | 408 001 |  |  | Solar and Auxiliary Storage are the same Tank | 110 | 1 | 1 | 45 | Z03 | [18 empty] | City and County of San Francisco Department of Building Inspecitons | FALSE | 79.49 |  | 2011-06-01: 2012-10-30; 2011-08-03: 2013-02-25; 2011-09-20: 2013-03-01 | 4250 | 15500 | Up-front Payment
SCE-001466 | Single Family Residential | Domestic Hot Water | Electric | Southern California Edison | Incentive:Paid | 1376 |  | 0.54 | 1 |  | 2549 |  | 2549 | 2012-10-30 16:21 | 2012-11-06 | ADVANCED CONSERVATION SYSTEMS INC | Retrofit | Lake Hughes | Los Angeles | 93532 | Host Customer is System Owner | 2 |  | 2001027A | SunEarth, Inc. | Cascade | EPRD-40-80-2 | Indirect Forced Circulation (IF) | 40.9 |  | EP-40 | Automatic Drainback |  | Solar Storage and Auxiliary Tanks are separate | 80 | 1 | 1 | 35 | Z14 | [18 empty] | County of Los Angeles | FALSE |  | 3.07 | 2011-06-01: 2012-10-30; 2011-08-03: 2012-10-30; 2011-09-20: 2012-11-06 | 4358 | 7822 | Up-front Payment
PGE-001467 | Single Family Residential | Domestic Hot Water | Electric | Pacific Gas and Electric | Incentive:Paid | 1083 |  | 0.54 | 1 |  | 2458 |  | 2006 | 2012-11-13 13:14 | 2012-11-20 | SIERRA PACIFIC HOME & COMFORT INC | Retrofit | CAMERON PARK | El Dorado | 95682 | Host Customer is System Owner | 2 |  | 2000007A | ACR Solar International | Skyline System 5 | 200152C80EX | Indirect Forced Circulation (IF) | 40.1 |  | 20-01 | Glycol | Advanced Controller with a Vacation or Holiday Mode | Solar and Auxiliary Storage are the same Tank | 80 | 0.96 | 0.85 | 35 | Z12 | [18 empty] | El Dorado County | FALSE |  | 3.78 | 2012-10-31 | 2012-11-16 |  |  | 2012-11-13 | 2012-11-20 | 4351 | 9284.05 | Up-front Payment
PGE-001469 | Commercial/Multifamily Residential | Domestic Hot Water | Gas | Pacific Gas and Electric | Incentive:Paid | 75135 | 14.53 |  | 1 | 5171 |  | 5171 |  | 2012-11-01 14:08 | 2012-11-20 | AZTEC SOLAR INC | Retrofit | Sacramento | Sacramento | 95815 | Host Customer is System Owner | [7 empty] | 1358 | 27.16 |  | Glycol | Steam Back | Solar Storage and Auxiliary Tanks are separate |  | 1 | 1 | 4329 | Z12 | 117 | Units | Apartments/Condos | 2005019A | 50 | 1 | 1950 | 1 | 119 | 1 | 2966550 | TRUE | 120 | 120 |  | SunEarth - SETR0603mcU + VFS 20-400 |  | SunEarth - SETR0603mcU + VFS 20-400 | City of Sacramento | FALSE | 33.52 |  | 2012-10-31 | 2012-11-06 | 2012-11-01 |  | 2013-01-18 | 2013-02-05 | 4275 | 173333 | Up-front Payment
PGE-001470 | Commercial/Multifamily Residential | Domestic Hot Water | Gas | Pacific Gas and Electric | Incentive:Paid | 48487 | 14.53 |  | 1 | 3337 |  | 3337 |  | 2012-11-01 14:10 | 2012-11-20 | AZTEC SOLAR INC | Retrofit | Sacramento | Sacramento | 95815 | Host Customer is System Owner | [7 empty] | 869.12 | 27.16 |  | Glycol | Steam Back | Solar Storage and Auxiliary Tanks are separate |  | 1 | 1 | 2736 | Z12 | 72 | Units | Apartments/Condos | 2005019A | 32 | 1 | 1225 | 1 | 115 | 1 | 1174990 | TRUE | 120 | 120 |  | SunEarth - SETR0603mcU + VFS 20-400 |  | SunEarth - SETR0603mcU + VFS 20-400 | City of Sacramento | FALSE | 33.24 |  | 2012-10-31 | 2012-11-06 | 2012-11-01 |  | 2013-01-18 | 2013-01-29 | 4282 | 110933 | Up-front Payment
PGE-001471 | Commercial/Multifamily Residential | Domestic Hot Water | Gas | Pacific Gas and Electric | Incentive:Paid | 39333 | 14.53 |  | 1 | 2707 |  | 2707 |  | 2012-11-01 14:12 | 2012-11-20 | AZTEC SOLAR INC | Retrofit | Sacramento | Sacramento | 95815 | Host Customer is System Owner | [7 empty] | 706.16 | 27.16 |  | Glycol | Steam Back | Solar Storage and Auxiliary Tanks are separate |  | 1 | 1 | 2166 | Z12 | 57 | Units | Apartments/Condos | 2005019A | 26 | 1 | 1080 | 1 | 115 | 1 | 874440 | TRUE | 120 | 120 |  | SunEarth - SETR0603mcU + VFS 20-400 |  | SunEarth - SETR0603mcU + VFS 20-400 | City of Sacramento | FALSE | 33.3 |  | 2012-10-31 | 2012-11-06 | 2012-11-01 |  | 2013-01-18 | 2013-02-05 | 4275 | 90133 | Up-front Payment
PGE-001472 | Commercial/Multifamily Residential | Domestic Hot Water | Gas | Pacific Gas and Electric | Incentive:Paid | 63423 | 14.53 |  | 1 | 4365 |  | 4365 |  | 2012-11-01 14:16 | 2012-11-20 | AZTEC SOLAR INC | Retrofit | Sacramento | Sacramento | 95815 | Host Customer is System Owner | [7 empty] | 1140.72 | 27.16 |  | Glycol | Steam Back | Solar Storage and Auxiliary Tanks are separate |  | 1 | 1 | 3534 | Z12 | 93 | Units | Apartments/Condos | 2005019A | 42 | 1 | 1650 | 1 | 115 | 1 | 1377000 | TRUE | 120 | 120 |  | SunEarth - SETR0603mcU + VFS 20-400 |  | SunEarth - SETR0603mcU + VFS 20-400 | City of Sacramento | FALSE | 33.36 |  | 2012-10-31 | 2012-11-06 | 2012-11-01 |  | 2013-01-18 | 2013-01-29 | 4282 | 145600 | Up-front Payment
PGE-001475 | Single Family Residential | Domestic Hot Water | Electric | Pacific Gas and Electric | Incentive:Paid | 1530 |  | 0.54 | 1 |  | 3148 |  | 2833 | 2012-12-10 12:27 | 2012-12-12 | F W H ACQUISITION CO LLC | Retrofit | FREMONT | Alameda | 94538 | Host Customer is System Owner | 4 |  | 2011074A | Apricus Inc. | APSS_CLOSED_AP30_FTB-E-1 | APSS_CLOSED_AP30_FTB-E-1 | Indirect Forced Circulation (IF) | 44.8 |  | AP-30 | Glycol | Advanced Controller with a Vacation or Holiday Mode | Solar and Auxiliary Storage are the same Tank | 80 | 1 | 0.9 | 55 | Z04 | [18 empty] | Freemont | FALSE |  | 2.25 | 2012-11-02 | 2012-12-11 |  |  | 2012-12-10 | 2012-12-12 | 4331 | 7092.61 | Up-front Payment
PGE-001477 | Single Family Residential | Domestic Hot Water | Electric | Pacific Gas and Electric | Incentive:Paid | 1773 |  | 0.54 | 1 |  | 3283 |  | 3283 | 2012-11-17 09:41 | 2013-01-02 | O C G PLUMBING INC | Retrofit | CARMEL | Monterey | 93923 | Host Customer is System Owner | 4 |  | 2009034L | Heliodyne, Inc. | Heliopak | HPAK 016 2 406 G 80 ACS | Indirect Forced Circulation (IF) | 53.9 |  | 406 001 |  |  | Solar and Auxiliary Storage are the same Tank | 80 | 1 | 1 | 55 | Z03 | [18 empty] | Carmel,Montery,Ca | FALSE |  | 3.05 | 2012-11-02 | 2012-11-20 |  |  | 2012-11-17 | 2013-01-02 | 4310 | 10000.49 | Up-front Payment
PGE-001478 | Single Family Residential | Domestic Hot Water | Gas | Pacific Gas and Electric | Incentive:Paid | 2116 | 18.59 |  | 1 | 115 |  | 114 |  | 2012-11-06 13:42 | 2012-11-20 | AZTEC SOLAR INC | Retrofit | SACRAMENTO | Sacramento | 95819 | Host Customer is System Owner | 1 |  | 2001016C | Solahart Industries | SOLAHART | ASG 302J & ASG 302J Free Heat | Indirect Thermosyphon (IT) | 42.7 |  | J | Glycol | HartStat, or equivalent | Solar Storage and Auxiliary Tanks are separate | 80 | 0.99 | 1 | 20 | Z12 | [18 empty] | City of Sacramento | FALSE | 63.7 |  | 2011-06-01: 2012-11-03; 2011-08-03: 2012-11-06; 2011-09-20: 2012-11-20 | 4351 | 7324.94 | Up-front Payment
SCG-001479 | Commercial/Multifamily Residential | Domestic Hot Water | Gas | Southern California Gas Company | Incentive:Paid | 40466 | 14.53 |  | 1 | 2785 |  | 2785 |  | 2012-11-05 21:46 | 2012-11-27 | ALL VALLEY SOLAR INC | Retrofit | N Hollywood | Los Angeles | 91601 | Host Customer is System Owner | [7 empty] | 919.52 | 32.84 |  | Drainback |  | Solar Storage and Auxiliary Tanks are separate |  | 1 | 1 | 1680 | Z09 | 42 | Units | Apartments/Condos | 2007032D | 28 | 2 | 1000 | 1 | 125 | 1 | 990000 | TRUE | 125 | 140 |  |  |  | SunEarth - SETR0603mcU + VFS 10-200 | LADBS | FALSE | 30 |  | 2012-11-05 |  | 2012-11-05 |  | 2012-11-28 | 2012-11-29 | 4335 | 83559 | Up-front Payment
SCG-001480 | Commercial/Multifamily Residential | Domestic Hot Water | Gas | Southern California Gas Company | Incentive:Paid | 18686 | 14.53 |  | 1 | 1286 |  | 1286 |  | 2012-11-05 22:12 | 2012-11-06 | ALL VALLEY SOLAR INC | Retrofit | N Hollywood | Los Angeles | 91605 | Host Customer is System Owner | [7 empty] | 361.24 | 32.84 |  | Drainback |  | Solar Storage and Auxiliary Tanks are separate |  | 1 | 1 | 840 | Z09 | 20 |  |  | 2007032D | 11 | 1 | 500 | 1 | 100 | 1 | 299000 | TRUE | 125 | 140 |  |  |  |  | Los Angeles Building and Safty | FALSE | 33.03 |  | 2012-11-05 |  | 2012-11-05 | 2012-11-06 | 2012-11-28 | 2012-11-29 | 4303 | 42478 | Up-front Payment
SCE-001481 | Single Family Residential | Domestic Hot Water | Electric | Southern California Edison | Incentive:Paid | 1612 |  | 0.54 | 1 |  | 3316 |  | 2984 | 2012-11-13 15:18 | 2012-12-05 | URBAN ENERGY SOLAR INC | Retrofit | Irvine | Orange | 92614 | Host Customer is System Owner | 4 |  | 2011024A | Schuco USA LLLP | Advance Package | Advance II - 75E | Indirect Forced Circulation (IF) | 44.1 |  | CTE 215 CH | Glycol | Advanced Controller with a Vacation or Holiday Mode | Solar and Auxiliary Storage are the same Tank | 75 | 1 | 0.9 | 55 | Z08 | [18 empty] | Irvine | FALSE |  | 2.7 | 2011-06-01: 2012-11-06; 2011-08-03: 2012-11-13; 2011-09-20: 2012-12-05 | 4331 | 8950 | Up-front Payment
SDG-001482 | Commercial/Multifamily Residential | Domestic Hot Water | Gas | San Diego Gas and Electric | Incentive:Paid | 1991 | 14.53 |  | 1 | 137 |  | 137 |  | 2013-03-19 08:34 | 2013-03-28 | REEVES MECHANICAL | Retrofit | San Marcos | San Diego | 92078 | Owner/Tenant | [7 empty] | 64.44 | 32.22 |  | Glycol |  | Solar Storage and Auxiliary Tanks are separate |  | 1 | 1 | 60 | Z07 | 4 |  |  | 2010115D | 2 | 1 | 80 | 1 | 50 | 1 | 35000 | TRUE | 120 | 120 |  |  |  |  | San Diego | FALSE | 70.36 |  | 2013-03-15 |  | 2013-03-19 | 2013-03-28 | 2014-09-24 | 2014-09-30 | 3652 | 9639.18 | Up-front Payment
SDG-001483 | Commercial/Multifamily Residential | Domestic Hot Water | Gas | San Diego Gas and Electric | Incentive:Paid | 26692 | 14.53 |  | 1 | 1837 |  | 1837 |  | 2013-03-19 08:31 | 2013-04-16 | REEVES MECHANICAL | Retrofit | Lake San Marcos | San Diego | 92078 | Owner/Tenant | [7 empty] | 642.72 | 40.17 |  | Glycol | Advanced Controller with a Vacation or Holiday Mode | Solar and Auxiliary Storage are the same Tank |  | 1 | 1 | 900 | Z07 |  |  |  | 2010115A | 16 | 1 | 900 | 2 | 0 | 0 | 399000 | TRUE | 120 | 120 |  |  | McKinstry Essention, Inc | Heliodyne - Delta-T Pro WiFi | County of San Diego | FALSE | 32.2 |  | 2013-03-15 | 2013-03-28 | 2013-03-19 | 2013-04-16 | 2013-09-16 | 2013-11-12 | 3973 | 59159.32 | Up-front Payment
SDG-001484 | Commercial/Multifamily Residential | Domestic Hot Water | Gas | San Diego Gas and Electric | Incentive:Paid | 13862 | 14.53 |  | 1 | 954 |  | 954 |  | 2013-03-19 08:30 | 2013-04-16 | REEVES MECHANICAL | Retrofit | Lake San Marcos | San Diego | 92078 | Owner/Tenant | [7 empty] | 321.36 | 40.17 |  | Glycol | Advanced Controller with a Vacation or Holiday Mode | Solar Storage and Auxiliary Tanks are separate |  | 1 | 1 | 540 | Z07 | 36 | Units | Hotels/Motels | 2010115A | 8 | 1 | 450 | 1 | 100 | 1 | 199000 | TRUE | 120 | 120 |  |  |  |  | San Diego | FALSE | 30.9 |  | 2013-03-15 | 2013-03-28 | 2013-03-19 | 2013-04-16 | 2013-07-15 | 2013-09-03 | 4051 | 29477.92 | Up-front Payment
SDG-001486 | Commercial/Multifamily Residential | Domestic Hot Water | Gas | San Diego Gas and Electric | Incentive:Paid | 15225 | 14.53 |  | 1 | 1103 |  | 1048 |  | 2013-03-19 08:28 | 2013-04-22 | REEVES MECHANICAL | Retrofit | Lake San Marcos | San Diego | 92078 | Owner/Tenant | [7 empty] | 321.36 | 40.17 |  | Glycol | Advanced Controller with a Vacation or Holiday Mode | Solar Storage and Auxiliary Tanks are separate |  | 0.95 | 1 | 720 | Z07 |  |  |  | 2010115A | 8 | 1 | 700 | 1 | 100 | 1 | 199000 | TRUE | 120 | 120 |  |  |  |  | San Diego | FALSE | 26.73 |  | 2013-03-15 | 2013-03-28 | 2013-03-19 | 2013-04-22 | 2013-07-15 | 2013-09-03 | 4051 | 29477.92 | Up-front Payment
PGE-001487 | Single Family Residential | Domestic Hot Water | Gas | Pacific Gas and Electric | Incentive:Paid | 2719 | 18.59 |  | 1 | 169 |  | 164 |  | 2012-12-20 14:00 | 2012-12-24 | F W H ACQUISITION CO LLC | Retrofit | SAN CARLOS | San Mateo | 94070 | Host Customer is System Owner | 5 |  | 2009146A | Apricus Inc. | APSS_CLOSED_AP30_FTB_PBGT | APSS_CLOSED_AP30_FTB_PBGT | Indirect Forced Circulation (IF) | 44.8 |  | AP-30 | Glycol | Advanced Controller with a Vacation or Holiday Mode | Solar Storage with Tankless Auxiliary Water Heater | 80 | 0.97 | 1 | 65 | Z03 | [18 empty] | San Carlos | FALSE | 67.8 |  | 2011-06-01: 2012-11-07; 2011-08-03: 2012-12-20; 2011-09-20: 2012-12-24 | 4317 | 11458.04 | Up-front Payment
SCG-001489 | Single Family Residential | Domestic Hot Water | Gas | Southern California Gas Company | Incentive:Paid | 1893 | 18.59 |  | 1 | 105 |  | 102 |  | 2013-03-19 08:48 | 2013-04-18 | RIBBENS CONSTRUCTION INC | Retrofit | Menifee | Riverside | 92585 | Lease | 5 |  | SM-EF-4PV-2T-G | EchoFirst |  | SM-EF-4PV-2T-G | Indirect Thermosyphon (IT) | 35.52 |  | SM-EL-90 | Glycol | HartStat, or equivalent | Solar Storage and Auxiliary Tanks are separate | 80.04 | 0.97 | 1 | 65 | Z10 | [18 empty] | Menifee Building and Safety | FALSE | 87.99 |  | 2011-06-01: 2012-11-08; 2011-08-03: 2013-03-19; 2011-09-20: 2013-04-18 | 4195 | 9239 | Up-front Payment
PGE-001490 | Single Family Residential | Domestic Hot Water | Gas | Pacific Gas and Electric | Incentive:Paid | 1988 | 18.59 |  | 1 | 108 |  | 107 |  | 2013-01-15 09:30 | 2013-01-30 | RIBBENS CONSTRUCTION INC | Retrofit | BAKERSFIELD | Kern | 93307 | Lease | 4 |  | CL-EF-4PV-2T-G | EchoFirst |  | CL-EF-4PV-2T-G | Indirect Thermosyphon (IT) | 35.52 |  | CL-EL-90 | Glycol | Advanced Controller with a Vacation or Holiday Mode | Solar Storage and Auxiliary Tanks are separate | 80.04 | 0.99 | 1 | 55 | Z13 | [18 empty] | Bakersfield Building and Safety | FALSE | 85.55 |  | 2011-06-01: 2012-11-09; 2011-08-03: 2013-01-15; 2011-09-20: 2013-01-30 | 4279 | 9239 | Up-front Payment
PGE-001491 | Single Family Residential | Domestic Hot Water | Gas | Pacific Gas and Electric | Incentive:Canceled |  | 29.85 |  | 1 | 108 |  | 103 |  |  |  |  | Retrofit | Bakersfield | Kern | 93307 | Lease |  |  | CL-EF-4PV-2T-G | EchoFirst |  | CL-EF-4PV-2T-G | Indirect Thermosyphon (IT) | 35.52 |  | CL-EL-90 | Glycol | HartStat, or equivalent | Solar Storage and Auxiliary Tanks are separate | 80.04 | 0.95 | 1 | 0 | Z13 | [18 empty] | Bakersfield Building and Safety | FALSE | 0 |  | 2011-06-01: 2012-11-09 | 4370 |  | Up-front Payment
SCG-001492 | Single Family Residential | Domestic Hot Water | Gas | Southern California Gas Company | Incentive:Paid | 2719 | 18.59 |  | 1 | 154 |  | 154 |  | 2013-05-24 14:27 | 2013-05-30 | RIBBENS CONSTRUCTION INC | Retrofit | Santa Monica | Los Angeles | 90405 | Lease | 4 |  | CL-EF-4PV-2T-TL | EchoFirst |  | CL-EF-4PV-2T-TL | Indirect Thermosyphon (IT) | 35.52 |  | CL-EL-90 | Glycol | HartStat, or equivalent | Solar Storage with Tankless Auxiliary Water Heater | 80.04 | 1 | 1 | 55 | Z06 | [18 empty] | Santa Monica Building and Safety | FALSE | 59.99 |  | 2011-06-01: 2012-11-09; 2011-08-03: 2013-05-24; 2011-09-20: 2013-05-30 | 4162 | 9239 | Up-front Payment
SCG-001493 | Low Income Multifamily Residential | Domestic Hot Water | Gas | Southern California Gas Company | Incentive:Paid | 48659 | 19.23 |  | 1 | 2582 |  | 2530 |  | 2013-09-27 14:30 | 2013-10-11 | ELECTRO-THERMAL EQUIPMENT CORP | New Construction | North Hills | Los Angeles | 91343 | Host Customer is System Owner | [7 empty] | 660.79 | 38.87 |  | Glycol | Advanced Controller with a Vacation or Holiday Mode | Solar and Auxiliary Storage are the same Tank |  | 0.98 | 1 | 2888 | Z09 | 76 | Units | Apartments/Condos | 2009058C | 17 | 2 | 1000 | 1 |  |  | 1000000 | TRUE | 130 | 130 |  |  |  | SunReports - SR1000GVFS5-100 | VCA Code Group | FALSE | 53.51 |  | 2013-08-27 |  | 2013-09-27 | 2013-10-11 | 2013-11-26 | 2014-01-09 | 3917 | 138164 | Up-front Payment
SDG-001494 | Single Family Residential | Domestic Hot Water | Gas | San Diego Gas and Electric | Incentive:Paid | 2416 | 18.59 |  | 1 | 134 |  | 130 |  | 2012-11-29 17:14 | 2012-12-17 | SOLARE ENERGY INC | Retrofit | El Cajon | San Diego | 92020 | Host Customer is System Owner | 4 |  | 2009036H | Heliodyne, Inc. | Heliopak | HPAK 016 2 406 G 80 ACD Z | Indirect Forced Circulation (IF) | 53.9 |  | 406 001 | Glycol | Advanced Controller with a Vacation or Holiday Mode | Solar Storage and Auxiliary Tanks are separate | 80 | 0.97 | 1 | 55 | Z07 | [18 empty] | El Cajon | FALSE | 70.82 |  | 2011-06-01: 2012-11-09; 2011-08-03: 2012-11-29; 2011-09-20: 2012-12-17 | 4315 | 9490 | Up-front Payment
PGE-001496 | Single Family Residential | Domestic Hot Water | Gas | Pacific Gas and Electric | Incentive:Paid | 2718 | 18.59 |  | 1 | 162 |  | 146 |  | 2012-11-18 13:39 | 2012-11-30 | GREEN CONSTRUCTION SERVICE | Retrofit | CHICO | Butte | 95973 | Host Customer is System Owner | 3 |  | 2009156B | VELUX America Inc. | VELUX | CLI-U12 SK0 (W/L/F/P) 218 AUX GAS | Indirect Forced Circulation (IF) | 54.1 |  | CLI U12 4000 | Glycol | Advanced Controller with a Vacation or Holiday Mode | Solar Storage and Auxiliary Tanks are separate | 75 | 0.95 | 0.95 | 45 | Z16 | [18 empty] | chico | FALSE | 52.04 |  | 2012-11-10 | 2012-11-20 |  |  | 2012-11-18 | 2012-11-30 | 4338 | 8430 | Up-front Payment
SCG-001497 | Single Family Residential | Domestic Hot Water | Gas | Southern California Gas Company | Incentive:Paid | 1530 | 18.59 |  | 1 | 105 |  | 82 |  | 2013-01-14 09:20 | 2013-03-12 | RIBBENS CONSTRUCTION INC | Retrofit | BAKERSFIELD | Kern | 93314 | Lease | 4 |  | SM-EF-4PV-2T-G | EchoFirst |  | SM-EF-4PV-2T-G | Indirect Thermosyphon (IT) | 35.52 |  | SM-EL-90 | Glycol | Advanced Controller with a Vacation or Holiday Mode | Solar Storage and Auxiliary Tanks are separate | 80.04 | 0.98 | 0.8 | 55 | Z13 | [18 empty] | Bakersfield Building and Safety | FALSE | 87.99 |  | 2012-11-12 | 2013-01-14 |  |  | 2013-01-14 | 2013-03-12 | 4195 | 9239 | Up-front Payment
PGE-001498 | Single Family Residential | Domestic Hot Water | Propane | Pacific Gas and Electric | Incentive:Paid | 1834 | 0.54 |  | 1 | 4747 |  | 4747 |  | 2012-11-27 15:22 | 2012-12-20 | RIBBENS CONSTRUCTION INC | Retrofit | SANTA MARIA | Santa Barbara | 93454 | Host Customer is System Owner | 4 |  | S-7027_4C6R-20PV4T-OL80-TLG | EchoFirst |  | 4C6R-20PV4T-OL80-TLG | Indirect Thermosyphon (IT) | 77.5 |  | CL-T-370 | Glycol | HartStat, or equivalent | Solar Storage with Tankless Auxiliary Water Heater | 80.04 | 1 | 1 | 55 | Z05 | [18 empty] | County of Santa Barbara | FALSE | 1.95 |  | 2012-11-12 | 2012-12-20 |  |  | 2012-11-27 | 2012-12-20 | 4321 | 9239 | Up-front Payment
SCG-001499 | Single Family Residential | Domestic Hot Water | Gas | Southern California Gas Company | Incentive:Paid | 2126 | 18.59 |  | 1 | 131 |  | 114 |  | 2012-11-19 08:08 | 2012-12-21 | RIBBENS CONSTRUCTION INC | Retrofit | Placentia | Orange | 92870 | Host Customer is System Owner | 10 |  | CL-EF-6PV-3T-G | EchoFirst |  | CL-EF-6PV-3T-G | Indirect Thermosyphon (IT) | 52.74 |  | CL-EL-90 | Glycol | HartStat, or equivalent | Solar Storage with Tankless Auxiliary Water Heater | 80.04 | 0.97 | 0.9 | 115 | Z08 | [18 empty] | Placentia Building Department | FALSE | 70.53 |  | 2011-06-01: 2012-11-12; 2011-08-03: 2012-11-19; 2011-09-20: 2012-12-21 | 4288 | 9239 | Up-front Payment
SCE-001503 | Single Family Residential | Domestic Hot Water | Propane | Southern California Edison | Incentive:Paid | 1834 | 0.54 |  | 1 | 4747 |  | 4747 |  | 2012-11-16 15:20 | 2012-11-26 | ALL VALLEY SOLAR INC | Retrofit | Topanga | Los Angeles | 90290 | Host Customer is System Owner | 3 |  | 2001028H | SunEarth, Inc. | Cascade | ECRD-64-80-2G | Indirect Forced Circulation (IF) | 65.7 |  | EC-32 | Automatic Drainback |  | Solar Storage and Auxiliary Tanks are separate | 80 | 1 | 1 | 45 | Z09 | [18 empty] | Calabassas Building and Safety | FALSE | 2.27 |  | 2011-06-01: 2012-11-13; 2011-08-03: 2012-11-16; 2011-09-20: 2012-11-26 | 4343 | 10764 | Up-front Payment
SCG-001504 | Low Income Multifamily Residential | Domestic Hot Water | Gas | Southern California Gas Company | Incentive:Paid | 11211 | 19.23 |  | 1 | 583 |  | 583 |  | 2013-05-25 13:07 | 2013-06-28 | SOUTHERN CALIFORNIA SOLAR INC | New Construction | Thousand Oaks | Ventura | 91362 | Host Customer is System Owner | [7 empty] | 241.02 | 40.17 |  | Glycol | Advanced Controller with a Thermal Cycling Function | Solar Storage and Auxiliary Tanks are separate |  | 1 | 1 | 360 | Z09 | 18 | Units | Apartments/Condos | 2010115A | 6 | 1 | 357 | 3 | 100 | 1 | 135000 | TRUE | 120 | 120 |  |  |  |  | City of Thousand Oaks | FALSE | 89.2 |  | 2012-11-13 |  | 2013-05-25 | 2013-06-28 | 2013-08-06 | 2013-08-20 | 4071 | 52005.84 | Up-front Payment
SCG-001505 | Commercial/Multifamily Residential | Domestic Hot Water | Gas | Southern California Gas Company | Incentive:Paid | 57030 | 14.53 |  | 1 | 3925 |  | 3925 |  | 2013-01-09 10:33 | 2013-01-29 | ELECTRO-THERMAL EQUIPMENT CORP | Retrofit | Los Angeles | Los Angeles | 90034 | Host Customer is System Owner | [7 empty] | 1166.1 | 38.87 |  | Drainback |  | Solar Storage and Auxiliary Tanks are separate |  | 1 | 1 | 2356 | Z08 | 62 | Units | Apartments/Condos | 2009058C | 30 | 4 | 1240 | 1 | 100 | 1 | 350000 | TRUE | 130 | 130 |  |  | SunReports, Inc | SunReports - SR1000GVFS5-100 | Los Angeles | FALSE | 17.26 |  | 2012-12-18 |  | 2013-01-09 |  | 2013-10-21 | 2013-12-04 | 3961 | 67738 | Up-front Payment
SCG-001508 | Single Family Residential | Domestic Hot Water | Gas | Southern California Gas Company | Incentive:Paid | 1747 | 18.59 |  | 1 | 94 |  | 94 |  | 2012-11-26 13:03 | 2012-12-13 | SUNTREK INDUSTRIES INC | Retrofit | Trabuco Canyon | Orange | 92679 | Host Customer is System Owner | 5 |  | 2001002C | SunEarth, Inc. | CopperHeart | CP-40G | Direct Integral Collector Storage (DI) | 24.9 |  | (No Model Number) |  |  | Solar Storage and Auxiliary Tanks are separate | 40 | 1 | 1 | 65 | Z08 | [18 empty] | Rancho Santa Margarita | FALSE | 69.15 |  | 2012-11-16 | 2012-12-03 |  |  | 2012-11-26 | 2012-12-13 | 4323 | 6500 | Up-front Payment
PGE-001514 | Single Family Residential | Domestic Hot Water | Propane | Pacific Gas and Electric | Incentive:Paid | 1668 | 0.54 |  | 1 | 3252 |  | 3089 |  | 2012-11-26 11:34 | 2012-11-28 | AZTEC SOLAR INC | Retrofit | AUBURN | Placer | 95602 | Host Customer is System Owner | 3 |  | 2001016C | Solahart Industries | SOLAHART | ASG 302J & ASG 302J Free Heat | Indirect Thermosyphon (IT) | 42.7 |  | J | Glycol | HartStat, or equivalent | Solar Storage and Auxiliary Tanks are separate | 80 | 1 | 0.95 | 45 | Z11 | [18 empty] | Placer County | FALSE | 2.39 |  | 2011-06-01: 2012-11-19; 2011-08-03: 2012-11-26; 2011-09-20: 2012-11-28 | 4342 | 7761.51 | Up-front Payment
PGE-001515 | Low Income Multifamily Residential | Domestic Hot Water | Gas | Pacific Gas and Electric | Incentive:Paid | 39579 | 19.23 |  | 1 | 2079 |  | 2058 |  | 2013-01-03 15:29 | 2013-02-01 | SUN LIGHT & POWER | New Construction | LAFAYETTE |  | 94549 | Host Customer is System Owner | [7 empty] | 522.21 | 40.17 |  | Glycol | Advanced Controller with a Vacation or Holiday Mode | Solar Storage and Auxiliary Tanks are separate |  | 0.99 | 1 | 1840 | Z12 | 59 | Units | Apartments/Condos | 2010115A | 13 | 1 | 720 | 1 | 313 | 1 | 379000 | TRUE | 135 | 130 |  | Heliodyne - Delta-T Pro Ethernet |  | Heliodyne - Delta-T Pro Ethernet | Contra Costa County | FALSE | 24.97 |  | 2013-01-03 | 2013-01-09 | 2013-01-03 |  | 2014-02-12 | 2014-04-10 | 3834 | 51911.12 | Up-front Payment
SCG-001516 | Low Income Multifamily Residential | Domestic Hot Water | Gas | Southern California Gas Company | Incentive:Paid | 7134 | 19.23 |  | 1 | 371 |  | 371 |  | 2013-05-25 13:07 | 2013-06-28 | SOUTHERN CALIFORNIA SOLAR INC | New Construction | Thousand Oaks | Ventura | 91362 | Host Customer is System Owner | [7 empty] | 160.68 | 40.17 |  | Glycol | Advanced Controller with a Thermal Cycling Function | Solar Storage and Auxiliary Tanks are separate |  | 1 | 1 | 240 | Z09 | 12 | Units | Apartments/Condos | 2010115A | 4 | 1 | 238 | 2 | 100 | 1 | 135000 | FALSE | 120 | 120 |  |  |  |  | City of Thousand Oaks | FALSE | 83.95 |  | 2012-11-19 |  | 2013-05-25 | 2013-06-28 | 2013-08-06 | 2013-09-13 | 4034 | 31146.59 | Up-front Payment
PGE-001517 | Single Family Residential | Domestic Hot Water | Electric | Pacific Gas and Electric | Incentive:Paid | 1261 |  | 0.54 | 1 |  | 2458 |  | 2335 | 2012-12-11 11:26 | 2013-01-25 | SIERRA VALLEY MECHANICAL | Retrofit | NEWCASTLE | Placer | 95658 | Host Customer is System Owner | 2 |  | 2000007A | ACR Solar International | Skyline System 5 | 200152C80EX | Indirect Forced Circulation (IF) | 40.1 |  | 20-01 | Glycol | Advanced Controller with a Vacation or Holiday Mode | Solar and Auxiliary Storage are the same Tank | 80 | 1 | 0.95 | 35 | Z12 | [18 empty] | Placer County | FALSE |  | 2.85 | 2012-11-19 | 2012-12-11 |  |  | 2012-12-11 | 2013-01-25 | 4289 | 7000 | Up-front Payment
SCG-001518 | Low Income Multifamily Residential | Domestic Hot Water | Gas | Southern California Gas Company | Incentive:Paid | 3558 | 19.23 |  | 1 | 185 |  | 185 |  | 2013-05-25 13:06 | 2013-06-28 | SOUTHERN CALIFORNIA SOLAR INC | New Construction | Thousand Oaks | Ventura | 91362 | Host Customer is System Owner | [7 empty] | 80.34 | 40.17 |  | Glycol | Advanced Controller with a Thermal Cycling Function | Solar Storage and Auxiliary Tanks are separate |  | 1 | 1 | 120 | Z09 | 6 | Units | Apartments/Condos | 2010115A | 2 | 1 | 119 | 1 | 50 | 1 | 10000 | FALSE | 120 | 120 |  |  |  |  | City of Thousand Oaks | FALSE | 114.73 |  | 2012-11-19 |  | 2013-05-25 | 2013-06-28 | 2013-08-06 | 2013-09-13 | 4034 | 21224.34 | Up-front Payment
SCG-001519 | Low Income Multifamily Residential | Domestic Hot Water | Gas | Southern California Gas Company | Incentive:Paid | 5250 | 19.23 |  | 1 | 273 |  | 273 |  | 2013-05-25 13:06 | 2013-06-28 | SOUTHERN CALIFORNIA SOLAR INC | New Construction | Thousand Oaks | Ventura | 91362 | Host Customer is System Owner | [7 empty] | 160.68 | 40.17 |  | Glycol | Advanced Controller with a Thermal Cycling Function | Solar Storage and Auxiliary Tanks are separate |  | 1 | 1 | 160 | Z09 | 8 | Units | Apartments/Condos | 2010115A | 4 | 1 | 238 | 2 | 60 | 1 | 12000 | FALSE | 120 | 120 |  |  |  |  | City of Thousand Oaks | FALSE | 114.09 |  | 2012-11-19 |  | 2013-05-25 | 2013-06-28 | 2013-08-06 | 2013-09-13 | 4034 | 31146.59 | Up-front Payment
SCG-001521 | Single Family Residential | Domestic Hot Water | Gas | Southern California Gas Company | Incentive:Paid | 22170 | 18.59 |  | 1 | 159 |  | 119 |  | 2012-12-27 09:02 | 2013-01-18 | URBAN ENERGY SOLAR INC | Retrofit | Coto De Caza | Orange | 92679 | Host Customer is System Owner | 3 |  | 2011025A | Schuco USA LLLP | Advance Package | Advance II - 75G | Indirect Forced Circulation (IF) | 44.1 |  | CTE 215 CH | Glycol | Advanced Controller with a Vacation or Holiday Mode | Solar Storage and Auxiliary Tanks are separate | 75 | 1 | 0.75 | 45 | Z08 | [18 empty] | County Of Orange | FALSE | 47.17 |  | 2011-06-01: 2012-11-20; 2011-08-03: 2012-12-27; 2011-09-20: 2013-01-18 | 4271 | 7500 | Up-front Payment
PGE-001524 | Commercial/Multifamily Residential | Domestic Hot Water | Gas | Pacific Gas and Electric | Incentive:Paid | 25355 | 14.53 |  | 1 | 1745 |  | 1745 |  | 2013-09-04 08:59 | 2013-10-10 | COGENRA DEVELOPMENT INC | Retrofit | Petaluma | Sonoma | 94952 | Host Customer is System Owner | [7 empty] | 724.2 | 36.21 |  | Glycol | Other | Solar Storage and Auxiliary Tanks are separate |  | 1 | 1 | 2100 | Z02 |  |  | Other | 2011127A | 20 | 2 | 795 | 3 | 100 | 1 | 5100000 | TRUE | 125 | 135 |  |  |  |  | City of Petaluma, Community Development Dept | FALSE | 62.37 |  | 2012-11-21 | 2013-12-23 | 2013-09-04 | 2013-10-10 | 2013-11-13 | 2013-12-23 | 3923 | 108840 | Up-front Payment
PGE-001525 | Single Family Residential | Domestic Hot Water | Propane | Pacific Gas and Electric | Incentive:Paid | 1518 | 0.54 |  | 1 | 2959 |  | 2811 |  | 2013-01-08 08:17 | 2013-01-10 | SIERRA PACIFIC HOME & COMFORT INC | Retrofit | MARYSVILLE | Yuba | 95901 | Host Customer is System Owner | 2 |  | 2010068D | Fafco, Inc. | 500 Series | AC-16UX6-50G-50S | Indirect Forced Circulation (IF) | 96 |  | 8890 | Glycol | Advanced Controller with a Vacation or Holiday Mode | Solar Storage and Auxiliary Tanks are separate | 50 | 1 | 0.95 | 35 | Z11 | [18 empty] | Yuba County | FALSE | 2.82 |  | 2012-11-26 | 2013-01-09 |  |  | 2013-01-08 | 2013-01-10 | 4302 | 8355.51 | Up-front Payment
PGE-001526 | Commercial/Multifamily Residential | Domestic Hot Water | Gas | Pacific Gas and Electric | Incentive:Canceled | 500000 | 14.53 |  | 1 | 39851 |  | 39851 |  | 2013-03-01 13:05 | 2013-03-15 | SUNWATER SOLAR INC | Retrofit | Fairfield |  | 94533 | Host Customer is System Owner | [7 empty] | 15067 | 57.95 |  | Forced Circulation |  | Solar Storage with Tankless Auxiliary Water Heater |  | 1 | 1 | 75503 | Z12 | 10000 |  | Other | 2010068A | 260 | 12 | 15067 | 1 | 0 | 0 | 150000 | TRUE | 140 | 180 | [5 empty] | TRUE | 19.7 |  | 2012-11-26 | 2013-03-06 | 2013-03-01 | 2013-03-15 |  |  | 4243 | 785001 | Up-front Payment
PGE-001527 | Low Income Multifamily Residential | Domestic Hot Water | Gas | Pacific Gas and Electric | Incentive:Paid | 40479 | 19.23 |  | 1 | 2105 |  | 2105 |  | 2014-06-13 07:09 | 2014-06-26 | SOLARIX SYSTEMS | New Construction | NOVATO | Marin | 94947 | Host Customer is System Owner | [7 empty] | 642.72 | 40.17 |  | Glycol | Advanced Controller with a Vacation or Holiday Mode | Solar Storage and Auxiliary Tanks are separate |  | 1 | 1 | 1800 | Z02 | 61 | Units | Apartments/Condos | 2010115A | 16 | 1 | 712 | 1 | 238 | 2 | 399999 | TRUE | 130 | 120 |  | Heliodyne - Delta-T Pro Ethernet |  | Heliodyne - Delta-T Pro Ethernet | City of Novato, CA | FALSE | 45.85 |  | 2012-11-27 |  | 2014-06-13 | 2014-06-26 | 2014-07-19 | 2014-08-15 | 3700 | 96514 | Up-front Payment
PGE-001528 | Single Family Residential | Domestic Hot Water | Electric | Pacific Gas and Electric | Incentive:Paid | 979 |  | 0.54 | 1 |  | 2132 |  | 1812 | 2012-12-17 16:02 | 2012-12-18 | AZTEC SOLAR INC | Retrofit | LINCOLN | Placer | 95648 | Host Customer is System Owner | 2 |  | 2001010C | Solahart Industries | SOLAHART | 302J & 302J Free Heat | Indirect Thermosyphon (IT) | 42.7 |  | J | Glycol | HartStat, or equivalent | Solar and Auxiliary Storage are the same Tank | 80 | 0.85 | 1 | 35 | Z11 | [18 empty] | Placer County | FALSE |  | 3.95 | 2011-06-01: 2012-11-27; 2011-08-03: 2012-12-17; 2011-09-20: 2012-12-18 | 4322 | 8411.51 | Up-front Payment
SCG-001529 | Commercial/Multifamily Residential | Domestic Hot Water | Gas | Southern California Gas Company | Incentive:Paid | 15818 | 14.53 |  | 1 | 1134 |  | 1089 |  | 2012-11-29 07:02 | 2012-11-29 | ALL VALLEY SOLAR INC | Retrofit | Los Angeles | Los Angeles | 90016 | Host Customer is System Owner | [7 empty] | 368.1 | 40.9 |  | Drainback |  | Solar Storage and Auxiliary Tanks are separate |  | 0.96 | 1 | 546 | Z09 | 13 | Units | Apartments/Condos | 2007032A | 9 | 1 | 650 | 1 | 100 | 1 | 199000 | TRUE | 130 | 140 |  |  |  |  | LADBS | FALSE | 42.29 |  | 2012-11-29 |  | 2012-11-29 | 2012-11-29 | 2012-12-06 | 2012-12-11 | 4323 | 47960 | Up-front Payment
SCG-001530 | Commercial/Multifamily Residential | Domestic Hot Water | Gas | Southern California Gas Company | Incentive:Paid | 35395 | 14.53 |  | 1 | 2436 |  | 2436 |  | 2012-11-28 15:35 | 2012-12-05 | ALL VALLEY SOLAR INC | Retrofit | Sherman Oaks | Los Angeles | 91423 | Host Customer is System Owner | [7 empty] | 736.2 | 40.9 |  | Drainback |  | Solar Storage and Auxiliary Tanks are separate |  | 1 | 1 | 1400 | Z09 | 35 |  |  | 2007032A | 18 | 1 | 950 | 1 | 200 | 2 | 389000 | TRUE | 125 | 140 |  |  |  | SunEarth - SETR0603mcU + VFS 10-200 | LADBS | FALSE | 27.29 |  | 2012-11-28 |  | 2012-11-28 |  | 2012-12-05 | 2012-12-05 | 4335 | 66485 | Up-front Payment
SDG-001531 | Commercial/Multifamily Residential | Domestic Hot Water | Electric | San Diego Gas and Electric | Incentive:Paid | 11440 |  | 0.42 | 1 |  | 27237 |  | 27237 | 2013-02-15 10:15 | 2013-03-11 | ADROIT ENERGY INC | Retrofit | San Marcos | San Diego | 92069 | Host Customer is System Owner | [7 empty] | 651.78 | 36.21 |  | Glycol | Other | Solar Storage and Auxiliary Tanks are separate |  | 1 | 1 | 1548 | Z10 |  |  | Other | 2011127A | 18 | 2 | 940 | 1 | 940 | 1 | 25 | TRUE | 140 | 150 |  |  |  |  | City of San Marcos | FALSE |  | 4.06 | 2012-11-28 | 2013-02-20 | 2013-02-15 | 2013-03-11 | 2013-06-07 | 2013-06-21 | 4128 | 110700 | Up-front Payment
SCG-001532 | Commercial/Multifamily Residential | Domestic Hot Water | Gas | Southern California Gas Company | Incentive:Paid | 14733 | 14.53 |  | 1 | 1014 |  | 1014 |  | 2012-11-29 08:23 | 2012-12-11 | ALL VALLEY SOLAR INC | Retrofit | Los Angeles | Los Angeles | 90016 | Host Customer is System Owner | [7 empty] | 327.2 | 40.9 |  | Drainback |  | Solar Storage and Auxiliary Tanks are separate |  | 1 | 1 | 504 | Z09 | 12 | Units | Apartments/Condos | 2007032A | 8 | 1 | 500 | 1 | 100 | 1 | 199000 | TRUE | 125 | 140 |  |  |  |  | LADBS | FALSE | 35.55 |  | 2012-11-29 |  | 2012-11-29 | 2012-12-11 | 2012-12-12 | 2012-12-21 | 4288 | 36050 | Up-front Payment
SCG-001533 | Single Family Residential | Domestic Hot Water | Gas | Southern California Gas Company | Incentive:Paid | 2719 | 18.59 |  | 1 | 166 |  | 164 |  | 2012-12-10 13:37 | 2012-12-11 | GERALD MOORE | Retrofit | Pasadena | Los Angeles | 91105 | Host Customer is System Owner | 7 |  | 2001028U | SunEarth, Inc. | Cascade | EPRD-80-120-2G | Indirect Forced Circulation (IF) | 81.8 |  | EP-40 | Automatic Drainback |  | Solar Storage and Auxiliary Tanks are separate | 120 | 0.99 | 1 | 85 | Z09 | [18 empty] | Pasadena | FALSE | 44.28 |  | 2011-06-01: 2012-11-28; 2011-08-03: 2012-12-10; 2011-09-20: 2012-12-11 | 4323 | 7350 | Up-front Payment
SDG-001534 | Single Family Residential | Domestic Hot Water | Electric | San Diego Gas and Electric | Incentive:Paid | 1637 |  | 0.54 | 1 |  | 3192 |  | 3032 | 2013-01-09 20:16 | 2013-02-01 | SAN LUIS SOLAR | Retrofit | Alpine | San Diego | 91901 | Host Customer is System Owner | 2 |  | 1993001D | SunEarth, Inc. | SolaRay | TE40C-80-1 | Indirect Forced Circulation (IF) | 40.9 |  | EC-40 | Glycol | Advanced Controller with a Vacation or Holiday Mode | Solar and Auxiliary Storage are the same Tank | 80 | 1 | 0.95 | 35 | Z14 | [18 empty] | San Diego County | FALSE |  | 2.53 | 2011-06-01: 2012-11-28; 2011-08-03: 2013-01-09; 2011-09-20: 2013-02-01 | 4271 | 8080 | Up-front Payment
PGE-001535 | Single Family Residential | Domestic Hot Water | Gas | Pacific Gas and Electric | Incentive:Paid | 2534 | 18.59 |  | 1 | 142 |  | 136 |  | 2012-12-13 13:34 | 2013-01-02 | MILAROX | Retrofit | SAN FRANCISCO | San Francisco | 94107 | Host Customer is System Owner | 4 |  | 2007023A | Heat Transfer Products | Phoenix Solar | PH-80S | Indirect Forced Circulation (IF) | 39.8 |  | AE-40E | Glycol | Advanced Controller with a Vacation or Holiday Mode | Solar and Auxiliary Storage are the same Tank | 80 | 0.96 | 1 | 55 | Z03 | [18 empty] | San Francisco | FALSE | 120.87 |  | 2012-11-28 | 2012-12-17 |  |  | 2012-12-13 | 2013-01-02 | 4310 | 17164 | Up-front Payment
SCG-001537 | Commercial/Multifamily Residential | Domestic Hot Water | Gas | Southern California Gas Company | Incentive:Paid | 22196 | 14.53 |  | 1 | 1608 |  | 1528 |  | 2012-11-29 07:59 | 2012-12-11 | ALL VALLEY SOLAR INC | Retrofit | Los Angeles | Los Angeles | 90016 | Host Customer is System Owner | [7 empty] | 449.9 | 40.9 |  | Drainback |  | Solar Storage and Auxiliary Tanks are separate |  | 0.95 | 1 | 960 | Z09 | 24 |  |  | 2007032A | 11 | 2 | 650 | 1 | 100 | 1 | 299000 | TRUE | 125 | 140 |  |  |  |  | LADBS | FALSE | 27.36 |  | 2012-11-29 |  | 2012-11-29 | 2012-12-11 | 2012-12-12 | 2012-12-13 | 4323 | 43993 | Up-front Payment
PGE-001538 | Single Family Residential | Domestic Hot Water | Propane | Pacific Gas and Electric | Incentive:Canceled | 1834 | 0.54 |  | 1 | 3721 |  | 3721 |  | 2012-12-27 11:35 |  | ADVANCED CONSERVATION SYSTEMS INC | Retrofit | Pinon Hills | San Bernardino | 92372 | Host Customer is System Owner | 2 |  | 2001028A | SunEarth, Inc. | Cascade | EPRD-40-80-2G | Indirect Forced Circulation (IF) | 40.9 |  | EP-40 | Automatic Drainback |  | Solar Storage and Auxiliary Tanks are separate | 80 | 1 | 1 | 35 | Z14 | [18 empty] | County of San Bernidino | FALSE | 2.07 |  | 2011-06-01: 2012-11-29; 2011-06-21: 2012-12-31; 2011-08-03: 2012-12-27 | 4306 | 7700 | Up-front Payment
PGE-001539 | Single Family Residential | Domestic Hot Water | Electric | Pacific Gas and Electric | Incentive:Paid | 959 |  | 0.54 | 1 |  | 2132 |  | 1776 | 2012-11-29 14:51 | 2012-11-30 | AZTEC SOLAR INC | Retrofit | PENRYN | Placer | 95663 | Host Customer is System Owner | 2 |  | 2001010C | Solahart Industries | SOLAHART | 302J & 302J Free Heat | Indirect Thermosyphon (IT) | 42.7 |  | J | Glycol | HartStat, or equivalent | Solar and Auxiliary Storage are the same Tank | 80 | 0.98 | 0.85 | 35 | Z11 | [18 empty] | Placer County | FALSE |  | 3.45 | 2011-06-01: 2012-11-29; 2011-08-03: 2012-11-29; 2011-09-20: 2012-11-30 | 4338 | 7361.56 | Up-front Payment
PGE-001541 | Single Family Residential | Domestic Hot Water | Electric | Pacific Gas and Electric | Incentive:Paid | 1261 |  | 0.54 | 1 |  | 2458 |  | 2335 | 2012-12-18 11:40 | 2013-01-08 | ACR SOLAR INTERNATIONAL CORP | Retrofit | CAMERON PARK | El Dorado | 95682 | Host Customer is System Owner | 4 |  | 2000007A | ACR Solar International | Skyline System 5 | 200152C80EX | Indirect Forced Circulation (IF) | 40.1 |  | 20-01 | Glycol | Other | Solar and Auxiliary Storage are the same Tank | 80 | 1 | 0.95 | 55 | Z12 | [18 empty] | El Dorado County | FALSE |  | 2.82 | 2011-06-01: 2012-11-29; 2011-08-03: 2012-12-18; 2011-09-20: 2013-01-08 | 4302 | 6930 | Up-front Payment
SCG-001542 | Single Family Residential | Domestic Hot Water | Gas | Southern California Gas Company | Incentive:Paid | 2190 | 18.59 |  | 1 | 119 |  | 118 |  | 2012-12-03 15:26 | 2012-12-07 | GERALD MOORE | Retrofit | Los Angeles | Los Angeles | 90232 | Host Customer is System Owner | 3 |  | 2001028A | SunEarth, Inc. | Cascade | EPRD-40-80-2G | Indirect Forced Circulation (IF) | 40.9 |  | EP-40 | Automatic Drainback |  | Solar Storage and Auxiliary Tanks are separate | 80 | 0.99 | 1 | 45 | Z08 | [18 empty] | Culver City, LA, CA | FALSE | 60.46 |  | 2011-06-01: 2012-11-30; 2011-08-03: 2012-12-03; 2011-09-20: 2012-12-07 | 4323 | 7195 | Up-front Payment
SCG-001543 | Single Family Residential | Domestic Hot Water | Gas | Southern California Gas Company | Incentive:Paid | 2208 | 18.59 |  | 1 | 120 |  | 119 |  | 2012-12-04 15:00 | 2012-12-07 | GERALD MOORE | Retrofit | Los Angeles | Los Angeles | 90042 | Host Customer is System Owner | 3 |  | 2001028A | SunEarth, Inc. | Cascade | EPRD-40-80-2G | Indirect Forced Circulation (IF) | 40.9 |  | EP-40 | Automatic Drainback |  | Solar Storage with Tankless Auxiliary Water Heater | 80 | 0.99 | 1 | 45 | Z09 | [18 empty] | LADBS, Los Angeles, CA | FALSE | 59.54 |  | 2011-06-01: 2012-11-30; 2011-08-03: 2012-12-04; 2011-09-20: 2012-12-07 | 4323 | 7145 | Up-front Payment
SCG-001544 | Single Family Residential | Domestic Hot Water | Gas | Southern California Gas Company | Incentive:Paid | 1766 | 18.59 |  | 1 | 95 |  | 95 |  | 2012-12-11 08:32 | 2012-12-11 | THE SOLAR ENERGY COMPANY INC | Retrofit | Santa Barbara | Santa Barbara | 93105 | Host Customer is System Owner | 2 |  | 2012002B | Integrated Solar LLC | Architectural Series Drainback Solar Water Heating Systems | ASDX-50-G-32P | Indirect Forced Circulation (IF) | 31.9 |  | AS408P | Automatic Drainback |  | Solar Storage and Auxiliary Tanks are separate | 50 | 1 | 1 | 35 | Z05 | [18 empty] | Santa Barbara | FALSE | 84.21 |  | 2011-06-01: 2012-12-03; 2011-08-03: 2012-12-11; 2011-09-20: 2012-12-11 | 4323 | 8000 | Up-front Payment
PGE-001545 | Low Income Multifamily Residential | Domestic Hot Water | Gas | Pacific Gas and Electric | Incentive:Paid | 17413 | 19.23 |  | 1 | 924 |  | 906 |  | 2013-04-16 13:57 | 2013-05-14 | SUN LIGHT & POWER | Retrofit | SUNNYVALE | Santa Clara | 94086 | Host Customer is System Owner | [7 empty] | 281.19 | 40.17 |  | Glycol | Advanced Controller with a Vacation or Holiday Mode | Solar Storage and Auxiliary Tanks are separate |  | 0.98 | 1 | 840 | Z04 | 20 | Units | Apartments/Condos | 2010115A | 7 | 2 | 400 | 1 | 130 | 1 | 500000 | TRUE | 140 | 120 |  |  |  |  | City of Sunnyvale | FALSE | 51.84 |  | 2013-01-29 | 2013-04-19 | 2013-04-16 | 2013-05-14 | 2013-09-09 | 2013-09-13 | 4033 | 47901 | Up-front Payment
PGE-001546 | Commercial/Multifamily Residential | Domestic Hot Water | Gas | Pacific Gas and Electric | Incentive:Paid | 23495 | 14.53 |  | 1 | 1617 |  | 1617 |  | 2013-01-22 15:30 | 2013-02-11 | PELTON'S SOLAR SERVICE | New Construction | GRASS VALLEY | Nevada | 95949 | Host Customer is System Owner | [7 empty] | 612.9 | 40.86 |  | Drainback |  | Solar Storage and Auxiliary Tanks are separate |  | 1 | 1 | 1280 | Z11 | 32 | Units | Apartments/Condos | 2006024E | 15 | 1 | 800 | 1 | 360 | 3 | 600000 | TRUE | 135 | 120 |  | SunReports - SR1000GVFS2-40 | SunReports, Inc | SunReports - SR1000GVFS2-40 | City of Grass Valley | FALSE | 59.74 |  | 2012-12-03 | 2013-01-29 | 2013-01-22 |  | 2013-04-05 | 2013-04-26 | 4163 | 96600 | Up-front Payment
SDG-001547 | Low Income Multifamily Residential | Domestic Hot Water | Gas | San Diego Gas and Electric | Incentive:Paid | 44537 | 19.23 |  | 1 | 2316 |  | 2316 |  | 2013-03-06 12:48 | 2013-04-04 | ADROIT ENERGY INC | New Construction | Escondido | San Diego | 92026 | Host Customer is System Owner | [7 empty] | 810.6 | 28.95 |  | Glycol | Advanced Controller with a Vacation or Holiday Mode | Solar Storage and Auxiliary Tanks are separate |  | 1 | 1 | 1440 | Z10 | 36 | Units | Apartments/Condos | 2009017A | 28 | 1 | 1200 | 1 | 240 | 2 | 399000 | TRUE | 120 | 120 |  |  | NegaWatt Consulting | Heliodyne - Delta-T Pro WiFi | San Diego County | FALSE | 49.23 |  | 2012-12-03 | 2013-03-21 | 2013-03-06 | 2013-04-04 | 2013-09-16 | 2013-09-30 | 4030 | 114015 | Up-front Payment
SDG-001548 | Commercial/Multifamily Residential | Domestic Hot Water | Gas | San Diego Gas and Electric | Incentive:Paid | 81353 | 14.53 |  | 1 | 5599 |  | 5599 |  | 2013-03-22 11:34 | 2013-05-08 | ADROIT ENERGY INC | New Construction | San Marcos | San Diego | 92078 | Host Customer is System Owner | [7 empty] | 3476.16 | 36.21 |  | Glycol | Other | Solar Storage and Auxiliary Tanks are separate |  | 1 | 1 | 7761 | Z07 | 597 | Persons | Men's Dormitories | 2011127A | 96 | 2 | 4808 | 2 | 3000 | 2 | 3700000 | TRUE | 125 | 140 |  |  |  | Cogenra - iBOS 1.0 | City of San Marcos Building Division | FALSE | 80.74 |  | 2012-12-04 | 2013-04-04 | 2013-03-22 | 2013-05-08 | 2013-05-13 | 2013-05-15 | 4169 | 452046 | Up-front Payment
SCG-001549 | Commercial/Multifamily Residential | Domestic Hot Water | Gas | Southern California Gas Company | Incentive:Paid | 48981 | 14.53 |  | 1 | 3371 |  | 3371 |  | 2013-01-08 07:53 | 2013-01-10 | ALL VALLEY SOLAR INC | Retrofit | Carson | Los Angeles | 90745 | Host Customer is System Owner | [7 empty] | 1104.3 | 40.9 |  | Drainback |  | Solar Storage and Auxiliary Tanks are separate |  |  | 1 | 1640 | Z06 | 41 | Units | Apartments/Condos | 2007032F | 27 | 3 | 1600 | 1 | 200 | 2 | 398000 | TRUE | 125 | 140 |  |  |  | SunReports - SR1000GVFS5-100 | Los Angeles County Carson | FALSE | 29.43 |  | 2013-01-08 |  | 2013-01-08 |  | 2013-04-29 | 2013-05-10 | 4156 | 99194 | Up-front Payment
PGE-001550 | Low Income Multifamily Residential | Domestic Hot Water | Gas | Pacific Gas and Electric | Incentive:Paid | 71772 | 19.23 |  | 1 | 3770 |  | 3732 |  | 2012-12-28 11:30 | 2013-01-17 | OXYPOWER INC | Retrofit | SAN FRANCISCO | San Francisco | 94102 | Host Customer is System Owner | [7 empty] | 964.08 | 40.17 |  | Glycol | Advanced Controller with a Vacation or Holiday Mode | Solar Storage and Auxiliary Tanks are separate |  | 0.99 | 1 | 5550 | Z03 | 150 | Units | Apartments/Condos | 2010115A | 24 | 1 | 1200 | 6 | 800 | 1 | 638000 | TRUE | 130 | 130 |  | Heliodyne - Delta-T Pro Ethernet |  | Heliodyne - Delta-T Pro Ethernet | City and County of San Francisco | FALSE | 31.8 |  | 2012-12-06 | 2012-12-31 | 2012-12-28 |  | 2013-04-05 | 2013-04-09 | 4191 | 119869 | Up-front Payment
SDG-001551 | Low Income Multifamily Residential | Domestic Hot Water | Gas | San Diego Gas and Electric | Reservation:Canceled | 44171 | 19.23 |  | 1 | 2297 |  | 2297 |  | 2013-03-12 13:21 |  | CALIFORNIA SOLAR THERMAL INC | Retrofit | San Diego | San Diego | 92101 | Host Customer is System Owner | [7 empty] | 830.1 | 27.67 |  | Glycol | Steam Back | Solar Storage and Auxiliary Tanks are separate |  | 1 | 1 | 1360 | Z07 | 34 | Units | Apartments/Condos | 2009046A | 30 | 3 | 1296 | 1 | 432 | 1 | 500000 | TRUE | 120 | 120 | [5 empty] | FALSE | 52.24 |  | 2011-06-01: 2012-12-06; 2011-06-21: 2013-03-18; 2011-06-23: 2013-03-12 | 4225 | 120000 | Up-front Payment
SCE-001554 | Single Family Residential | Domestic Hot Water | Propane | Southern California Edison | Incentive:Paid | 1834 | 0.54 |  | 1 | 4131 |  | 3966 |  | 2013-01-08 11:44 | 2013-01-14 | SOLAR NOW | Retrofit | Yucca Valley | San Bernardino | 92284 | Host Customer is System Owner | 4 |  | 2001001A | SunEarth, Inc. | SolaRay | TE40P-80-2G | Indirect Forced Circulation (IF) | 40.9 |  | EP-40 | Glycol | Advanced Controller with a Vacation or Holiday Mode | Solar Storage and Auxiliary Tanks are separate | 80 | 0.96 | 1 | 55 | Z14 | [18 empty] | YUCCA VALLEY, CA | FALSE | 1.43 |  | 2011-06-01: 2012-12-07; 2011-08-03: 2013-01-08; 2011-09-20: 2013-01-14 | 4288 | 5900 | Up-front Payment
PGE-001555 | Single Family Residential | Domestic Hot Water | Electric | Pacific Gas and Electric | Incentive:Paid | 1635 |  | 0.54 | 1 |  | 3220 |  | 3028 | 2012-12-13 15:17 | 2012-12-17 | AZTEC SOLAR INC | Retrofit | LIVERMORE | Contra Costa | 94551 | Host Customer is System Owner | 4 |  | 1993001G | SunEarth, Inc. | SolaRay | TE64P-80-1 | Indirect Forced Circulation (IF) | 65.7 |  | EP-32 | Glycol | Advanced Controller with a Vacation or Holiday Mode | Solar and Auxiliary Storage are the same Tank | 80 | 0.99 | 0.95 | 55 | Z12 | [18 empty] | Contra Costa County | FALSE |  | 2.49 | 2011-06-01: 2012-12-10; 2011-08-03: 2012-12-13; 2011-09-20: 2012-12-17 | 4327 | 8012.5 | Up-front Payment
PGE-001558 | Low Income Multifamily Residential | Domestic Hot Water | Gas | Pacific Gas and Electric | Incentive:Paid | 93573 | 19.23 |  | 1 | 4866 |  | 4866 |  | 2013-04-22 13:15 | 2013-04-26 | SUN LIGHT & POWER | New Construction | Oakland | Alameda | 94621 | Host Customer is System Owner | [7 empty] | 1285.44 | 40.17 |  | Glycol |  | Solar Storage and Auxiliary Tanks are separate |  | 1 | 1 | 4736 | Z03 | 128 | Units | Apartments/Condos | 2010115A | 32 | 2 | 1950 | 1 | 335 | 1 | 398000 | TRUE | 120 | 120 |  |  |  | Heliodyne - Delta-T Pro Ethernet | City of Oakland | FALSE | 36.19 |  | 2013-04-22 | 2013-04-23 | 2013-04-22 | 2013-04-26 | 2014-09-29 | 2014-10-24 | 3649 | 176077 | Up-front Payment
SCG-001559 | Single Family Residential | Domestic Hot Water | Gas | Southern California Gas Company | Incentive:Paid | 2719 | 18.59 |  | 1 | 164 |  | 164 |  | 2013-01-16 08:28 | 2013-01-23 | THE SOLAR ENERGY COMPANY INC | Retrofit | Goleta | Santa Barbara | 93117 | Host Customer is System Owner | 4 |  | 2001003E | SunEarth, Inc. | SolaRay | TE64P-80-2G-PV | Indirect Forced Circulation (IF) | 65.7 |  | EP-32 | Glycol | Advanced Controller with a Vacation or Holiday Mode | Solar Storage and Auxiliary Tanks are separate | 80 | 1 | 1 | 55 | Z05 | [18 empty] | Goleta | FALSE | 57.93 |  | 2011-06-01: 2012-12-14; 2011-08-03: 2013-01-16; 2011-09-20: 2013-01-23 | 4288 | 9500 | Up-front Payment
SCE-001561 | Single Family Residential | Domestic Hot Water | Electric | Southern California Edison | Incentive:Paid | 1729 |  | 0.54 | 1 |  | 3370 |  | 3202 | 2013-03-15 15:37 | 2013-03-20 | MOHR POWER SOLAR INC | Retrofit | Canyon Lake | Riverside | 92587 | Host Customer is System Owner | 7 |  | 2010142B | Solene | Aurora/AO Smith | SLAR64DC-80HE-XE | Indirect Forced Circulation (IF) | 63.6 |  | SLCO-32 | Glycol | Advanced Controller with a Vacation or Holiday Mode | Solar Storage and Auxiliary Tanks are separate | 80 | 0.95 | 1 | 85 | Z10 | [18 empty] | Canyon Lake | FALSE |  | 2.97 | 2012-12-17 | 2013-03-20 |  |  | 2013-03-15 | 2013-03-20 | 4230 | 10000 | Up-front Payment
PGE-001562 | Single Family Residential | Domestic Hot Water | Electric | Pacific Gas and Electric | Incentive:Paid | 1594 |  | 0.54 | 1 |  | 2952 |  | 2952 | 2013-04-03 10:00 | 2013-04-05 | ACR SOLAR INTERNATIONAL CORP | Retrofit | SHINGLE SPRINGS | El Dorado | 95682 | Host Customer is System Owner | 4 |  | 2000007B | ACR Solar International | Skyline System 5 | 200153C80EX | Indirect Forced Circulation (IF) | 60.2 |  | 20-01 | Glycol | Advanced Controller with a Vacation or Holiday Mode | Solar and Auxiliary Storage are the same Tank | 80 | 1 | 1 | 55 | Z12 | [18 empty] | El Dorado County | FALSE |  | 2.99 | 2011-06-01: 2012-12-18; 2011-08-03: 2013-04-03; 2011-09-20: 2013-04-05 | 4216 | 8840 | Up-front Payment
SCG-001563 | Single Family Residential | Domestic Hot Water | Gas | Southern California Gas Company | Incentive:Paid | 2155 | 18.59 |  | 1 | 122 |  | 116 |  | 2013-01-17 16:41 | 2013-01-23 | THE SOLAR ENERGY COMPANY INC | Retrofit | Santa Barbara | Santa Barbara | 93015 | Host Customer is System Owner | 4 |  | 2001003A | SunEarth, Inc. | SolaRay | TE40P-80-2G-PV | Indirect Forced Circulation (IF) | 40.9 |  | EP-40 | Glycol | Steam Back | Solar Storage and Auxiliary Tanks are separate | 80 | 1 | 0.95 | 55 | Z09 | [18 empty] | Santa Barbara County | FALSE | 69.67 |  | 2011-06-01: 2012-12-18; 2011-08-03: 2013-01-17; 2011-09-20: 2013-01-23 | 4288 | 8500 | Up-front Payment
SCG-001564 | Single Family Residential | Domestic Hot Water | Gas | Southern California Gas Company | Incentive:Paid | 1729 | 18.59 |  | 1 | 93 |  | 93 |  | 2013-06-17 15:58 | 2013-06-24 | THE SOLAR ENERGY COMPANY INC | Retrofit | Goleta | Santa Barbara | 93117 | Host Customer is System Owner | 3 |  | 2001005C | SunEarth, Inc. | SunSiphon | EPGX48-32-2G | Indirect Thermosyphon (IT) | 32.8 |  | EP-32 | Glycol | Steam Back | Solar Storage and Auxiliary Tanks are separate | 48 | 1 | 1 | 45 | Z05 | [18 empty] | Goleta | FALSE | 91.4 |  | 2011-06-01: 2012-12-18; 2011-08-03: 2013-06-17; 2011-09-20: 2013-06-24 | 4134 | 8500 | Up-front Payment
PGE-001565 | Single Family Residential | Domestic Hot Water | Electric | Pacific Gas and Electric | Incentive:Canceled | 1609 |  | 0.54 | 1 |  | 2979 |  | 2979 | 2013-06-25 15:06 |  | BERGQUAM ENERGY SYSTEMS | Retrofit | LODI | San Joaquin | 95242 | Host Customer is System Owner | 2 |  | 1993001D | SunEarth, Inc. | SolaRay | TE40C-80-1 | Indirect Forced Circulation (IF) | 40.9 |  | EC-40 | Glycol | Advanced Controller with a Vacation or Holiday Mode | Solar and Auxiliary Storage are the same Tank | 80 | 1 | 1 | 35 | Z12 | [18 empty] | san joaquin | FALSE |  | 2.69 | 2011-06-01: 2012-12-22; 2011-06-21: 2016-05-17; 2011-08-03: 2013-06-25 | 3085 | 8000 | Up-front Payment
SDG-001566 | Commercial/Multifamily Residential | Domestic Hot Water | Gas | San Diego Gas and Electric | Incentive:Paid | 182526 | 14.53 |  | 1 | 12562 |  | 12562 |  | 2013-02-20 19:25 | 2013-03-25 | PREFERRED CONSTRUCTION COMPANY INC | Retrofit | San Diego | San Diego | 92110 | Host Customer is System Owner | [7 empty] | 3534.96 | 40.17 |  | Glycol | Advanced Controller with a Vacation or Holiday Mode | Solar Storage and Auxiliary Tanks are separate |  | 1 | 1 | 9360 | Z07 | 720 | Persons | Military Barracks | 2010115A | 88 | 2 | 4000 | 1 | 4000 | 1 | 3100000 | TRUE | 140 | 125 |  |  |  | Heliodyne - Delta-T Pro Ethernet | Not Applicable | FALSE | 65.8 |  | 2012-12-26 | 2013-03-21 | 2013-02-20 | 2013-03-25 | 2014-02-28 | 2014-03-14 | 3854 | 826612 | Up-front Payment
SCE-001567 | Single Family Residential | Domestic Hot Water | Electric | Southern California Edison | Incentive:Paid | 1376 |  | 0.54 | 1 |  | 2549 |  | 2549 | 2014-02-11 08:28 | 2014-02-19 | ADVANCED CONSERVATION SYSTEMS INC | Retrofit | Leona Valley | Los Angeles | 93551 | Host Customer is System Owner | 2 |  | 2001027A | SunEarth, Inc. | Cascade | EPRD-40-80-2 | Indirect Forced Circulation (IF) | 40.9 |  | EP-40 | Automatic Drainback |  | Solar Storage and Auxiliary Tanks are separate | 80 | 1 | 1 | 35 | Z14 | [18 empty] | County of Los Angeles | FALSE |  | 2.9 | 2011-06-01: 2012-12-27; 2011-08-03: 2014-02-11; 2011-09-20: 2014-02-19 | 3889 | 7386 | Up-front Payment
PGE-001569 | Single Family Residential | Domestic Hot Water | Electric | Pacific Gas and Electric | Incentive:Paid | 767 |  | 0.54 | 1 |  | 1420 |  | 1420 | 2013-03-28 14:13 | 2013-04-25 | A C & R SERVICE HEATING & COOLING INC | Retrofit | UKIAH | Mendocino | 95482 | Host Customer is System Owner | 2 |  | 2012011B | Solpal, Inc. | SOLPAL (formerly Solcrafte) | SOLPAL L-E | Direct Integral Collector Storage (DI) | 26.1 |  | Solpal L |  |  | Solar Storage and Auxiliary Tanks are separate | 53 | 1 | 1 | 35 | Z02 | [18 empty] | Mendocino | FALSE |  | 4.43 | 2012-12-28 | 2013-04-01 |  |  | 2013-03-28 | 2013-04-25 | 4191 | 6288 | Up-front Payment
SCG-001570 | Single Family Residential | Domestic Hot Water | Gas | Southern California Gas Company | Incentive:Paid | 1878 | 18.59 |  | 1 | 101 |  | 101 |  | 2013-06-07 11:27 | 2013-06-25 | PACIFIC STONEGATE INC | Retrofit | El Monte | Los Angeles | 91731 | Lease | 6 |  | SM-EF-4PV-2T-G | EchoFirst |  | SM-EF-4PV-2T-G | Indirect Thermosyphon (IT) | 35.52 |  | SM-EL-90 | Glycol | HartStat, or equivalent | Solar and Auxiliary Storage are the same Tank | 80.04 | 1 | 1 | 75 | Z09 | [11 empty] | FALSE | [6 empty] | El Monte | FALSE | 446.3 |  | 2011-06-01: 2012-12-28; 2011-08-03: 2013-06-07; 2011-09-20: 2013-06-25 | 4134 | 45076 | Up-front Payment
PGE-001571 | Single Family Residential | Domestic Hot Water | Electric | Pacific Gas and Electric | Incentive:Canceled | 1516 |  | 0.54 | 1 |  | 3283 |  | 2807 | 2012-12-30 17:39 |  | O C G PLUMBING INC | Retrofit | CARMEL | Monterey | 93923 | Host Customer is System Owner | 4 |  | 2009034L | Heliodyne, Inc. | Heliopak | HPAK 016 2 406 G 80 ACS | Indirect Forced Circulation (IF) | 53.9 |  | 406 001 | Glycol | Advanced Controller with a Vacation or Holiday Mode | Solar and Auxiliary Storage are the same Tank | 80 | 0.9 | 0.95 | 55 | Z03 | [18 empty] | Monterey County Ca. | FALSE |  | 3.05 | 2011-06-01: 2012-12-30; 2011-06-21: 2013-01-02; 2011-08-03: 2012-12-30 | 4315 | 10000.49 | Up-front Payment
SDG-001572 | Single Family Residential | Domestic Hot Water | Gas | San Diego Gas and Electric | Incentive:Paid | 1174 | 18.59 |  | 1 | 70 |  | 63 |  | 2013-01-03 15:14 | 2013-01-04 | CLEANTECH ENERGY SOLUTIONS INC | Retrofit | Spring Valley | San Diego | 91977 | Host Customer is System Owner | 3 |  | 2012012B | Solpal, Inc. | SOLPAL (formerly Solcrafte) | SOLPAL L-G | Direct Integral Collector Storage (DI) | 26.1 |  | Solpal L |  |  | Solar Storage and Auxiliary Tanks are separate | 53 | 0.95 | 0.95 | 45 | Z07 | [18 empty] | County of San Diego | FALSE | 71.47 |  | 2011-06-01: 2012-12-31; 2011-08-03: 2013-01-03; 2011-09-20: 2013-01-04 | 4299 | 5003.24 | Up-front Payment
PGE-001573 | Single Family Residential | Domestic Hot Water | Electric | Pacific Gas and Electric | Incentive:Paid | 1564 |  | 0.54 | 1 |  | 2896 |  | 2896 | 2013-01-03 12:03 | 2013-01-07 | AZTEC SOLAR INC | Retrofit | DIXON | Solano | 95620 | Host Customer is System Owner | 2 |  | 1993001C | SunEarth, Inc. | SolaRay | TE40P-80-1 | Indirect Forced Circulation (IF) | 40.9 |  | EP-40 | Glycol | Advanced Controller with a Vacation or Holiday Mode | Solar and Auxiliary Storage are the same Tank | 80 | 1 | 1 | 35 | Z12 | [18 empty] | Solano County | FALSE |  | 2.84 | 2011-06-01: 2013-01-02; 2011-08-03: 2013-01-03; 2011-09-20: 2013-01-07 | 4302 | 8219.3 | Up-front Payment
SCE-001574 | Single Family Residential | Domestic Hot Water | Electric | Southern California Edison | Incentive:Paid | 1685 |  | 0.54 | 1 |  | 3468 |  | 3121 | 2013-02-26 09:30 | 2013-03-07 | URBAN ENERGY SOLAR INC | Retrofit | Temecula | Riverside | 92591 | Host Customer is System Owner | 6 |  | 2009031K | SunEarth, Inc. | SolaRay | TE80P-120N-1 | Indirect Forced Circulation (IF) | 81.8 |  | EP-40 | Glycol | Advanced Controller with a Vacation or Holiday Mode | Solar and Auxiliary Storage are the same Tank | 120 | 1 | 0.9 | 75 | Z10 | [18 empty] | Temecula | FALSE |  | 2.67 | 2013-01-02 | 2013-03-01 |  |  | 2013-02-26 | 2013-03-07 | 4240 | 9250 | Up-front Payment
SCG-001575 | Commercial/Multifamily Residential | Domestic Hot Water | Gas | Southern California Gas Company | Incentive:Paid | 43387 | 14.53 |  | 1 | 2986 |  | 2986 |  | 2013-01-29 11:46 | 2013-02-04 | CALIFORNIA SOLAR THERMAL INC | Retrofit | Riverside | Riverside | 92505 | Host Customer is System Owner | [7 empty] | 1003 | 40.12 |  | Glycol | Steam Back | Solar Storage and Auxiliary Tanks are separate |  | 1 | 1 | 2432 | Z10 | 64 | Units | Apartments/Condos | 2011074A | 25 | 1 | 1500 | 1 | 115 | 1 | 750000 | TRUE | 140 | 140 |  |  |  | SunReports - SR1100GVFS20-400 | City of Riverside | FALSE | 26.57 |  | 2013-01-16 |  | 2013-01-29 |  | 2013-03-28 | 2013-04-02 | 4219 | 79340 | Up-front Payment
SCG-001577 | Low Income Multifamily Residential | Domestic Hot Water | Gas | Southern California Gas Company | Incentive:Paid | 43210 | 19.23 |  | 1 | 2247 |  | 2247 |  | 2013-05-21 11:19 | 2013-06-03 | SUNUP ENERGY | Retrofit | San Bernardino | San Bernardino | 92404 | Host Customer is System Owner | [7 empty] | 653.76 | 40.86 |  | Glycol | Steam Back | Solar Storage and Auxiliary Tanks are separate |  | 1 | 1 | 1280 | Z10 | 32 | Units | Apartments/Condos | 2006024E | 16 | 1 | 1000 | 1 | 115 | 1 | 650000 | TRUE | 140 | 140 |  |  | SunReports, Inc | SunReports - SR1100GVFS20-400 | San Bernardino | FALSE | 28.93 |  | 2013-05-15 |  | 2013-05-21 | 2013-06-03 | 2013-06-09 | 2013-06-25 | 4134 | 65012 | Up-front Payment
SCG-001579 | Low Income Multifamily Residential | Domestic Hot Water | Gas | Southern California Gas Company | Incentive:Paid | 59959 | 19.23 |  | 1 | 3023 |  | 3023 |  | 2013-05-21 11:25 | 2013-06-03 | SUNUP ENERGY | Retrofit | San Bernardino | San Bernardino | 92404 | Host Customer is System Owner | [7 empty] | 980.64 | 40.86 |  | Glycol | Steam Back | Solar Storage and Auxiliary Tanks are separate |  | 1 | 1 | 1600 | Z10 | 40 | Units | Apartments/Condos | 2006024E | 24 | 1 | 1500 | 1 | 115 | 1 | 650000 | TRUE | 140 | 140 |  |  | SunReports, Inc | SunReports - SR1100GVFS20-400 | City of San Bernardino | FALSE | 28.67 |  | 2013-05-15 |  | 2013-05-21 | 2013-06-03 | 2013-06-09 | 2013-06-25 | 4134 | 86684 | Up-front Payment
SCG-001580 | Low Income Multifamily Residential | Domestic Hot Water | Gas | Southern California Gas Company | Incentive:Paid | 77689 | 19.23 |  | 1 | 4040 |  | 4040 |  | 2013-05-21 11:32 | 2013-06-03 | SUNUP ENERGY | Retrofit | San Bernardino | San Bernardino | 92404 | Host Customer is System Owner | [7 empty] | 1144.08 | 40.86 |  | Glycol | Steam Back | Solar Storage and Auxiliary Tanks are separate |  | 1 | 1 | 2432 | Z10 | 64 | Units | Apartments/Condos | 2006024E | 28 | 1 | 1700 | 2 | 115 | 1 | 650000 | TRUE | 140 | 140 |  |  | SunReports, Inc | SunReports - SR1100GVFS20-400 | City of San Bernardino | FALSE | 27.74 |  | 2013-05-15 |  | 2013-05-21 | 2013-06-03 | 2013-06-09 | 2013-06-25 | 4134 | 112087 | Up-front Payment
SCG-001581 | Low Income Multifamily Residential | Domestic Hot Water | Gas | Southern California Gas Company | Incentive:Paid | 120957 | 19.23 |  | 1 | 6290 |  | 6290 |  | 2013-05-21 11:37 | 2013-06-03 | SUNUP ENERGY | Retrofit | San Bernardino | San Bernardino | 92404 | Host Customer is System Owner | [7 empty] | 1797.84 | 40.86 |  | Glycol | Steam Back | Solar Storage and Auxiliary Tanks are separate |  |  | 1 | 3648 | Z10 | 96 | Units | Apartments/Condos | 2006024E | 44 | 1 | 3000 | 1 | 115 | 1 | 1200000 | TRUE | 140 | 140 |  |  | SunReports, Inc | SunReports - SR1100GVFS20-400 | City of San Bernardino | FALSE | 23.08 |  | 2013-05-15 |  | 2013-05-21 | 2013-06-03 | 2013-06-09 | 2013-06-25 | 4134 | 145170 | Up-front Payment
SCG-001582 | Low Income Multifamily Residential | Domestic Hot Water | Gas | Southern California Gas Company | Incentive:Paid | 60921 | 19.23 |  | 1 | 3168 |  | 3168 |  | 2013-05-21 11:57 | 2013-06-03 | SUNUP ENERGY | Retrofit | San Bernardino | San Bernardino | 92404 | Host Customer is System Owner | [7 empty] | 980.64 | 40.86 |  | Glycol | Steam Back | Solar Storage and Auxiliary Tanks are separate |  | 1 | 1 | 1600 | Z10 | 40 | Units | Apartments/Condos | 2006024E | 24 | 1 | 1700 | 2 | 115 | 1 | 650000 | TRUE | 140 | 140 |  |  | SunReports, Inc | SunReports - SR1100GVFS20-400 | City of San Bernardino | FALSE | 29.92 |  | 2013-05-15 |  | 2013-05-21 | 2013-06-03 | 2013-06-09 | 2013-06-25 | 4134 | 94791 | Up-front Payment
SCG-001583 | Low Income Multifamily Residential | Domestic Hot Water | Gas | Southern California Gas Company | Incentive:Paid | 67113 | 19.23 |  | 1 | 3490 |  | 3490 |  | 2013-05-21 12:05 | 2013-06-03 | SUNUP ENERGY | Retrofit | San Bernardino | San Bernardino | 92404 | Host Customer is System Owner | [7 empty] | 980.64 | 40.86 |  | Glycol | Steam Back | Solar Storage and Auxiliary Tanks are separate |  | 1 | 1 | 2128 | Z10 | 56 | Units | Apartments/Condos | 2006024E | 24 | 1 | 1500 | 1 | 115 | 1 | 650000 | TRUE | 140 | 140 |  |  | SunReports, Inc | SunReports - SR1100GVFS20-400 | City of San Bernardino | FALSE | 26.69 |  | 2013-05-15 |  | 2013-05-21 | 2013-06-03 | 2013-06-09 | 2013-06-25 | 4134 | 93162 | Up-front Payment
SDG-001584 | Single Family Residential | Domestic Hot Water | Electric | San Diego Gas and Electric | Incentive:Paid | 853 |  | 0.54 | 1 |  | 1580 |  | 1580 | 2013-01-08 13:59 | 2013-01-09 | CALIFORNIA SOLAR THERMAL INC | Retrofit | Oceanside | San Diego | 92057 | Host Customer is System Owner | 2 |  | 2012011B | Solpal, Inc. | SOLPAL (formerly Solcrafte) | SOLPAL L-E | Direct Integral Collector Storage (DI) | 26.1 |  | Solpal L |  |  | Solar and Auxiliary Storage are the same Tank | 53 | 1 | 1 | 35 | Z10 | [18 empty] | Oceanside | FALSE |  | 2.53 | 2013-01-04 | 2013-01-08 |  |  | 2013-01-08 | 2013-01-09 | 4294 | 4000 | Up-front Payment
SCG-001587 | Single Family Residential | Domestic Hot Water | Gas | Southern California Gas Company | Incentive:Paid | 1596 | 18.59 |  | 1 | 101 |  | 86 |  | 2014-01-06 07:41 | 2014-01-27 | RENOVATION MANAGEMENT ASSOCIATES INC | Retrofit | Tarzana | Los Angeles | 91335 | Lease | 5 |  | SM-EF-4PV-2T-G | EchoFirst |  | SM-EF-4PV-2T-G | Indirect Thermosyphon (IT) | 35.52 |  | SM-EL-90 | Glycol | HartStat, or equivalent | Solar Storage and Auxiliary Tanks are separate | 80.04 | 1 | 0.85 | 65 | Z09 | [18 empty] | City of Los Angeles | FALSE | 92.08 |  | 2011-06-01: 2013-01-07; 2011-08-03: 2014-01-06; 2011-09-20: 2014-01-27 | 3901 | 9300 | Up-front Payment
SCG-001590 | Single Family Residential | Domestic Hot Water | Gas | Southern California Gas Company | Incentive:Paid | 1878 | 18.59 |  | 1 | 101 |  | 101 |  | 2013-01-21 11:09 | 2013-01-29 | AMECO SOLAR INC | Retrofit | Santa Ana | Orange | 92705 | Host Customer is System Owner | 4 |  | SM-EF-4PV-2T-G | EchoFirst |  | SM-EF-4PV-2T-G | Indirect Thermosyphon (IT) | 35.52 |  | SM-EL-90 | Glycol | Advanced Controller with a Thermal Cycling Function | Solar Storage and Auxiliary Tanks are separate | 80.04 | 1 | 1 | 55 | Z08 | [18 empty] | County of Orange | FALSE | 61.66 |  | 2011-06-01: 2013-01-08; 2011-08-03: 2013-01-21; 2011-09-20: 2013-01-29 | 4154 | 6228 | Up-front Payment
SCG-001591 | Single Family Residential | Domestic Hot Water | Gas | Southern California Gas Company | Incentive:Paid | 2719 | 18.59 |  | 1 | 168 |  | 168 |  | 2013-01-14 10:06 | 2013-01-23 | AMECO SOLAR INC | Retrofit | Redondo Beach | Los Angeles | 90278 | Host Customer is System Owner | 5 |  | 2001001E | SunEarth, Inc. | SolaRay | TE64P-80-2G | Indirect Forced Circulation (IF) | 65.7 |  | EP-32 | Glycol | Advanced Controller with a Vacation or Holiday Mode | Solar Storage and Auxiliary Tanks are separate | 80 | 1 | 1 | 65 | Z08 | [18 empty] | Redondo Beach | FALSE | 39.05 |  | 2011-06-01: 2013-01-08; 2011-08-03: 2013-01-14; 2011-09-20: 2013-01-23 | 4288 | 6560 | Up-front Payment
SDG-001592 | Single Family Residential | Domestic Hot Water | Electric | San Diego Gas and Electric | Incentive:Paid | 1525 |  | 0.54 | 1 |  | 3065 |  | 2824 | 2013-01-18 09:03 | 2013-04-02 | SMART ENERGY U S A | Retrofit | Fallbrook | San Diego | 92028 | Host Customer is System Owner | 4 |  | 2009031G | SunEarth, Inc. | SolaRay | TE48P-80N-1 | Indirect Forced Circulation (IF) | 49.3 |  | EP-24 | Glycol | Advanced Controller with a Thermal Cycling Function | Solar Storage and Auxiliary Tanks are separate | 80 | 0.97 | 0.95 | 55 | Z10 | [18 empty] | San Diego | FALSE |  | 1.96 | 2013-01-09 | 2013-02-07 |  |  | 2013-01-18 | 2013-04-02 | 4202 | 6000.03 | Up-front Payment
PGE-001593 | Single Family Residential | Domestic Hot Water | Gas | Pacific Gas and Electric | Incentive:Paid | 2172 | 18.59 |  | 1 | 123 |  | 117 |  | 2013-03-07 12:07 | 2013-03-13 | JAMES STEVEN SCHWERM INC | Retrofit | HOLLISTER | San Benito | 95023 | Host Customer is System Owner | 2 |  | 2001016C | Solahart Industries | SOLAHART | ASG 302J & ASG 302J Free Heat | Indirect Thermosyphon (IT) | 42.7 |  | J | Glycol | Other | Solar Storage and Auxiliary Tanks are separate | 80 | 1 | 0.95 | 35 | Z13 | [18 empty] | Hollister San Benito, Ca | FALSE | 48.75 |  | 2013-01-09 | 2013-03-13 |  |  | 2013-03-07 | 2013-03-13 | 4239 | 5996 | Up-front Payment
SCG-001594 | Commercial/Multifamily Residential | Domestic Hot Water | Gas | Southern California Gas Company | Incentive:Canceled | 20700 | 25 |  | 1 SCG | 828 |  | 828 |  | 2013-05-24 10:02 | 2013-08-12 |  | New Construction | San Fernando | Los Angeles | 91340 | Host Customer is System Owner | [7 empty] | 564.1 | 56.41 |  | Glycol | Advanced Controller with a Vacation or Holiday Mode | Solar Storage and Auxiliary Tanks are separate |  | 1 | 1 | 800 | Z08 |  |  |  | 2012024B | 10 | 10 | 620 | 1 | 225 | 1 | 500000 | TRUE | 120 | 120 | [5 empty] | FALSE | 72.02 |  | 2011-06-01: 2013-03-15; 2011-06-23: 2013-05-24; 2011-07-01: 2013-08-12 | 4093 | 59630 | Up-front Payment
PGE-001595 | Single Family Residential | Domestic Hot Water | Gas | Pacific Gas and Electric | Incentive:Canceled |  | 29.85 |  | 1 | 0 |  | 0 |  |  |  | BERGQUAM ENERGY SYSTEMS | New Construction | sacramento | Sacramento | 95864 | Host Customer is System Owner | 2 | [11 empty] | Solar and Auxiliary Storage are the same Tank | 80 |  |  | 35 | [20 empty] | FALSE | 0 |  | 2011-06-01: 2013-01-13 | 4304 |  | Up-front Payment
SDG-001596 | Single Family Residential | Domestic Hot Water | Electric | San Diego Gas and Electric | Incentive:Canceled | 1302 |  | 0.54 | 1 |  | 2895 |  | 2412 | 2013-04-04 11:47 |  |  | Retrofit | Escondido | San Diego | 92029 | Host Customer is System Owner | 4 |  | 2009035J | Heliodyne, Inc. | Heliopak | HPAK 016 1 410 G 80 ACD | Indirect Forced Circulation (IF) | 40.2 |  | 410 001 | Glycol | Advanced Controller with a Vacation or Holiday Mode | Solar and Auxiliary Storage are the same Tank | 80 | 0.98 | 0.85 | 55 | Z10 | [18 empty] | San Diego County | FALSE |  | 2.71 | 2011-06-01: 2013-01-14; 2011-06-21: 2013-04-05; 2011-08-03: 2013-04-04 | 3932 | 7841 | Up-front Payment
SDG-001597 | Commercial/Multifamily Residential | Domestic Hot Water | Electric | San Diego Gas and Electric | Incentive:Paid | 1440 |  | 0.42 | 1 |  | 3429 |  | 3429 | 2013-02-05 13:13 | 2013-02-15 | SUNTREK INDUSTRIES INC | Retrofit | Escondido | San Diego | 92026 | Host Customer is System Owner |  |  | 1996001E | SunEarth, Inc. | SolaRay | TE64P-80-2 | Indirect Forced Circulation (IF) | 65.7 |  | EP-32 | Glycol | Advanced Controller with a Vacation or Holiday Mode | Solar Storage and Auxiliary Tanks are separate | 80 | 1 | 1 | 0 | Z10 | [11 empty] | FALSE | [6 empty] | County of San Diego | FALSE |  | 2.04 | 2013-01-14 | 2013-02-13 | 2013-02-05 | 2013-02-15 | 2013-03-15 | 2013-03-21 | 4202 | 6999 | Up-front Payment
SDG-001598 | Commercial/Multifamily Residential | Domestic Hot Water | Gas | San Diego Gas and Electric | Incentive:Paid | 182526 | 14.53 |  | 1 | 12562 |  | 12562 |  | 2013-04-22 13:13 | 2013-05-08 | PREFERRED CONSTRUCTION COMPANY INC | Retrofit | San Diego | San Diego | 92110 | Host Customer is System Owner | [7 empty] | 3534.96 | 40.17 |  | Glycol | Advanced Controller with a Vacation or Holiday Mode | Solar Storage and Auxiliary Tanks are separate |  | 1 | 1 | 9360 | Z07 | 720 | Persons | Military Barracks | 2010115A | 88 | 2 | 4000 | 1 | 4000 | 1 | 3100000 | TRUE | 140 | 125 |  |  |  | Heliodyne - Delta-T Pro Ethernet | San Diego, CA | FALSE | 65.8 |  | 2013-01-15 | 2013-05-06 | 2013-04-22 | 2013-05-08 | 2014-02-28 | 2014-03-14 | 3854 | 826612 | Up-front Payment
SDG-001601 | Commercial/Multifamily Residential | Domestic Hot Water | Gas | San Diego Gas and Electric | Incentive:Paid | 134948 | 14.53 |  | 1 | 12843 |  | 12843 |  | 2013-04-22 18:18 | 2013-05-13 | PREFERRED CONSTRUCTION COMPANY INC | Retrofit | San Diego | San Diego | 92110 | Host Customer is System Owner | [7 empty] | 3534.96 | 40.17 |  | Glycol | Advanced Controller with a Vacation or Holiday Mode | Solar Storage and Auxiliary Tanks are separate |  | 1 | 1 | 9360 | Z07 | 720 | Persons | Military Barracks | 2010115A | 88 | 2 | 4000 | 1 | 4000 | 1 | 3100000 | TRUE | 140 | 125 |  |  |  | Heliodyne - Delta-T Pro Ethernet | No Permit Required | FALSE | 64.36 |  | 2013-01-15 | 2013-05-09 | 2013-04-22 | 2013-05-13 | 2014-02-28 | 2014-03-14 | 3854 | 826612 | Up-front Payment
PGE-001603 | Single Family Residential | Domestic Hot Water | Gas | Pacific Gas and Electric | Incentive:Paid | 2613 | 18.59 |  | 1 | 142 |  | 141 |  | 2013-05-22 16:29 | 2013-05-30 | SABBATINI PLUMBING INC | New Construction | APTOS | Santa Cruz | 95003 | Host Customer is System Owner |  | 3 | 2007023A | Heat Transfer Products | Phoenix Solar | PH-80S | Indirect Forced Circulation (IF) | 39.8 |  | AE-40E | Automatic Drainback |  | Solar and Auxiliary Storage are the same Tank | 80 | 0.99 | 1 | 45 | Z03 | [18 empty] | Aptos, CA | FALSE | 91.3 |  | 2011-06-01: 2013-01-16; 2011-08-03: 2013-05-22; 2011-09-20: 2013-05-30 | 4163 | 12965 | Up-front Payment
PGE-001604 | Commercial/Multifamily Residential | Domestic Hot Water | Gas | Pacific Gas and Electric | Incentive:Paid | 15939 | 14.53 |  | 1 | 1097 |  | 1097 |  | 2013-01-29 20:22 | 2013-02-01 | Self Installer | Retrofit | MORGAN HILL | Santa Clara | 95037 | Host Customer is System Owner | [7 empty] | 388.7 | 38.87 |  | Glycol | Advanced Controller with a Vacation or Holiday Mode | Solar Storage and Auxiliary Tanks are separate |  | 1 | 1 | 756 | Z03 | 20 | Units | Apartments/Condos | 2011049C | 10 | 1 | 422 | 2 | 200 | 2 | 120000 | FALSE | 125 | 125 |  |  |  |  | Morgan Hill, CA | FALSE | 18.83 |  | 2013-01-16 |  | 2013-01-29 | 2013-02-01 | 2013-06-07 | 2013-02-01 | 4089 | 20655.85 | Up-front Payment
SCG-001605 | Single Family Residential | Domestic Hot Water | Gas | Southern California Gas Company | Incentive:Paid | 1952 | 18.59 |  | 1 | 105 |  | 105 |  | 2013-08-09 14:15 | 2013-09-24 | PACIFIC STONEGATE INC | Retrofit | Rancho Cucamonga | Imperial | 91739 | Lease | 4 |  | SM-EF-4PV-2T-G | EchoFirst |  | SM-EF-4PV-2T-G | Indirect Thermosyphon (IT) | 35.52 |  | SM-EL-90 | Glycol | HartStat, or equivalent | Solar Storage and Auxiliary Tanks are separate | 80.04 | 1 | 1 | 55 | Z10 | [18 empty] | Rancho Cucamonga | FALSE | 88.57 |  | 2011-06-01: 2013-01-17; 2011-08-03: 2013-08-09; 2011-09-20: 2013-09-24 | 4034 | 9300 | Up-front Payment
PGE-001606 | Single Family Residential | Domestic Hot Water | Gas | Pacific Gas and Electric | Incentive:Paid | 2719 | 18.59 |  | 1 | 158 |  | 153 |  | 2013-01-18 12:34 | 2013-01-22 | AZTEC SOLAR INC | Retrofit | ORINDA | Contra Costa | 94563 | Host Customer is System Owner | 4 |  | 2001001E | SunEarth, Inc. | SolaRay | TE64P-80-2G | Indirect Forced Circulation (IF) | 65.7 |  | EP-32 | Glycol | Advanced Controller with a Vacation or Holiday Mode | Solar Storage and Auxiliary Tanks are separate | 80 | 0.97 | 1 | 55 | Z03 | [18 empty] | Contra Costa County | FALSE | 51.22 |  | 2011-06-01: 2013-01-17; 2011-08-03: 2013-01-18; 2011-09-20: 2013-01-22 | 4293 | 8093.25 | Up-front Payment
SDG-001607 | Single Family Residential | Domestic Hot Water | Electric | San Diego Gas and Electric | Incentive:Paid | 1458 |  | 0.54 | 1 |  | 2842 |  | 2700 | 2013-01-24 22:59 | 2013-06-03 | ENERGY INTEGRITY INC | Retrofit | San Marcos | San Diego | 92069 | Lease | 5 |  | CL-EF-4PV-2T-E | EchoFirst |  | CL-EF-4PV-2T-E | Indirect Thermosyphon (IT) | 35.52 |  | CL-EL-90 | Glycol | HartStat, or equivalent | Solar and Auxiliary Storage are the same Tank | 119.93 | 1 | 0.95 | 65 | Z10 | [18 empty] | San Marcos | FALSE |  | 3.45 | 2013-01-17 | 2013-04-26 |  |  | 2013-01-24 | 2013-06-03 | 4149 | 9814 | Up-front Payment
SCG-001608 | Single Family Residential | Domestic Hot Water | Gas | Southern California Gas Company | Incentive:Paid | 1589 | 18.59 |  | 1 | 90 |  | 86 |  | 2013-02-04 14:42 | 2013-03-28 | ZERO ENERGY CONTRACTING INC | Retrofit | Whittier | Los Angeles | 90604 | Host Customer is System Owner | 2 |  | 2012041A | Agua Del Sol | RADCO DRAINBACK HEAT EXCHANGER | R-DBHX-8-50GD-40P | Indirect Self Pumped (IS) | 39.91 |  | 410P-HP |  |  | Solar Storage with Tankless Auxiliary Water Heater | 52 | 1 | 0.95 | 35 | Z09 | [18 empty] | County of Los Angeles | FALSE | 111.72 |  | 2013-01-18 | 2013-03-28 |  |  | 2013-02-04 | 2013-03-28 | 4167 | 10055 | Up-front Payment
SCG-001609 | Single Family Residential | Domestic Hot Water | Gas | Southern California Gas Company | Incentive:Paid | 1615 | 18.59 |  | 1 | 101 |  | 87 |  | 2013-08-09 14:24 | 2013-09-18 | PACIFIC STONEGATE INC | Retrofit | San Gabriel | Los Angeles | 91775 | Lease | 3 |  | SM-EF-4PV-2T-G | EchoFirst |  | SM-EF-4PV-2T-G | Indirect Thermosyphon (IT) | 35.52 |  | SM-EL-90 | Glycol | HartStat, or equivalent | Solar and Auxiliary Storage are the same Tank | 80.04 | 0.86 | 1 | 45 | Z09 | [18 empty] | San Gabriel | FALSE | 92.08 |  | 2011-06-01: 2013-01-18; 2011-08-03: 2013-08-09; 2011-09-20: 2013-09-18 | 4044 | 9300 | Up-front Payment
PGE-001610 | Single Family Residential | Domestic Hot Water | Electric | Pacific Gas and Electric | Incentive:Canceled | 690 |  | 0.54 | 1 |  | 1420 |  | 1278 | 2013-07-09 15:27 |  | A C & R SERVICE HEATING & COOLING INC | Retrofit | UKIAH | Mendocino | 95482 | Host Customer is System Owner | 2 |  | 2012011B | Solpal, Inc. | SOLPAL (formerly Solcrafte) | SOLPAL L-E | Direct Integral Collector Storage (DI) | 26.1 |  | Solpal L |  |  | Solar Storage with Tankless Auxiliary Water Heater | 53 | 0.9 | 1 | 35 | Z02 | [18 empty] | Mendocino | FALSE |  | 4.01 | 2011-06-01: 2013-01-21; 2011-06-21: 2016-05-17; 2011-08-03: 2013-07-09 | 3085 | 5698 | Up-front Payment
SCG-001611 | Commercial/Multifamily Residential | Domestic Hot Water | Gas | Southern California Gas Company | Incentive:Paid | 19063 | 14.53 |  | 1 | 1312 |  | 1312 |  | 2013-01-25 15:48 | 2013-02-04 | ALTADENA ENERGY & SOLAR INC | Retrofit | Los Angeles | Los Angeles | 90004 | Power Purchase Agreements | [7 empty] | 676.92 | 56.41 |  | Glycol | Advanced Controller with a Thermal Cycling Function | Solar Storage and Auxiliary Tanks are separate |  | 1 | 1 | 632 | Z09 | 36 | Units | Apartments/Condos | 2012024B | 12 | 3 | 726.55 | 1 | 119 | 1 | 336000 | TRUE | 122 | 130 |  |  |  | Altadena Energy & Solar LLC - AES-WMZ-1 | los angeles dept of building & safety | FALSE | 52.08 |  | 2013-01-21 |  | 2013-01-25 |  | 2014-06-09 | 2014-07-01 | 3760 | 68330 | Up-front Payment
SCG-001615 | Single Family Residential | Domestic Hot Water | Gas | Southern California Gas Company | Incentive:Paid | 1704 | 18.59 |  | 1 | 105 |  | 92 |  | 2013-08-21 11:56 | 2013-09-03 | AMERI TECH CONSTRUCTION INC | Retrofit | Northridge | Los Angeles | 91326 | Lease | 5 |  | CL-EF-4PV-2T-G | EchoFirst |  | CL-EF-4PV-2T-G | Indirect Thermosyphon (IT) | 35.52 |  | CL-EL-90 | Glycol | Pressure Stagnation Protection (PSP) | Solar Storage and Auxiliary Tanks are separate | 80.04 | 0.97 | 0.9 | 65 | Z09 | [18 empty] | Northridge, Los Angeles, CA | FALSE | 88.57 |  | 2011-06-01: 2013-01-21; 2011-08-03: 2013-08-21; 2011-09-20: 2013-09-03 | 4062 | 9300 | Up-front Payment
SCG-001616 | Single Family Residential | Domestic Hot Water | Gas | Southern California Gas Company | Incentive:Paid | 1815 | 18.59 |  | 1 | 105 |  | 98 |  | 2013-08-21 11:58 | 2013-09-03 | AMERI TECH CONSTRUCTION INC | Retrofit | Los Angeles | Los Angeles | 90006 | Lease | 3 |  | CL-EF-4PV-2T-G | EchoFirst |  | CL-EF-4PV-2T-G | Indirect Thermosyphon (IT) | 35.52 |  | CL-EL-90 | Glycol | Pressure Stagnation Protection (PSP) | Solar Storage and Auxiliary Tanks are separate | 80.04 | 0.93 | 1 | 45 | Z09 | [18 empty] | Los Angeles, Los Angeles, CA | FALSE | 88.57 |  | 2011-06-01: 2013-01-21; 2011-08-03: 2013-08-21; 2011-09-20: 2013-09-03 | 4062 | 9300 | Up-front Payment
SCG-001617 | Single Family Residential | Domestic Hot Water | Gas | Southern California Gas Company | Incentive:Paid | 2588 | 18.59 |  | 1 | 148 |  | 139 |  | 2013-03-05 14:25 | 2013-03-12 | SAL T VARGAS PLUMBING CORPORATION | Retrofit | Los Angeles | Los Angeles | 91604 | Host Customer is System Owner | 4 |  | 2010135I | Heliodyne, Inc. | Heliopak | HPAK 016 2 408 G 75PD AC S Z | Indirect Forced Circulation (IF) | 64.4 |  | 408 001 | Glycol | Advanced Controller with a Thermal Cycling Function | Solar and Auxiliary Storage are the same Tank | 100 | 0.99 | 0.95 | 55 | Z09 | [18 empty] | City of LA | FALSE | 119.16 |  | 2011-06-01: 2013-01-21; 2011-08-03: 2013-03-05; 2011-09-20: 2013-03-12 | 4239 | 17635 | Up-front Payment
SCG-001618 | Single Family Residential | Domestic Hot Water | Gas | Southern California Gas Company | Incentive:Paid | 1776 | 18.59 |  | 1 | 105 |  | 96 |  | 2013-08-21 11:59 | 2013-09-06 | AMERI TECH CONSTRUCTION INC | Retrofit | Northridge | Los Angeles | 91325 | Lease | 4 |  | CL-EF-4PV-2T-G | EchoFirst |  | CL-EF-4PV-2T-G | Indirect Thermosyphon (IT) | 35.52 |  | CL-EL-90 | Glycol | Pressure Stagnation Protection (PSP) | Solar Storage and Auxiliary Tanks are separate | 80.04 | 0.91 | 1 | 55 | Z09 | [18 empty] | Los Angeles, Los Angeles, CA | FALSE | 88.57 |  | 2011-06-01: 2013-01-21; 2011-08-03: 2013-08-21; 2011-09-20: 2013-09-06 | 4061 | 9300 | Up-front Payment
SCG-001619 | Single Family Residential | Domestic Hot Water | Gas | Southern California Gas Company | Incentive:Paid | 3009 | 29.85 |  | 1 | 105 |  | 101 |  | 2014-07-28 14:35 | 2014-08-06 | AMERI TECH CONSTRUCTION INC | Retrofit | Los Angeles | Los Angeles | 90006 | Lease | 5 |  | CL-EF-4PV-2T-G | EchoFirst |  | CL-EF-4PV-2T-G | Indirect Thermosyphon (IT) | 35.52 |  | CL-EL-90 | Glycol | HartStat, or equivalent | Solar Storage and Auxiliary Tanks are separate | 80.04 | 0.96 | 1 | 65 | Z09 | [18 empty] | Los Angeles, Los Angeles, CA | FALSE | 88.57 |  | 2011-06-01: 2013-01-21; 2011-08-03: 2014-07-28; 2011-09-20: 2014-08-06 | 3400 | 9300 | Up-front Payment
SCG-001620 | Single Family Residential | Domestic Hot Water | Gas | Southern California Gas Company | Incentive:Paid | 1815 | 18.59 |  | 1 | 105 |  | 98 |  | 2013-12-02 14:54 | 2013-12-06 | AMERI TECH CONSTRUCTION INC | Retrofit | Fullerton | Orange | 92833 | Lease | 4 |  | CL-EF-4PV-2T-G | EchoFirst |  | CL-EF-4PV-2T-G | Indirect Thermosyphon (IT) | 35.52 |  | CL-EL-90 | Glycol | HartStat, or equivalent | Solar Storage and Auxiliary Tanks are separate | 80.04 | 0.93 | 1 | 55 | Z08 | [18 empty] | Fullerton, Orange, California | FALSE | 88.57 |  | 2011-06-01: 2013-01-21; 2011-08-03: 2013-12-02; 2011-09-20: 2013-12-06 | 3965 | 9300 | Up-front Payment
SCG-001621 | Single Family Residential | Domestic Hot Water | Gas | Southern California Gas Company | Incentive:Paid | 1515 | 18.59 |  | 1 | 105 |  | 81 |  | 2013-09-18 15:46 | 2013-10-11 | AMERI TECH CONSTRUCTION INC | Retrofit | La Mirada | Los Angeles | 90638 | Lease | 5 |  | CL-EF-4PV-2T-G | EchoFirst |  | CL-EF-4PV-2T-G | Indirect Thermosyphon (IT) | 35.52 |  | CL-EL-90 |  |  | Solar Storage and Auxiliary Tanks are separate | 80.04 | 0.97 | 0.8 | 65 | Z08 | [18 empty] | La Mirada, Los Angeles, CA | FALSE | 88.57 |  | 2011-06-01: 2013-01-21; 2011-08-03: 2013-09-18; 2011-09-20: 2013-10-11 | 4028 | 9300 | Up-front Payment
SCG-001622 | Single Family Residential | Domestic Hot Water | Gas | Southern California Gas Company | Incentive:Paid | 1836 | 18.59 |  | 1 | 105 |  | 99 |  | 2013-09-17 15:24 | 2013-10-30 | AMERI TECH CONSTRUCTION INC | Retrofit | Laguna Hills | Orange | 92653 | Lease | 5 |  | CL-EF-4PV-2T-G | EchoFirst |  | CL-EF-4PV-2T-G | Indirect Thermosyphon (IT) | 35.52 |  | CL-EL-90 | Glycol | Other | Solar Storage and Auxiliary Tanks are separate | 80.04 | 0.99 | 0.95 | 65 | Z08 | [18 empty] | Laguna Hills, Orange County, California | FALSE | 88.57 |  | 2011-06-01: 2013-01-21; 2011-08-03: 2013-09-17; 2011-09-20: 2013-10-30 | 4002 | 9300 | Up-front Payment
SCG-001623 | Single Family Residential | Domestic Hot Water | Gas | Southern California Gas Company | Incentive:Paid | 1952 | 18.59 |  | 1 | 105 |  | 105 |  | 2013-10-18 13:36 | 2013-10-21 | AMERI TECH CONSTRUCTION INC | Retrofit | Fullerton | Orange | 92833 | Lease | 5 |  | CL-EF-4PV-2T-G | EchoFirst |  | CL-EF-4PV-2T-G | Indirect Thermosyphon (IT) | 35.52 |  | CL-EL-90 |  |  | Solar Storage and Auxiliary Tanks are separate | 80.04 | 1 | 1 | 65 | Z08 | [18 empty] | fullerton, CA | FALSE | 88.57 |  | 2011-06-01: 2013-01-21; 2011-08-03: 2013-10-18; 2011-09-20: 2013-10-21 | 4019 | 9300 | Up-front Payment
SCG-001628 | Single Family Residential | Domestic Hot Water | Gas | Southern California Gas Company | Incentive:Paid | 1526 | 18.59 |  | 1 | 105 |  | 82 |  | 2013-09-18 15:44 | 2013-10-30 | AMERI TECH CONSTRUCTION INC | Retrofit | Los Angeles | Los Angeles | 90027 | Lease | 5 |  | CL-EF-4PV-2T-G | EchoFirst |  | CL-EF-4PV-2T-G | Indirect Thermosyphon (IT) | 35.52 |  | CL-EL-90 | Glycol | HartStat, or equivalent | Solar Storage and Auxiliary Tanks are separate | 80.04 | 0.92 | 0.85 | 65 | Z09 | [18 empty] | Los Angeles, Los Angeles, CA | FALSE | 88.57 |  | 2011-06-01: 2013-01-21; 2011-08-03: 2013-09-18; 2011-09-20: 2013-10-30 | 4002 | 9300 | Up-front Payment
SCG-001631 | Single Family Residential | Domestic Hot Water | Gas | Southern California Gas Company | Incentive:Paid | 1725 | 18.59 |  | 1 | 105 |  | 93 |  | 2013-10-18 14:02 | 2013-10-21 | AMERI TECH CONSTRUCTION INC | Retrofit | Los Angeles | Los Angeles | 90004 | Lease | 4 |  | CL-EF-4PV-2T-G | EchoFirst |  | CL-EF-4PV-2T-G | Indirect Thermosyphon (IT) | 35.52 |  | CL-EL-90 |  |  | Solar Storage and Auxiliary Tanks are separate | 80.04 | 0.93 | 0.95 | 55 | Z09 | [18 empty] | los angeles, CA | FALSE | 88.57 |  | 2011-06-01: 2013-01-21; 2011-08-03: 2013-10-18; 2011-09-20: 2013-10-21 | 4019 | 9300 | Up-front Payment
SCG-001633 | Single Family Residential | Domestic Hot Water | Gas | Southern California Gas Company | Incentive:Canceled | 1796 | 18.59 |  | 1 | 105 |  | 97 |  | 2013-09-17 15:13 |  | AMERI TECH CONSTRUCTION INC | Retrofit | Cerritos | Los Angeles | 90703 | Lease | 5 |  | CL-EF-4PV-2T-G | EchoFirst |  | CL-EF-4PV-2T-G | Indirect Thermosyphon (IT) | 35.52 |  | CL-EL-90 | Glycol | Other | Solar Storage and Auxiliary Tanks are separate | 80.04 | 0.92 | 1 | 65 | Z08 | [18 empty] | Cerritos, Los Angeles, CA | FALSE | 88.57 |  | 2011-06-01: 2013-01-21; 2011-06-21: 2013-10-29; 2011-08-03: 2013-09-17 | 4015 | 9300 | Up-front Payment
SCG-001644 | Single Family Residential | Domestic Hot Water | Gas | Southern California Gas Company | Incentive:Paid | 1739 | 18.59 |  | 1 | 105 |  | 94 |  | 2013-11-21 17:01 | 2013-11-25 | AMERI TECH CONSTRUCTION INC | Retrofit | Downey | Los Angeles | 90242 | Lease | 5 |  | CL-EF-4PV-2T-G | EchoFirst |  | CL-EF-4PV-2T-G | Indirect Thermosyphon (IT) | 35.52 |  | CL-EL-90 | Glycol | HartStat, or equivalent | Solar Storage and Auxiliary Tanks are separate | 80.04 | 0.99 | 0.9 | 65 | Z08 | [18 empty] | Downey, CA | FALSE | 88.57 |  | 2011-06-01: 2013-01-21; 2011-08-03: 2013-11-21; 2011-09-20: 2013-11-25 | 3980 | 9300 | Up-front Payment
SCG-001658 | Single Family Residential | Domestic Hot Water | Gas | Southern California Gas Company | Incentive:Paid | 1543 | 18.59 |  | 1 | 105 |  | 83 |  | 2013-09-18 15:42 | 2013-10-10 | AMERI TECH CONSTRUCTION INC | Retrofit | Sepulveda | Los Angeles | 91343 | Lease | 4 |  | CL-EF-4PV-2T-G | EchoFirst |  | CL-EF-4PV-2T-G | Indirect Thermosyphon (IT) | 35.52 |  | CL-EL-90 | Glycol | Pressure Stagnation Protection (PSP) | Solar Storage and Auxiliary Tanks are separate | 80.04 | 0.93 | 0.85 | 55 | Z09 | [18 empty] | Sepulveda, Los Angeles, CA | FALSE | 88.57 |  | 2011-06-01: 2013-01-22; 2011-08-03: 2013-09-18; 2011-09-20: 2013-10-10 | 4028 | 9300 | Up-front Payment
SCG-001659 | Single Family Residential | Domestic Hot Water | Gas | Southern California Gas Company | Incentive:Canceled | 2531 | 29.85 |  | 1 | 105 |  | 85 |  | 2014-08-04 16:34 |  | AMERI TECH CONSTRUCTION INC | Retrofit | Los Angeles | Los Angeles | 90019 | Lease | 6 |  | CL-EF-4PV-2T-G | EchoFirst |  | CL-EF-4PV-2T-G | Indirect Thermosyphon (IT) | 35.52 |  | CL-EL-90 | Glycol | Pressure Stagnation Protection (PSP) | Solar Storage and Auxiliary Tanks are separate | 80.04 | 0.95 | 0.85 | 75 | Z09 | [18 empty] | Los Angeles CA | FALSE | 88.57 |  | 2011-06-01: 2013-01-22; 2011-06-21: 2014-10-26; 2011-08-03: 2014-08-04 | 2986 | 9300 | Up-front Payment
SCG-001664 | Single Family Residential | Domestic Hot Water | Gas | Southern California Gas Company | Incentive:Paid | 1987 | 18.59 |  | 1 | 116 |  | 107 |  | 2013-08-21 12:00 | 2013-09-06 | AMERI TECH CONSTRUCTION INC | Retrofit | Sylmar | Los Angeles | 91342 | Lease | 5 |  | CL-EF-4PV-2T-G | EchoFirst |  | CL-EF-4PV-2T-G | Indirect Thermosyphon (IT) | 35.52 |  | CL-EL-90 | Glycol | Pressure Stagnation Protection (PSP) | Solar Storage with Tankless Auxiliary Water Heater | 80.04 | 0.97 | 0.95 | 65 | Z14 | [18 empty] | Sylmar, Los Angeles, CA | FALSE | 80.17 |  | 2011-06-01: 2013-01-22; 2011-08-03: 2013-08-21; 2011-09-20: 2013-09-06 | 4061 | 9300 | Up-front Payment
SCG-001666 | Single Family Residential | Domestic Hot Water | Gas | Southern California Gas Company | Incentive:Paid | 1874 | 18.59 |  | 1 | 105 |  | 101 |  | 2013-09-18 15:41 | 2013-10-10 | AMERI TECH CONSTRUCTION INC | Retrofit | San Marino | Los Angeles | 91108 | Lease | 5 |  | CL-EF-4PV-2T-G | EchoFirst |  | CL-EF-4PV-2T-G | Indirect Thermosyphon (IT) | 35.52 |  | CL-EL-90 | Glycol | Other | Solar Storage and Auxiliary Tanks are separate | 80.04 | 0.96 | 1 | 65 | Z09 | [18 empty] | San Marino, Los Angeles, CA | FALSE | 88.57 |  | 2011-06-01: 2013-01-22; 2011-08-03: 2013-09-18; 2011-09-20: 2013-10-10 | 4028 | 9300 | Up-front Payment
SCG-001668 | Single Family Residential | Domestic Hot Water | Gas | Southern California Gas Company | Incentive:Paid | 1815 | 18.59 |  | 1 | 105 |  | 98 |  | 2013-10-03 10:49 | 2013-10-21 | AMERI TECH CONSTRUCTION INC | Retrofit | Hacienda Heights | Los Angeles | 91745 | Lease | 4 |  | CL-EF-4PV-2T-G | EchoFirst |  | CL-EF-4PV-2T-G | Indirect Thermosyphon (IT) | 35.52 |  | CL-EL-90 | Glycol | Pressure Stagnation Protection (PSP) | Solar Storage and Auxiliary Tanks are separate | 80.04 | 0.93 | 1 | 55 | Z09 | [18 empty] | Hacienda Height, Los Angeles, CA | FALSE | 88.57 |  | 2011-06-01: 2013-01-22; 2011-08-03: 2013-10-03; 2011-09-20: 2013-10-21 | 4019 | 9300 | Up-front Payment
SCG-001670 | Single Family Residential | Domestic Hot Water | Gas | Southern California Gas Company | Incentive:Canceled | 3009 | 29.85 |  | 1 | 105 |  | 101 |  | 2014-08-18 09:46 |  | AMERI TECH CONSTRUCTION INC | Retrofit | Los Angeles | Los Angeles | 90006 | Lease | 5 |  | CL-EF-4PV-2T-G | EchoFirst |  | CL-EF-4PV-2T-G | Indirect Thermosyphon (IT) | 35.52 |  | CL-EL-90 | Glycol | Other | Solar Storage and Auxiliary Tanks are separate | 80.04 | 0.96 | 1 | 65 | Z09 | [18 empty] | Los Angeles, Los Angeles, CA | FALSE | 88.57 |  | 2011-06-01: 2013-01-22; 2011-06-21: 2014-10-26; 2011-08-03: 2014-08-18 | 2986 | 9300 | Up-front Payment
SCG-001671 | Single Family Residential | Domestic Hot Water | Gas | Southern California Gas Company | Incentive:Paid | 1530 | 18.59 |  | 1 | 105 |  | 82 |  | 2013-09-18 15:39 | 2013-10-09 | AMERI TECH CONSTRUCTION INC | Retrofit | Fullerton | Orange | 92835 | Lease | 5 |  | CL-EF-4PV-2T-G | EchoFirst |  | CL-EF-4PV-2T-G | Indirect Thermosyphon (IT) | 35.52 |  | CL-EL-90 | Glycol | Pressure Stagnation Protection (PSP) | Solar Storage and Auxiliary Tanks are separate | 80.04 | 0.98 | 0.8 | 65 | Z08 | [18 empty] | fullerton, orange, ca | FALSE | 88.57 |  | 2011-06-01: 2013-01-22; 2011-08-03: 2013-09-18; 2011-09-20: 2013-10-09 | 4028 | 9300 | Up-front Payment
SCG-001672 | Single Family Residential | Domestic Hot Water | Gas | Southern California Gas Company | Incentive:Paid | 1932 | 18.59 |  | 1 | 105 |  | 104 |  | 2013-12-18 15:05 | 2014-01-06 | AMERI TECH CONSTRUCTION INC | Retrofit | Los Angeles | Los Angeles | 90006 | Lease | 5 |  | CL-EF-4PV-2T-G | EchoFirst |  | CL-EF-4PV-2T-G | Indirect Thermosyphon (IT) | 35.52 |  | CL-EL-90 | Glycol | HartStat, or equivalent | Solar Storage and Auxiliary Tanks are separate | 80.04 | 0.99 | 1 | 65 | Z09 | [18 empty] | Los Angeles, Los Angeles, CA | FALSE | 88.57 |  | 2011-06-01: 2013-01-22; 2011-08-03: 2013-12-18; 2011-09-20: 2014-01-06 | 3936 | 9300 | Up-front Payment
SCG-001673 | Single Family Residential | Domestic Hot Water | Gas | Southern California Gas Company | Incentive:Paid | 1477 | 18.59 |  | 1 | 105 |  | 79 |  | 2013-08-21 16:07 | 2013-09-06 | AMERI TECH CONSTRUCTION INC | Retrofit | Chatsworth | Ventura | 91311 | Lease | 5 |  | CL-EF-4PV-2T-G | EchoFirst |  | CL-EF-4PV-2T-G | Indirect Thermosyphon (IT) | 35.52 |  | CL-EL-90 | Glycol | Pressure Stagnation Protection (PSP) | Solar Storage and Auxiliary Tanks are separate | 80.04 | 0.89 | 0.85 | 65 | Z09 | [18 empty] | Chatsworth, Ventura, CA | FALSE | 88.57 |  | 2011-06-01: 2013-01-22; 2011-08-03: 2013-08-21; 2011-09-20: 2013-09-06 | 4061 | 9300 | Up-front Payment
SCG-001674 | Single Family Residential | Domestic Hot Water | Gas | Southern California Gas Company | Incentive:Paid | 1464 | 18.59 |  | 1 | 105 |  | 79 |  | 2013-09-17 14:32 | 2013-10-18 | AMERI TECH CONSTRUCTION INC | Retrofit | Los Angeles | Los Angeles | 91605 | Lease | 5 |  | CL-EF-4PV-2T-G | EchoFirst |  | CL-EF-4PV-2T-G | Indirect Thermosyphon (IT) | 35.52 |  | CL-EL-90 | Glycol | HartStat, or equivalent | Solar Storage and Auxiliary Tanks are separate | 80.04 | 1 | 0.75 | 65 | Z09 | [18 empty] | Los Angeles, Los Angeles, CA | FALSE | 88.57 |  | 2011-06-01: 2013-01-22; 2011-08-03: 2013-09-17; 2011-09-20: 2013-10-18 | 3951 | 9300 | Up-front Payment
SCG-001680 | Single Family Residential | Domestic Hot Water | Gas | Southern California Gas Company | Incentive:Paid | 1817 | 18.59 |  | 1 | 105 |  | 98 |  | 2013-08-21 16:10 | 2013-09-06 | AMERI TECH CONSTRUCTION INC | Retrofit | Tujunga | Los Angeles | 91042 | Lease | 5 |  | CL-EF-4PV-2T-G | EchoFirst |  | CL-EF-4PV-2T-G | Indirect Thermosyphon (IT) | 35.52 |  | CL-EL-90 | Glycol | Pressure Stagnation Protection (PSP) | Solar Storage and Auxiliary Tanks are separate | 80.04 | 0.98 | 0.95 | 65 | Z09 | [18 empty] | Tujunga, Los Angeles, CA | FALSE | 88.57 |  | 2011-06-01: 2013-01-22; 2011-08-03: 2013-08-21; 2011-09-20: 2013-09-06 | 4061 | 9300 | Up-front Payment
SCG-001683 | Single Family Residential | Domestic Hot Water | Gas | Southern California Gas Company | Incentive:Paid | 1609 | 18.59 |  | 1 | 105 |  | 87 |  | 2013-12-26 11:44 | 2014-01-06 | AMERI TECH CONSTRUCTION INC | Retrofit | Granada Hills | Los Angeles | 91344 | Lease | 5 |  | CL-EF-4PV-2T-G | EchoFirst |  | CL-EF-4PV-2T-G | Indirect Thermosyphon (IT) | 35.52 |  | CL-EL-90 | Glycol | Other | Solar Storage and Auxiliary Tanks are separate | 80.04 | 0.97 | 0.85 | 65 | Z09 | [18 empty] | Granada Hills, Los Angeles, CA | FALSE | 88.57 |  | 2011-06-01: 2013-01-22; 2011-08-03: 2013-12-26; 2011-09-20: 2014-01-06 | 3936 | 9300 | Up-front Payment
SCG-001685 | Single Family Residential | Domestic Hot Water | Gas | Southern California Gas Company | Incentive:Paid | 1593 | 18.59 |  | 1 | 105 |  | 86 |  | 2013-10-04 14:52 | 2013-10-14 | AMERI TECH CONSTRUCTION INC | Retrofit | Garden Grove | Los Angeles | 92841 | Lease | 4 |  | CL-EF-4PV-2T-G | EchoFirst |  | CL-EF-4PV-2T-G | Indirect Thermosyphon (IT) | 35.52 |  | CL-EL-90 |  |  | Solar Storage and Auxiliary Tanks are separate | 80.04 | 0.96 | 0.85 | 55 | Z08 | [18 empty] | Garden Grove , CA | FALSE | 88.57 |  | 2011-06-01: 2013-01-22; 2011-08-03: 2013-10-04; 2011-09-20: 2013-10-14 | 4028 | 9300 | Up-front Payment
SCG-001691 | Single Family Residential | Domestic Hot Water | Gas | Southern California Gas Company | Incentive:Paid | 1688 | 18.59 |  | 1 | 109 |  | 91 |  | 2013-12-02 15:00 | 2013-12-06 | AMERI TECH CONSTRUCTION INC | Retrofit | Murrieta | Riverside | 92563 | Lease | 4 |  | CL-EF-4PV-2T-G | EchoFirst |  | CL-EF-4PV-2T-G | Indirect Thermosyphon (IT) | 35.52 |  | CL-EL-90 | Glycol | HartStat, or equivalent | Solar Storage and Auxiliary Tanks are separate | 80.04 | 0.98 | 0.85 | 55 | Z10 | [18 empty] | Murrieta, Riverside,CA | FALSE | 85.32 |  | 2011-06-01: 2013-01-22; 2011-08-03: 2013-12-02; 2011-09-20: 2013-12-06 | 3965 | 9300 | Up-front Payment
SCG-001700 | Single Family Residential | Domestic Hot Water | Gas | Southern California Gas Company | Incentive:Paid | 1483 | 18.59 |  | 1 | 105 |  | 80 |  | 2013-12-05 11:50 | 2013-12-06 | AMERI TECH CONSTRUCTION INC | Retrofit | Los Angeles | Los Angeles | 90004 | Lease | 5 |  | CL-EF-4PV-2T-G | EchoFirst |  | CL-EF-4PV-2T-G | Indirect Thermosyphon (IT) | 35.52 |  | CL-EL-90 | Glycol | Other | Solar Storage and Auxiliary Tanks are separate | 80.04 | 0.95 | 0.8 | 65 | Z09 | [18 empty] | Los Angeles, Los Angeles, CA | FALSE | 88.57 |  | 2011-06-01: 2013-01-22; 2011-08-03: 2013-12-05; 2011-09-20: 2013-12-06 | 3965 | 9300 | Up-front Payment
SCG-001701 | Single Family Residential | Domestic Hot Water | Gas | Southern California Gas Company | Incentive:Paid | 1844 | 18.59 |  | 1 | 109 |  | 99 |  | 2013-10-04 14:55 | 2013-10-14 | AMERI TECH CONSTRUCTION INC | Retrofit | Yorba Linda | Orange | 92887 | Lease | 5 |  | CL-EF-4PV-2T-G | EchoFirst |  | CL-EF-4PV-2T-G | Indirect Thermosyphon (IT) | 35.52 |  | CL-EL-90 | Glycol | Pressure Stagnation Protection (PSP) | Solar Storage and Auxiliary Tanks are separate | 80.04 | 0.91 | 1 | 65 | Z10 | [18 empty] | yorba linda, CA | FALSE | 85.32 |  | 2011-06-01: 2013-01-22; 2011-08-03: 2013-10-04; 2011-09-20: 2013-10-14 | 4028 | 9300 | Up-front Payment
SCG-001705 | Single Family Residential | Domestic Hot Water | Gas | Southern California Gas Company | Incentive:Paid | 1780 | 18.59 |  | 1 | 105 |  | 96 |  | 2013-09-18 15:35 | 2013-10-09 | AMERI TECH CONSTRUCTION INC | Retrofit | Buena Park | Orange | 90621 | Lease | 5 |  | CL-EF-4PV-2T-G | EchoFirst |  | CL-EF-4PV-2T-G | Indirect Thermosyphon (IT) | 35.52 |  | CL-EL-90 | Glycol | Pressure Stagnation Protection (PSP) | Solar Storage and Auxiliary Tanks are separate | 80.04 | 0.96 | 0.95 | 65 | Z08 | [18 empty] | Buena Park, Orange, CA | FALSE | 88.57 |  | 2011-06-01: 2013-01-22; 2011-08-03: 2013-09-18; 2011-09-20: 2013-10-09 | 4028 | 9300 | Up-front Payment
SCG-001709 | Single Family Residential | Domestic Hot Water | Gas | Southern California Gas Company | Incentive:Paid | 1780 | 18.59 |  | 1 | 105 |  | 96 |  | 2013-09-18 15:34 | 2013-10-09 | AMERI TECH CONSTRUCTION INC | Retrofit | Fullerton | Orange | 92835 | Lease | 5 |  | CL-EF-4PV-2T-G | EchoFirst |  | CL-EF-4PV-2T-G | Indirect Thermosyphon (IT) | 35.52 |  | CL-EL-90 | Glycol | Other | Solar Storage and Auxiliary Tanks are separate | 80.04 | 0.96 | 0.95 | 65 | Z08 | [18 empty] | Fullerton, Orange, CA | FALSE | 88.57 |  | 2011-06-01: 2013-01-22; 2011-08-03: 2013-09-18; 2011-09-20: 2013-10-09 | 4028 | 9300 | Up-front Payment
SCG-001711 | Single Family Residential | Domestic Hot Water | Gas | Southern California Gas Company | Incentive:Paid | 1817 | 18.59 |  | 1 | 105 |  | 98 |  | 2013-09-27 08:53 | 2013-10-30 | AMERI TECH CONSTRUCTION INC | Retrofit | Northridge | Los Angeles | 91326 | Lease | 5 |  | CL-EF-4PV-2T-G | EchoFirst |  | CL-EF-4PV-2T-G | Indirect Thermosyphon (IT) | 35.52 |  | CL-EL-90 | Glycol | Other | Solar Storage with Tankless Auxiliary Water Heater | 80.04 | 0.98 | 0.95 | 65 | Z09 | [18 empty] | Northridge, Los Angeles, CA | FALSE | 88.57 |  | 2013-01-22 | 2013-11-22 |  |  | 2013-09-27 | 2013-10-30 | 3950 | 9300 | Up-front Payment
SCG-001713 | Single Family Residential | Domestic Hot Water | Gas | Southern California Gas Company | Incentive:Canceled | 1352 | 18.59 |  | 1 | 101 |  | 73 |  | 2013-09-18 15:33 |  | AMERI TECH CONSTRUCTION INC | Retrofit | Harbor City | Los Angeles | 90710 | Lease | 5 |  | CL-EF-4PV-2T-G | EchoFirst |  | CL-EF-4PV-2T-G | Indirect Thermosyphon (IT) | 35.52 |  | CL-EL-90 | Glycol | Other | Solar Storage and Auxiliary Tanks are separate | 80.04 | 0.96 | 0.75 | 65 | Z06 | [18 empty] | Harbor City, Los Angeles, CA | FALSE | 92.08 |  | 2011-06-01: 2013-01-22; 2011-06-21: 2013-10-29; 2011-08-03: 2013-09-18 | 4015 | 9300 | Up-front Payment
SCG-001716 | Single Family Residential | Domestic Hot Water | Gas | Southern California Gas Company | Incentive:Paid | 1543 | 18.59 |  | 1 | 105 |  | 83 |  | 2013-09-18 15:31 | 2013-10-11 | AMERI TECH CONSTRUCTION INC | Retrofit | Studio City | Los Angeles | 91604 | Lease | 5 |  | CL-EF-4PV-2T-G | EchoFirst |  | CL-EF-4PV-2T-G | Indirect Thermosyphon (IT) | 35.52 |  | CL-EL-90 | Glycol | Pressure Stagnation Protection (PSP) | Solar Storage and Auxiliary Tanks are separate | 80.04 | 0.93 | 0.85 | 65 | Z09 | [18 empty] | Studio City, Los Angeles, CA | FALSE | 88.57 |  | 2011-06-01: 2013-01-22; 2011-08-03: 2013-09-18; 2011-09-20: 2013-10-11 | 4028 | 9300 | Up-front Payment
SCG-001717 | Single Family Residential | Domestic Hot Water | Gas | Southern California Gas Company | Incentive:Paid | 1913 | 18.59 |  | 1 | 105 |  | 103 |  | 2013-12-03 16:15 | 2013-12-06 | AMERI TECH CONSTRUCTION INC | Retrofit | Fullerton | Los Angeles | 92833 | Lease | 5 |  | CL-EF-4PV-2T-G | EchoFirst |  | CL-EF-4PV-2T-G | Indirect Thermosyphon (IT) | 35.52 |  | CL-EL-90 | Glycol | HartStat, or equivalent | Solar Storage and Auxiliary Tanks are separate | 80.04 | 0.98 | 1 | 65 | Z08 | [18 empty] | Fullerton, Orange, CA | FALSE | 88.57 |  | 2011-06-01: 2013-01-22; 2011-08-03: 2013-12-03; 2011-09-20: 2013-12-06 | 3965 | 9300 | Up-front Payment
SCG-001718 | Single Family Residential | Domestic Hot Water | Gas | Southern California Gas Company | Incentive:Canceled | 1854 | 18.59 |  | 1 | 105 |  | 100 |  | 2013-08-20 16:40 |  | AMERI TECH CONSTRUCTION INC | Retrofit | Los Angeles | Los Angeles | 90006 | Lease | 5 |  | CL-EF-4PV-2T-G | EchoFirst |  | CL-EF-4PV-2T-G | Indirect Thermosyphon (IT) | 35.52 |  | CL-EL-90 | Glycol | Other | Solar Storage and Auxiliary Tanks are separate | 80.04 | 0.95 | 1 | 65 | Z09 | [18 empty] | los angeles, los angeles, CA | FALSE | 88.57 |  | 2011-06-01: 2013-01-22; 2011-06-21: 2014-02-05; 2011-08-03: 2013-08-20 | 3734 | 9300 | Up-front Payment
SCG-001719 | Single Family Residential | Domestic Hot Water | Gas | Southern California Gas Company | Incentive:Paid | 1913 | 18.59 |  | 1 | 105 |  | 103 |  | 2013-08-21 16:15 | 2013-09-06 | AMERI TECH CONSTRUCTION INC | Retrofit | North Hollywood | Los Angeles | 91605 | Lease | 5 |  | CL-EF-4PV-2T-G | EchoFirst |  | CL-EF-4PV-2T-G | Indirect Thermosyphon (IT) | 35.52 |  | CL-EL-90 | Glycol | Other | Solar Storage and Auxiliary Tanks are separate | 80.04 | 0.98 | 1 | 65 | Z09 | [18 empty] | North Hollywood, Los Angeles, CA | FALSE | 88.57 |  | 2011-06-01: 2013-01-22; 2011-08-03: 2013-08-21; 2011-09-20: 2013-09-06 | 4061 | 9300 | Up-front Payment
SCG-001720 | Single Family Residential | Domestic Hot Water | Gas | Southern California Gas Company | Incentive:Paid | 2261 | 18.59 |  | 1 | 128 |  | 122 |  | 2013-04-22 13:37 | 2013-05-15 | JOHN BROBERG | New Construction | santa barbara | Santa Barbara | 93103 | Owner/Tenant | 4 |  | 2010135G | Heliodyne, Inc. | Heliopak | HPAK 016 1 410 G 75PD AC S Z | Indirect Forced Circulation (IF) | 40.2 |  | 410 001 | Glycol | Advanced Controller with a Vacation or Holiday Mode | Solar and Auxiliary Storage are the same Tank | 75 | 1 | 0.95 | 55 | Z06 | [18 empty] | city of santa barbara | FALSE | 34.08 |  | 2011-06-01: 2013-01-22; 2011-08-03: 2013-04-22; 2011-09-20: 2013-05-15 | 4175 | 4362 | Up-front Payment
PGE-001721 | Single Family Residential | Domestic Hot Water | Electric | Pacific Gas and Electric | Incentive:Paid | 1656 |  | 0.54 | 1 |  | 3066 |  | 3066 | 2013-01-23 17:48 | 2013-01-29 | AZTEC SOLAR INC | Retrofit | LODI | San Joaquin | 95240 | Host Customer is System Owner | 4 |  | 2009035C | Heliodyne, Inc. | Heliopak | HPAK 016 2 408 G 120 ACD | Indirect Forced Circulation (IF) | 64.4 |  | 408 001 | Glycol | Advanced Controller with a Vacation or Holiday Mode | Solar Storage and Auxiliary Tanks are separate | 120 | 1 | 1 | 55 | Z12 | [18 empty] | San Joaquin County | FALSE |  | 2.99 | 2011-06-01: 2013-01-22; 2011-08-03: 2013-01-23; 2011-09-20: 2013-01-29 | 4282 | 9170 | Up-front Payment
SCG-001723 | Commercial/Multifamily Residential | Domestic Hot Water | Gas | Southern California Gas Company | Incentive:Paid | 16826 | 14.53 |  | 1 | 1158 |  | 1158 |  | 2013-01-30 11:33 | 2013-01-30 | ELECTRO-THERMAL EQUIPMENT CORP | Retrofit | Pomona | Los Angeles | 91768 | Host Customer is System Owner | [7 empty] | 349.83 | 38.87 |  | Forced Circulation |  | Solar Storage and Auxiliary Tanks are separate |  |  | 1 | 714 | Z09 | 17 | Units | Apartments/Condos | 2009058C | 9 | 5 | 440 | 4 | 200 | 2 | 398000 | TRUE | 130 | 130 |  |  |  |  | Pomona | FALSE | 31.34 |  | 2013-01-29 |  | 2013-01-30 | 2013-01-30 | 2013-05-22 | 2013-06-04 | 4156 | 36288 | Up-front Payment
PGE-001724 | Commercial/Multifamily Residential | Domestic Hot Water | Gas | Pacific Gas and Electric | Incentive:Paid | 487713 | 14.53 |  | 1 | 33985 |  | 33985 |  | 2013-04-24 08:52 | 2013-05-09 | TEVA ENERGY LLC | Retrofit | FRESNO | Fresno | 93706 | Power Purchase Agreements | [7 empty] | 10348.32 | 33.062 |  | Drainback |  | Solar Storage with Tankless Auxiliary Water Heater |  | 1 | 1 | 304271.767 | Z13 |  |  | Other | 2012034A | 313 | 1 | 10000 | 1 | 0 | 0 | 13390000 | FALSE | 140 | 140 |  | Teva - TEVA-BTU-2 | TEVA Energy, LLC | Teva - TEVA-BTU-2 | Fresno | TRUE | 20.92 |  | 2013-01-23 | 2013-05-07 | 2013-04-24 | 2013-05-09 | 2013-08-24 | 2013-09-12 | 4030 | 711000 | Up-front Payment
SDG-001726 | Single Family Residential | Domestic Hot Water | Electric | San Diego Gas and Electric | Incentive:Paid | 1066 |  | 0.54 | 1 |  | 2077 |  | 1973 | 2013-02-15 16:17 | 2013-11-12 | CLEANTECH ENERGY SOLUTIONS INC | Retrofit | Fallbrook | San Diego | 92028 | Host Customer is System Owner | 2 |  | 2010131E | SunEarth, Inc. | SunSiphon | EPGX80-42 | Indirect Thermosyphon (IT) | 42.2 |  | EP-21 | Glycol | HartStat, or equivalent | Solar and Auxiliary Storage are the same Tank | 80 | 0.95 | 1 | 35 | Z10 | [18 empty] | County of San Diego | FALSE |  | 3.32 | 2011-06-01: 2013-01-23; 2011-08-03: 2013-02-15; 2011-09-20: 2013-11-12 | 3973 | 6886 | Up-front Payment
PGE-001727 | Single Family Residential | Domestic Hot Water | Gas | Pacific Gas and Electric | Incentive:Paid | 1640 | 18.59 |  | 1 | 90 |  | 88 |  | 2013-01-30 15:27 | 2013-02-12 | T 5 CONSTRUCTION | Retrofit | SACRAMENTO | Sacramento | 95831 | Host Customer is System Owner | 3 |  | 2001002C | SunEarth, Inc. | CopperHeart | CP-40G | Direct Integral Collector Storage (DI) | 24.9 |  | (No Model Number) |  |  | Solar and Auxiliary Storage are the same Tank | 42 | 0.98 | 1 | 45 | Z12 | [18 empty] | Sacramento | FALSE | 116.67 |  | 2011-06-01: 2013-01-24; 2011-08-03: 2013-01-30; 2011-09-20: 2013-02-12 | 4260 | 10500 | Up-front Payment
SCG-001728 | Commercial/Multifamily Residential | Domestic Hot Water | Gas | Southern California Gas Company | Incentive:Paid | 20037 | 14.53 |  | 1 | 1379 |  | 1379 |  | 2013-05-17 15:42 | 2013-05-22 | ENVIRONMENTAL SOLAR DESIGN INC | Retrofit | Granada Hills | Los Angeles | 91344 | Host Customer is System Owner | [7 empty] | 400 | 40 |  | Glycol | Advanced Controller with a Vacation or Holiday Mode | Solar Storage and Auxiliary Tanks are separate |  | 1 | 1 | 1100 | Z09 | 28 | Units | Apartments/Condos | 2007032A | 10 | 1 | 600 | 5 | 200 | 2 | 398000 | TRUE | 135 | 120 |  |  |  |  | Los Angeles | FALSE | 21.65 |  | 2013-01-24 |  | 2013-05-17 | 2013-05-22 | 2013-06-13 | 2013-06-17 | 4134 | 29860 | Up-front Payment
PGE-001729 | Single Family Residential | Domestic Hot Water | Gas | Pacific Gas and Electric | Incentive:Paid | 1929 | 18.59 |  | 1 | 115 |  | 104 |  | 2013-02-01 14:39 | 2013-02-05 | AZTEC SOLAR INC | Retrofit | DAVIS | Yolo | 95616 | Host Customer is System Owner | 2 |  | 2001016C | Solahart Industries | SOLAHART | ASG 302J & ASG 302J Free Heat | Indirect Thermosyphon (IT) | 42.7 |  | J | Glycol | HartStat, or equivalent | Solar Storage and Auxiliary Tanks are separate | 80 | 0.95 | 0.95 | 35 | Z12 | [18 empty] | City of Davis | FALSE | 69.38 |  | 2011-06-01: 2013-01-28; 2011-08-03: 2013-02-01; 2011-09-20: 2013-02-05 | 4275 | 7978.5 | Up-front Payment
SCG-001730 | Commercial/Multifamily Residential | Domestic Hot Water | Gas | Southern California Gas Company | Incentive:Paid | 5042 | 14.53 |  | 1 | 347 |  | 347 |  | 2013-02-13 10:22 | 2013-02-14 | SOLAR - TEC SYSTEMS INC | Retrofit | Pomona | Los Angeles | 91766 | Host Customer is System Owner | [7 empty] | 80.24 | 40.12 |  | Glycol | Advanced Controller with a Vacation or Holiday Mode | Solar Storage and Auxiliary Tanks are separate |  | 1 | 1 | 1640 | Z09 |  |  |  | 1981085D | 2 | 1 | 119 | 1 | 100 | 1 | 235000 | TRUE | 130 | 130 |  |  |  |  | City of Pomona | FALSE | 45.89 |  | 2013-01-30 |  | 2013-02-13 | 2013-02-14 | 2013-03-21 | 2013-05-16 | 4167 | 15925 | Up-front Payment
SCG-001731 | Commercial/Multifamily Residential | Domestic Hot Water | Gas | Southern California Gas Company | Incentive:Paid | 5042 | 14.53 |  | 1 | 347 |  | 347 |  | 2013-02-13 10:27 | 2013-02-14 | SOLAR - TEC SYSTEMS INC | Retrofit | Pomona | Los Angeles | 91766 | Host Customer is System Owner | [7 empty] | 80.24 | 40.12 |  | Glycol | Advanced Controller with a Vacation or Holiday Mode | Solar Storage and Auxiliary Tanks are separate |  | 1 | 1 | 1640 | Z09 |  |  |  | 1981085D | 2 | 1 | 119 | 1 | 100 | 1 | 235000 | TRUE | 130 | 130 |  |  |  |  | City of Pomona | FALSE | 45.89 |  | 2013-01-30 |  | 2013-02-13 | 2013-02-14 | 2013-03-21 | 2013-05-16 | 4167 | 15925 | Up-front Payment
PGE-001732 | Single Family Residential | Domestic Hot Water | Propane | Pacific Gas and Electric | Incentive:Canceled | 1834 | 0.54 |  | 1 | 4571 |  | 4205 |  | 2013-06-28 08:53 |  | RADIANT SOLAR TECHNOLOGY INC | Retrofit | BOONVILLE | Mendocino | 95415 | Host Customer is System Owner | 2 |  | 2007012B | Heat Transfer Products | SuperStor Contender Solar | SSC-80SB | Indirect Forced Circulation (IF) | 39.8 |  | AE-40E | Glycol | Advanced Controller with a Vacation or Holiday Mode | Solar Storage with Tankless Auxiliary Water Heater | 80 | 0.92 | 1 | 35 | Z02 | [18 empty] | Mendocino County | FALSE | 2.26 |  | 2011-06-01: 2013-02-01; 2011-06-21: 2016-05-17; 2011-08-03: 2013-06-28 | 3085 | 10324.54 | Up-front Payment
PGE-001733 | Single Family Residential | Domestic Hot Water | Gas | Pacific Gas and Electric | Incentive:Paid | 2138 | 18.59 |  | 1 | 115 |  | 115 |  | 2013-02-05 10:32 | 2013-02-06 | AZTEC SOLAR INC | Retrofit | DAVIS | Yolo | 95616 | Host Customer is System Owner | 2 |  | 2001016C | Solahart Industries | SOLAHART | ASG 302J & ASG 302J Free Heat | Indirect Thermosyphon (IT) | 42.7 |  | J | Glycol | HartStat, or equivalent | Solar Storage and Auxiliary Tanks are separate | 80 | 1 | 1 | 35 | Z12 | [18 empty] | City of Davis | FALSE | 68.24 |  | 2011-06-01: 2013-02-04; 2011-08-03: 2013-02-05; 2011-09-20: 2013-02-06 | 4275 | 7847.56 | Up-front Payment
SCG-001734 | Single Family Residential | Domestic Hot Water | Gas | Southern California Gas Company | Incentive:Paid | 1673 | 18.59 |  | 1 | 90 |  | 90 |  | 2013-03-20 16:41 | 2013-03-26 | ZERO ENERGY CONTRACTING INC | Retrofit | Pomona | Los Angeles | 91768 | Host Customer is System Owner | 3 |  | 2012041A | Agua Del Sol | RADCO DRAINBACK HEAT EXCHANGER | R-DBHX-8-50GD-40P | Indirect Self Pumped (IS) | 39.91 |  | 410P-HP |  |  | Solar Storage with Tankless Auxiliary Water Heater | 52 | 1 | 1 | 45 | Z09 | [18 empty] | City of Pomona | FALSE | 123.88 |  | 2011-06-01: 2013-02-04; 2011-08-03: 2013-03-20; 2011-09-20: 2013-03-26 | 4231 | 11149 | Up-front Payment
PGE-001736 | Low Income Multifamily Residential | Domestic Hot Water | Gas | Pacific Gas and Electric | Reservation:Canceled | 53747 | 19.23 |  | 1 | 3038 |  | 2795 |  | 2013-03-28 11:37 |  | SUN LIGHT & POWER | New Construction | San Francisco | San Francisco | 94115 | Host Customer is System Owner | [7 empty] | 803.4 | 40.17 |  | Glycol | Advanced Controller with a Vacation or Holiday Mode | Solar Storage and Auxiliary Tanks are separate |  | 0.92 | 1 | 3724 | Z03 | 98 |  |  | 2010115A | 20 | 2 | 1200 | 1 | 260 | 2 | 600000 | TRUE | 120 | 120 | [5 empty] | FALSE | 26.72 |  | 2011-06-01: 2013-03-27; 2011-06-21: 2013-04-01; 2011-06-23: 2013-03-28 | 4197 | 81173.17 | Up-front Payment
PGE-001737 | Commercial/Multifamily Residential | Domestic Hot Water | Gas | Pacific Gas and Electric | Incentive:Paid | 74618 | 14.53 |  | 1 | 5522 |  | 5135 |  | 2013-03-26 12:37 | 2013-04-08 | SUN LIGHT & POWER | New Construction | San Francisco | San Francisco | 94103 | Host Customer is System Owner | [7 empty] | 1526.46 | 40.17 |  | Glycol | Advanced Controller with a Vacation or Holiday Mode | Solar Storage with Tankless Auxiliary Water Heater |  | 0.93 | 1 | 9590 | Z03 | 305 | Units | Apartments/Condos | 2010115A | 38 | 2 | 2250 | 1 | 0 | 0 | 34200000 | TRUE | 120 | 120 |  | Heliodyne - Delta-T Pro Ethernet |  | Heliodyne - Delta-T Pro Ethernet | City and County of San Francisco | FALSE | 34.39 |  | 2013-03-08 | 2013-03-28 | 2013-03-26 | 2013-04-08 | 2014-06-05 | 2014-07-24 | 3727 | 189920.24 | Up-front Payment
SDG-001738 | Commercial/Multifamily Residential | Domestic Hot Water | Gas | San Diego Gas and Electric | Incentive:Paid | 109353 | 14.53 |  | 1 | 7526 |  | 7526 |  | 2013-02-18 15:04 | 2013-02-25 | SUNUP ENERGY | Retrofit | San Diego | San Diego | 92101 | Host Customer is System Owner | [7 empty] | 2324.28 | 27.67 |  | Glycol | Steam Back | Solar Storage and Auxiliary Tanks are separate |  | 1 | 1 | 4514 | Z07 | 122 | Units | Apartments/Condos | 2009046A | 84 | 3 | 4000 | 1 | 230 | 2 | 1000000 | TRUE | 140 | 140 |  | SunReports - SR1100GVFS20-400 |  | SunReports - SR1100GVFS20-400 | san diego | FALSE | 35.45 |  | 2013-02-06 | 2013-02-21 | 2013-02-18 |  | 2013-02-27 | 2013-02-27 | 4245 | 266800 | Up-front Payment
PGE-001739 | Single Family Residential | Domestic Hot Water | Gas | Pacific Gas and Electric | Incentive:Paid | 2719 | 18.59 |  | 1 | 204 |  | 173 |  | 2013-05-04 17:32 | 2013-05-23 | GREG CROSS INC | Retrofit | CUPERTINO | Santa Clara | 95014 | Host Customer is System Owner | 6 |  | 2011023B | Free Hot Water | Independence | 7003 XG | Indirect Forced Circulation (IF) | 83 |  | FHW-FC7275A | Glycol | Pressure Stagnation Protection (PSP) | Solar Storage and Auxiliary Tanks are separate | 105 | 1 | 0.85 | 75 | Z04 | [18 empty] | City of Cupertino, CA | FALSE | 58.85 |  | 2013-02-06 | 2013-05-08 |  |  | 2013-05-04 | 2013-05-23 | 4163 | 12006.13 | Up-front Payment
SCE-001740 | Single Family Residential | Domestic Hot Water | Propane | Southern California Edison | Incentive:Paid | 1788 | 0.54 |  | 1 | 3311 |  | 3311 |  | 2013-04-09 08:50 | 2013-04-18 | RIBBENS CONSTRUCTION INC | Retrofit | Yucca Valley | San Bernardino | 92284 | Lease | 2 |  | SM-EF-4PV-2T-G | EchoFirst |  | SM-EF-4PV-2T-G | Indirect Thermosyphon (IT) | 35.52 |  | SM-EL-90 | Glycol | HartStat, or equivalent | Solar Storage and Auxiliary Tanks are separate | 80.04 | 1 | 1 | 35 | Z14 | [18 empty] | County of San Bernadino | FALSE | 2.79 |  | 2011-06-01: 2013-02-07; 2011-08-03: 2013-04-09; 2011-09-20: 2013-04-18 | 4201 | 9239 | Up-front Payment
SCE-001741 | Single Family Residential | Domestic Hot Water | Propane | Southern California Edison | Incentive:Paid | 1579 | 0.54 |  | 1 | 3076 |  | 2922 |  | 2013-03-12 12:14 | 2013-04-16 | RIBBENS CONSTRUCTION INC | Retrofit | Tehachapi | Kern | 93561 | Lease | 4 |  | SM-EF-4PV-2T-G | EchoFirst |  | SM-EF-4PV-2T-G | Indirect Thermosyphon (IT) | 35.52 |  | SM-EL-90 | Glycol | HartStat, or equivalent | Solar Storage and Auxiliary Tanks are separate | 80.04 | 0.95 | 1 | 55 | Z13 | [18 empty] | Kern County | FALSE | 3 |  | 2011-06-01: 2013-02-07; 2011-08-03: 2013-03-12; 2011-09-20: 2013-04-16 | 4201 | 9239 | Up-front Payment
SCG-001742 | Single Family Residential | Domestic Hot Water | Gas | Southern California Gas Company | Incentive:Paid | 2380 | 18.59 |  | 1 | 128 |  | 128 |  | 2013-03-08 15:07 | 2013-03-12 | THE SOLAR ENERGY COMPANY INC | Retrofit | Santa Maria | Santa Barbara | 93454 | Host Customer is System Owner | 4 |  | 2001003A | SunEarth, Inc. | SolaRay | TE40P-80-2G-PV | Indirect Forced Circulation (IF) | 40.9 |  | EP-40 | Glycol | Steam Back | Solar Storage and Auxiliary Tanks are separate | 80 | 1 | 1 | 55 | Z05 | [18 empty] | Santa Maria | FALSE | 70.27 |  | 2011-06-01: 2013-02-07; 2011-08-03: 2013-03-08; 2011-09-20: 2013-03-12 | 4239 | 8995 | Up-front Payment
SCG-001744 | Commercial/Multifamily Residential | Domestic Hot Water | Gas | Southern California Gas Company | Incentive:Paid | 4286 | 14.53 |  | 1 | 295 |  | 295 |  | 2013-02-11 13:45 | 2013-02-14 | SOLAR - TEC SYSTEMS INC | Retrofit | Inglewood | Los Angeles | 90302 | Host Customer is System Owner | [7 empty] | 80.34 | 40.17 |  | Glycol | Advanced Controller with a Vacation or Holiday Mode | Solar Storage and Auxiliary Tanks are separate |  | 1 | 1 | 840 | Z06 | 21 | Units | Apartments/Condos | 2010115A | 2 | 1 | 112 | 1 | 200 | 2 | 199000 | TRUE | 130 | 130 |  |  |  |  | City of Inglewood | FALSE | 53.98 |  | 2013-02-08 |  | 2013-02-11 | 2013-02-14 | 2013-03-21 | 2013-04-10 | 4175 | 15925 | Up-front Payment
SCG-001745 | Single Family Residential | Domestic Hot Water | Gas | Southern California Gas Company | Incentive:Paid | 1673 | 18.59 |  | 1 | 90 |  | 90 |  | 2013-03-06 13:24 | 2013-03-28 | ZERO ENERGY CONTRACTING INC | Retrofit | San Gabriel | Los Angeles | 91776 | Host Customer is System Owner | 3 |  | 2012041A | Agua Del Sol | RADCO DRAINBACK HEAT EXCHANGER | R-DBHX-8-50GD-40P | Indirect Self Pumped (IS) | 39.91 |  | 410P-HP |  |  | Solar Storage with Tankless Auxiliary Water Heater | 52 | 1 | 1 | 45 | Z09 | [18 empty] | City of San Gabriel | FALSE | 74.83 |  | 2011-06-01: 2013-02-08; 2011-08-03: 2013-03-06; 2011-09-20: 2013-03-28 | 4219 | 6735 | Up-front Payment
SCG-001746 | Single Family Residential | Domestic Hot Water | Gas | Southern California Gas Company | Incentive:Paid | 1673 | 18.59 |  | 1 | 90 |  | 90 |  | 2013-06-18 13:28 | 2013-06-24 | ZERO ENERGY CONTRACTING INC | Retrofit | West Covina | Los Angeles | 91791 | Host Customer is System Owner | 3 |  | 2012041A | Agua Del Sol | RADCO DRAINBACK HEAT EXCHANGER | R-DBHX-8-50GD-40P | Indirect Self Pumped (IS) | 39.91 |  | 410P-HP |  |  | Solar Storage with Tankless Auxiliary Water Heater | 52 | 1 | 1 | 45 | Z09 | [18 empty] | City of West Covina | FALSE | 114.43 |  | 2011-06-01: 2013-02-08; 2011-08-03: 2013-06-18; 2011-09-20: 2013-06-24 | 4134 | 10299 | Up-front Payment
SCG-001747 | Single Family Residential | Domestic Hot Water | Gas | Southern California Gas Company | Incentive:Paid | 1640 | 18.59 |  | 1 | 90 |  | 88 |  | 2013-05-09 10:13 | 2013-05-22 | ZERO ENERGY CONTRACTING INC | Retrofit | West Covina | Los Angeles | 91790 | Host Customer is System Owner | 3 |  | 2012041A | Agua Del Sol | RADCO DRAINBACK HEAT EXCHANGER | R-DBHX-8-50GD-40P | Indirect Self Pumped (IS) | 39.91 |  | 410P-HP |  |  | Solar Storage with Tankless Auxiliary Water Heater | 52 | 0.98 | 1 | 45 | Z09 | [18 empty] | City of West Covina | FALSE | 122.86 |  | 2011-06-01: 2013-02-08; 2011-08-03: 2013-05-09; 2011-09-20: 2013-05-22 | 4167 | 11057 | Up-front Payment
SCG-001748 | Single Family Residential | Domestic Hot Water | Gas | Southern California Gas Company | Incentive:Paid | 1673 | 18.59 |  | 1 | 90 |  | 90 |  | 2013-08-26 11:28 | 2013-09-03 | ZERO ENERGY CONTRACTING INC | Retrofit | Whittier | Los Angeles | 90603 | Host Customer is System Owner | 3 |  | 2012041A | Agua Del Sol | RADCO DRAINBACK HEAT EXCHANGER | R-DBHX-8-50GD-40P | Indirect Self Pumped (IS) | 39.91 |  | 410P-HP |  |  | Solar Storage with Tankless Auxiliary Water Heater | 52 | 1 | 1 | 45 | Z09 | [18 empty] | City of Whittier | FALSE | 118.16 |  | 2011-06-01: 2013-02-08; 2011-08-03: 2013-08-26; 2011-09-20: 2013-09-03 | 4068 | 10634 | Up-front Payment
SCG-001750 | Single Family Residential | Domestic Hot Water | Gas | Southern California Gas Company | Incentive:Paid | 1673 | 18.59 |  | 1 | 90 |  | 90 |  | 2013-06-18 14:14 | 2013-06-24 | ZERO ENERGY CONTRACTING INC | Retrofit | Altadena | Los Angeles | 91001 | Host Customer is System Owner | 3 |  | 2012041A | Agua Del Sol | RADCO DRAINBACK HEAT EXCHANGER | R-DBHX-8-50GD-40P | Indirect Self Pumped (IS) | 39.91 |  | 410P-HP |  |  | Solar Storage with Tankless Auxiliary Water Heater | 52 | 1 | 1 | 45 | Z09 | [18 empty] | County of Los Angeles | FALSE | 110.89 |  | 2011-06-01: 2013-02-08; 2011-08-03: 2013-06-18; 2011-09-20: 2013-06-24 | 4134 | 9980 | Up-front Payment
SCG-001751 | Single Family Residential | Domestic Hot Water | Gas | Southern California Gas Company | Incentive:Paid | 1383 | 18.59 |  | 1 | 90 |  | 74 |  | 2013-06-25 15:14 | 2013-06-28 | ZERO ENERGY CONTRACTING INC | Retrofit | Altadena | Los Angeles | 91001 | Host Customer is System Owner | 3 |  | 2012041A | Agua Del Sol | RADCO DRAINBACK HEAT EXCHANGER | R-DBHX-8-50GD-40P | Indirect Self Pumped (IS) | 39.91 |  | 410P-HP |  |  | Solar Storage with Tankless Auxiliary Water Heater | 52 | 0.87 | 0.95 | 45 | Z09 | [18 empty] | County of Los Angeles | FALSE | 124.39 |  | 2011-06-01: 2013-02-08; 2011-08-03: 2013-06-25; 2011-09-20: 2013-06-28 | 4128 | 11195 | Up-front Payment
SCG-001753 | Single Family Residential | Domestic Hot Water | Gas | Southern California Gas Company | Incentive:Paid | 1472 | 18.59 |  | 1 | 90 |  | 79 |  | 2013-05-17 15:30 | 2013-05-22 | ZERO ENERGY CONTRACTING INC | Retrofit | Whittier | Los Angeles | 90605 | Host Customer is System Owner | 3 |  | 2012041A | Agua Del Sol | RADCO DRAINBACK HEAT EXCHANGER | R-DBHX-8-50GD-40P | Indirect Self Pumped (IS) | 39.91 |  | 410P-HP |  |  | Solar Storage with Tankless Auxiliary Water Heater | 52 | 0.88 | 1 | 45 | Z09 | [18 empty] | City of Whittier | FALSE | 110.89 |  | 2011-06-01: 2013-02-08; 2011-08-03: 2013-05-17; 2011-09-20: 2013-05-22 | 4167 | 9980 | Up-front Payment
SCG-001755 | Single Family Residential | Domestic Hot Water | Gas | Southern California Gas Company | Incentive:Paid | 1673 | 18.59 |  | 1 | 90 |  | 90 |  | 2013-03-29 08:00 | 2013-04-04 | ZERO ENERGY CONTRACTING INC | Retrofit | West Covina | Los Angeles | 91791 | Host Customer is System Owner | 7 |  | 2012041A | Agua Del Sol | RADCO DRAINBACK HEAT EXCHANGER | R-DBHX-8-50GD-40P | Indirect Self Pumped (IS) | 39.91 |  | 410P-HP |  |  | Solar Storage with Tankless Auxiliary Water Heater | 52 | 1 | 1 | 85 | Z09 | [18 empty] | City of West Covina | FALSE | 110.89 |  | 2011-06-01: 2013-02-08; 2011-08-03: 2013-03-29; 2011-09-20: 2013-04-04 | 4219 | 9980 | Up-front Payment
SCG-001756 | Single Family Residential | Domestic Hot Water | Gas | Southern California Gas Company | Incentive:Paid | 1673 | 18.59 |  | 1 | 90 |  | 86 |  | 2013-08-15 11:26 | 2013-08-27 | ZERO ENERGY CONTRACTING INC | Retrofit | Covina | Los Angeles | 91722 | Host Customer is System Owner | 3 |  | 2012041A | Agua Del Sol | RADCO DRAINBACK HEAT EXCHANGER | R-DBHX-8-50GD-40P | Indirect Self Pumped (IS) | 39.91 |  | 410P-HP |  |  | Solar Storage with Tankless Auxiliary Water Heater | 52 | 1 | 0.95 | 45 | Z09 | [18 empty] | City of Covina | FALSE | 110.89 |  | 2011-06-01: 2013-02-08; 2011-08-03: 2013-08-15; 2011-09-20: 2013-08-27 | 4068 | 9980 | Up-front Payment
SCG-001757 | Single Family Residential | Domestic Hot Water | Gas | Southern California Gas Company | Incentive:Paid | 1673 | 18.59 |  | 1 | 90 |  | 90 |  | 2013-05-08 09:17 | 2013-05-22 | ZERO ENERGY CONTRACTING INC | Retrofit | West Covina | Los Angeles | 91791 | Host Customer is System Owner | 4 |  | 2012041A | Agua Del Sol | RADCO DRAINBACK HEAT EXCHANGER | R-DBHX-8-50GD-40P | Indirect Self Pumped (IS) | 39.91 |  | 410P-HP |  |  | Solar Storage with Tankless Auxiliary Water Heater | 52 | 1 | 1 | 55 | Z09 | [18 empty] | City of West Covina | FALSE | 110.89 |  | 2011-06-01: 2013-02-08; 2011-08-03: 2013-05-08; 2011-09-20: 2013-05-22 | 4167 | 9980 | Up-front Payment
SCG-001759 | Single Family Residential | Domestic Hot Water | Gas | Southern California Gas Company | Incentive:Paid | 1673 | 18.59 |  | 1 | 90 |  | 90 |  | 2013-03-06 13:52 | 2013-03-28 | ZERO ENERGY CONTRACTING INC | Retrofit | West Covina | Los Angeles | 91791 | Host Customer is System Owner | 3 |  | 2012041A | Agua Del Sol | RADCO DRAINBACK HEAT EXCHANGER | R-DBHX-8-50GD-40P | Indirect Self Pumped (IS) | 39.91 |  | 410P-HP |  |  | Solar Storage with Tankless Auxiliary Water Heater | 52 | 1 | 1 | 45 | Z09 | [18 empty] | City of West Covina | FALSE | 110.89 |  | 2011-06-01: 2013-02-08; 2011-08-03: 2013-03-06; 2011-09-20: 2013-03-28 | 4219 | 9980 | Up-front Payment
SCG-001760 | Single Family Residential | Domestic Hot Water | Gas | Southern California Gas Company | Incentive:Paid | 1673 | 18.59 |  | 1 | 90 |  | 90 |  | 2013-05-09 09:59 | 2013-05-22 | ZERO ENERGY CONTRACTING INC | Retrofit | Alhambra | Los Angeles | 91801 | Host Customer is System Owner | 4 |  | 2012041A | Agua Del Sol | RADCO DRAINBACK HEAT EXCHANGER | R-DBHX-8-50GD-40P | Indirect Self Pumped (IS) | 39.91 |  | 410P-HP |  |  | Solar Storage with Tankless Auxiliary Water Heater | 52 | 1 | 1 | 55 | Z09 | [18 empty] | City of Alhambra | FALSE | 115.38 |  | 2011-06-01: 2013-02-08; 2011-08-03: 2013-05-09; 2011-09-20: 2013-05-22 | 4167 | 10384 | Up-front Payment
SCG-001762 | Single Family Residential | Domestic Hot Water | Gas | Southern California Gas Company | Incentive:Paid | 1673 | 18.59 |  | 1 | 90 |  | 90 |  | 2013-08-15 10:58 | 2013-08-16 | ZERO ENERGY CONTRACTING INC | Retrofit | Whittier | Los Angeles | 90604 | Host Customer is System Owner | 6 |  | 2012041A | Agua Del Sol | RADCO DRAINBACK HEAT EXCHANGER | R-DBHX-8-50GD-40P | Indirect Self Pumped (IS) | 39.91 |  | 410P-HP |  |  | Solar Storage with Tankless Auxiliary Water Heater | 52 | 1 | 1 | 75 | Z09 | [18 empty] | County of Los Angeles | FALSE | 110.89 |  | 2011-06-01: 2013-02-08; 2011-08-03: 2013-08-15; 2011-09-20: 2013-08-16 | 4079 | 9980 | Up-front Payment
SCG-001763 | Single Family Residential | Domestic Hot Water | Gas | Southern California Gas Company | Incentive:Paid | 1673 | 18.59 |  | 1 | 90 |  | 90 |  | 2013-06-04 13:52 | 2013-06-11 | ZERO ENERGY CONTRACTING INC | Retrofit | West Covina | Los Angeles | 91791 | Host Customer is System Owner | 4 |  | 2012041A | Agua Del Sol | RADCO DRAINBACK HEAT EXCHANGER | R-DBHX-8-50GD-40P | Indirect Self Pumped (IS) | 39.91 |  | 410P-HP |  |  | Solar Storage with Tankless Auxiliary Water Heater | 52 | 1 | 1 | 55 | Z09 | [18 empty] | City of West Covina | FALSE | 110.89 |  | 2011-06-01: 2013-02-08; 2011-08-03: 2013-06-04; 2011-09-20: 2013-06-11 | 4146 | 9980 | Up-front Payment
SCG-001764 | Single Family Residential | Domestic Hot Water | Gas | Southern California Gas Company | Incentive:Paid | 1573 | 18.59 |  | 1 | 90 |  | 85 |  | 2013-06-25 15:28 | 2013-06-28 | ZERO ENERGY CONTRACTING INC | Retrofit | Glendora | Los Angeles | 91741 | Host Customer is System Owner | 3 |  | 2012041A | Agua Del Sol | RADCO DRAINBACK HEAT EXCHANGER | R-DBHX-8-50GD-40P | Indirect Self Pumped (IS) | 39.91 |  | 410P-HP |  |  | Solar Storage with Tankless Auxiliary Water Heater | 52 | 0.94 | 1 | 45 | Z09 | [18 empty] | City of Glendora | FALSE | 110.89 |  | 2011-06-01: 2013-02-08; 2011-08-03: 2013-06-25; 2011-09-20: 2013-06-28 | 4128 | 9980 | Up-front Payment
SCG-001766 | Low Income Multifamily Residential | Domestic Hot Water | Gas | Southern California Gas Company | Incentive:Paid | 4404 | 19.23 |  | 1 | 229 |  | 229 |  | 2013-05-06 09:45 | 2013-05-09 | CALIFORNIA SOLAR THERMAL INC | Retrofit | Rialto | San Bernardino | 92376 | Host Customer is System Owner | [7 empty] | 83.01 | 27.67 |  | Glycol | Steam Back | Solar Storage and Auxiliary Tanks are separate |  | 1 | 1 | 168 | Z10 | 4 | Units | Apartments/Condos | 2009046A | 3 | 3 | 132 | 1 | 100 | 1 | 275000 | FALSE | 140 | 140 |  |  |  |  | Rialto | FALSE | 70.72 |  | 2013-02-11 |  | 2013-05-06 | 2013-05-09 | 2013-08-14 | 2013-09-24 | 4034 | 16195.96 | Up-front Payment
SCG-001767 | Low Income Single Family Residential | Domestic Hot Water | Gas | Southern California Gas Company | Incentive:Canceled | 4828 | 36.9 |  | 1 | 276 |  | 276 |  |  |  |  | Retrofit | Rialto | San Bernardino | 92376 | Host Customer is System Owner | 2 |  | 2012012B | Solpal, Inc. | SOLPAL (formerly Solcrafte) | SOLPAL L-G | Direct Integral Collector Storage (DI) | 26.1 |  | Solpal L |  |  | Solar Storage and Auxiliary Tanks are separate | 53 | 1 | 1 | 35 | Z10 | [11 empty] | FALSE | [6 empty] | Rialto, San Bernadino, California | FALSE | 17.49 |  | 2011-06-01: 2013-02-11 | 4275 | 4828 | Up-front Payment
SCG-001770 | Single Family Residential | Domestic Hot Water | Gas | Southern California Gas Company | Incentive:Paid | 1673 | 18.59 |  | 1 | 90 |  | 90 |  | 2013-05-09 11:44 | 2013-05-29 | ZERO ENERGY CONTRACTING INC | Retrofit | Glendora | Los Angeles | 91740 | Host Customer is System Owner | 4 |  | 2012041A | Agua Del Sol | RADCO DRAINBACK HEAT EXCHANGER | R-DBHX-8-50GD-40P | Indirect Self Pumped (IS) | 39.91 |  | 410P-HP |  |  | Solar Storage with Tankless Auxiliary Water Heater | 52 | 1 | 1 | 55 | Z09 | [18 empty] | City of Glendora | FALSE | 110.89 |  | 2011-06-01: 2013-02-11; 2011-08-03: 2013-05-09; 2011-09-20: 2013-05-29 | 4154 | 9980 | Up-front Payment
SCE-001772 | Single Family Residential | Domestic Hot Water | Electric | Southern California Edison | Incentive:Paid | 1487 |  | 0.54 | 1 |  | 3273 |  | 2754 | 2013-02-19 10:36 | 2013-02-22 | EMPOWER CONSTRUCTION CORP | Retrofit | Topanga | Los Angeles | 90290 | Host Customer is System Owner | 3 |  | 2011024A | Schuco USA LLLP | Advance Package | Advance II - 75E | Indirect Forced Circulation (IF) | 44.1 |  | CTE 215 CH | Glycol | Steam Back | Solar and Auxiliary Storage are the same Tank | 75 | 0.99 | 0.85 | 45 | Z09 | [18 empty] | Los Angeles County Dept of Public Works | FALSE |  | 3.36 | 2011-06-01: 2013-02-12; 2011-08-03: 2013-02-19; 2011-09-20: 2013-02-22 | 4257 | 10997 | Up-front Payment
PGE-001773 | Single Family Residential | Domestic Hot Water | Gas | Pacific Gas and Electric | Incentive:Paid | 2153 | 18.59 |  | 1 | 117 |  | 116 |  | 2013-04-16 15:54 | 2013-04-18 | SIERRA PACIFIC HOME & COMFORT INC | Retrofit | SACRAMENTO | Sacramento | 95841 | Host Customer is System Owner | 5 |  | 2010143A | Solene | Aurora/AO Smith | SLAR40DC-80HE-XG | Indirect Forced Circulation (IF) | 38.9 |  | SLCO-40 | Glycol | Advanced Controller with a Vacation or Holiday Mode | Solar Storage and Auxiliary Tanks are separate | 80 | 0.99 | 1 | 65 | Z12 | [18 empty] | County of Sacramento | FALSE | 67.21 |  | 2011-06-01: 2013-02-12; 2011-08-03: 2013-04-16; 2011-09-20: 2013-04-18 | 4191 | 7864 | Up-front Payment
SCG-001775 | Commercial/Multifamily Residential | Domestic Hot Water | Gas | Southern California Gas Company | Incentive:Paid | 8398 | 14.53 |  | 1 | 578 |  | 578 |  | 2013-08-06 11:04 | 2013-08-09 | ENVIRONMENTAL SOLAR DESIGN INC | Retrofit | Glendale | Los Angeles | 91206 | Host Customer is System Owner | [7 empty] | 245.4 | 40.9 |  | Drainback |  | Solar Storage and Auxiliary Tanks are separate |  | 1 | 1 | 320 | Z09 | 8 | Units | Apartments/Condos | 2007032A | 6 | 1 | 360 | 3 | 100 | 1 | 199000 | TRUE | 135 | 120 |  |  |  |  | Glendale, CA | FALSE | 46.47 |  | 2013-02-13 |  | 2013-08-06 | 2013-08-09 | 2013-08-26 | 2013-09-13 | 4055 | 26860 | Up-front Payment
PGE-001776 | Single Family Residential | Domestic Hot Water | Electric | Pacific Gas and Electric | Incentive:Paid | 1478 |  | 0.54 | 1 |  | 3220 |  | 2737 | 2013-02-21 16:37 | 2013-02-22 | AZTEC SOLAR INC | Retrofit | CAMERON PARK | El Dorado | 95682 | Host Customer is System Owner | 4 |  | 1993001G | SunEarth, Inc. | SolaRay | TE64P-80-1 | Indirect Forced Circulation (IF) | 65.7 |  | EP-32 | Glycol | Advanced Controller with a Vacation or Holiday Mode | Solar and Auxiliary Storage are the same Tank | 80 | 1 | 0.85 | 55 | Z12 | [18 empty] | El Dorado County | FALSE |  | 2.36 | 2011-06-01: 2013-02-14; 2011-08-03: 2013-02-21; 2011-09-20: 2013-02-22 | 4252 | 7601 | Up-front Payment
SDG-001777 | Single Family Residential | Domestic Hot Water | Electric | San Diego Gas and Electric | Incentive:Paid | 1354 |  | 0.54 | 1 |  | 2508 |  | 2508 | 2013-03-07 11:29 | 2013-11-12 | SOLAR SERVICES OF SAN DIEGO INC | Retrofit | Alpine | San Diego | 91901 | Host Customer is System Owner | 4 |  | 2001010C | Solahart Industries | SOLAHART | 302J & 302J Free Heat | Indirect Thermosyphon (IT) | 42.7 |  | J | Glycol | HartStat, or equivalent | Solar and Auxiliary Storage are the same Tank | 80 | 1 | 1 | 55 | Z10 | [18 empty] | san diego county | FALSE |  | 2.69 | 2011-06-01: 2013-02-15; 2011-08-03: 2013-03-07; 2011-09-20: 2013-11-12 | 3973 | 6750 | Up-front Payment
PGE-001778 | Single Family Residential | Domestic Hot Water | Gas | Pacific Gas and Electric | Incentive:Paid | 2719 | 18.59 |  | 1 | 155 |  | 155 |  | 2013-02-15 16:59 | 2013-02-19 | AZTEC SOLAR INC | Retrofit | DAVIS | Yolo | 95616 | Host Customer is System Owner | 4 |  | 2001001E | SunEarth, Inc. | SolaRay | TE64P-80-2G | Indirect Forced Circulation (IF) | 65.7 |  | EP-32 | Glycol | Advanced Controller with a Vacation or Holiday Mode | Solar Storage and Auxiliary Tanks are separate | 80 | 1 | 1 | 55 | Z12 | [18 empty] | City of Davis | FALSE | 56.12 |  | 2011-06-01: 2013-02-15; 2011-08-03: 2013-02-15; 2011-09-20: 2013-02-19 | 4250 | 8698.5 | Up-front Payment
SDG-001779 | Single Family Residential | Domestic Hot Water | Electric | San Diego Gas and Electric | Incentive:Paid | 1354 |  | 0.54 | 1 |  | 2508 |  | 2508 | 2013-05-02 09:19 | 2013-11-12 | SOLAR SERVICES OF SAN DIEGO INC | Retrofit | Lakeside | San Diego | 92040 | Host Customer is System Owner | 4 |  | 2001010C | Solahart Industries | SOLAHART | 302J & 302J Free Heat | Indirect Thermosyphon (IT) | 42.7 |  | J | Glycol | HartStat, or equivalent | Solar and Auxiliary Storage are the same Tank | 80 | 1 | 1 | 55 | Z10 | [18 empty] | san diego county | FALSE |  | 3.55 | 2011-06-01: 2013-02-15; 2011-08-03: 2013-05-02; 2011-09-20: 2013-11-12 | 3973 | 8900 | Up-front Payment
SDG-001780 | Low Income Multifamily Residential | Domestic Hot Water | Gas | San Diego Gas and Electric | Incentive:Canceled | 25511 | 19.23 |  | 1 | 1340 |  | 1327 |  | 2013-04-11 14:25 | 2013-04-22 |  | Retrofit | San Diego | San Diego | 92111 | Host Customer is System Owner | [7 empty] | 498.06 | 27.67 |  | Glycol | Steam Back | Solar Storage and Auxiliary Tanks are separate |  | 0.99 | 1 | 756 | Z07 | 18 | Units | Apartments/Condos | 2009046A | 18 | 6 | 792 | 6 | 130 | 3 | 112000 | FALSE | 140 | 140 |  |  | SunReports, Inc | SunReports - SR1100GVFS5-100 | San Diego | FALSE | 47.5 |  | 2013-04-11 | 2013-04-15 | 2013-04-11 | 2013-04-22 | 2013-04-24 |  | 4173 | 63650 | Up-front Payment
SDG-001781 | Single Family Residential | Domestic Hot Water | Propane | San Diego Gas and Electric | Incentive:Paid | 1489 | 0.54 |  | 1 | 2813 |  | 2757 |  | 2013-06-11 16:28 | 2013-12-16 | COSMIC SOLAR INC | Retrofit | Escondido | San Diego | 92025 | Host Customer is System Owner | 2 |  | 2001019A | ACR Solar International | Skyline System 5 | 200152C80EX2TG | Indirect Forced Circulation (IF) | 40.1 |  | 20-01 |  |  | Solar Storage and Auxiliary Tanks are separate | 80 | 0.98 | 1 | 35 | Z10 | [18 empty] | Escondido, CA | FALSE | 2.83 |  | 2011-06-01: 2013-02-17; 2011-08-03: 2013-06-11; 2011-09-20: 2013-12-16 | 3953 | 7950 | Up-front Payment
SCG-001782 | Single Family Residential | Domestic Hot Water | Gas | Southern California Gas Company | Incentive:Paid | 2101 | 18.59 |  | 1 | 113 |  | 113 |  | 2013-04-05 11:22 | 2013-04-18 | CIENAGA SERVICES INC | Retrofit | Santa Ynez | Santa Barbara | 93460 | Host Customer is System Owner | 2 |  | 2011093A | Integrated Solar LLC | Architectural Series Drainback Solar Water Heating Systems | ASDX-65-G-40P | Indirect Forced Circulation (IF) | 39.7 |  | AS410P | Automatic Drainback |  | Solar Storage and Auxiliary Tanks are separate | 65 | 1 | 1 | 35 | Z05 | [18 empty] | Santa Barbara County | FALSE | 70.31 |  | 2011-06-01: 2013-02-20; 2011-08-03: 2013-04-05; 2011-09-20: 2013-04-18 | 4195 | 7945 | Up-front Payment
PGE-001783 | Single Family Residential | Domestic Hot Water | Gas | Pacific Gas and Electric | Incentive:Paid | 2491 | 18.59 |  | 1 | 134 |  | 134 |  | 2013-02-25 13:42 | 2013-03-08 | WESTHAVEN INC | Retrofit | YUBA CITY | Sutter | 95993 | Host Customer is System Owner | 4 |  | 2010139B | SunMaxx Solar LLC | HelioMaxx | HelioMaxx-80FP-G | Indirect Forced Circulation (IF) | 42.8 |  | TitanPowerPlus-SU2 | Glycol | Advanced Controller with a Vacation or Holiday Mode | Solar Storage and Auxiliary Tanks are separate | 80 | 1 | 1 | 55 | Z11 | [18 empty] | City of Yuba City | FALSE | 101.17 |  | 2011-06-01: 2013-02-20; 2011-08-03: 2013-02-25; 2011-09-20: 2013-03-08 | 4239 | 13557 | Up-front Payment
SCG-001784 | Single Family Residential | Domestic Hot Water | Gas | Southern California Gas Company | Incentive:Paid | 1952 | 18.59 |  | 1 | 105 |  | 105 |  | 2013-04-19 08:02 | 2013-05-02 | VEOLIA SUSTAINABLE BUILDINGS USA WEST INC | Retrofit | Mira Loma | Riverside | 91752 | Lease | 16 |  | SM-EF-4PV-2T-G | EchoFirst |  | SM-EF-4PV-2T-G | Indirect Thermosyphon (IT) | 35.52 |  | SM-EL-90 |  |  | Solar Storage and Auxiliary Tanks are separate | 80.04 | 1 | 1 | 175 | Z10 | [18 empty] | City of Jurupa Valley | FALSE | 87.62 |  | 2011-06-01: 2013-02-20; 2011-08-03: 2013-04-19; 2011-09-20: 2013-05-02 | 4156 | 9200 | Up-front Payment
PGE-001785 | Low Income Multifamily Residential | Domestic Hot Water | Gas | Pacific Gas and Electric | Incentive:Paid | 11076 | 19.23 |  | 1 | 576 |  | 576 |  | 2013-02-26 15:15 | 2013-02-28 | SABBATINI PLUMBING INC | Retrofit | Morgan Hill | Santa Clara | 95037 | Host Customer is System Owner | [7 empty] | 198.9 | 39.78 |  | Drainback |  | Solar and Auxiliary Storage are the same Tank |  | 1 | 1 | 336 | Z03 | 8 | Units | Apartments/Condos | 2009039F | 5 | 1 | 294 | 1 | 119 | 1 | 199000 | TRUE | 119 | 120 |  |  |  |  | Morgan Hill, Santa Clara County, California | FALSE | 71.77 |  | 2013-02-21 |  | 2013-02-26 | 2013-02-28 | 2013-03-07 | 2013-03-13 | 4239 | 41337 | Up-front Payment
SCG-001786 | Single Family Residential | Domestic Hot Water | Gas | Southern California Gas Company | Incentive:Paid | 2719 | 18.59 |  | 1 | 158 |  | 150 |  | 2013-06-26 16:09 | 2013-06-28 | RIBBENS CONSTRUCTION INC | New Construction | Pacoima | Los Angeles | 91331 | Lease |  | 3 | CL-EF-4PV-2T-TL | EchoFirst |  | CL-EF-4PV-2T-TL | Indirect Thermosyphon (IT) | 35.52 |  | CL-EL-90 | Glycol | HartStat, or equivalent | Solar Storage with Tankless Auxiliary Water Heater | 80.04 | 1 | 0.95 | 45 | Z09 | [18 empty] | LA City | FALSE | 58.79 |  | 2011-06-01: 2013-02-22; 2011-08-03: 2013-06-26; 2011-09-20: 2013-06-28 | 4128 | 9289 | Up-front Payment
SCG-001787 | Single Family Residential | Domestic Hot Water | Gas | Southern California Gas Company | Incentive:Paid | 2719 | 18.59 |  | 1 | 154 |  | 146 |  | 2013-06-26 16:28 | 2013-06-28 | RIBBENS CONSTRUCTION INC | New Construction | Pacoima | Los Angeles | 91331 | Lease |  | 3 | SM-EF-4PV-2T-TL | EchoFirst |  | SM-EF-4PV-2T-TL | Indirect Thermosyphon (IT) | 35.52 |  | SM-EL-90 | Glycol | HartStat, or equivalent | Solar Storage with Tankless Auxiliary Water Heater | 80.04 | 1 | 0.95 | 45 | Z09 | [18 empty] | LA City | FALSE | 60.32 |  | 2011-06-01: 2013-02-22; 2011-08-03: 2013-06-26; 2011-09-20: 2013-06-28 | 4125 | 9289 | Up-front Payment
PGE-001788 | Commercial/Multifamily Residential | Domestic Hot Water | Gas | Pacific Gas and Electric | Incentive:Paid | 70863 | 14.53 |  | 1 | 4877 |  | 4877 |  | 2013-05-09 16:04 | 2013-06-04 | AZTEC SOLAR INC | New Construction | Cupertino | Santa Clara | 95014 | Host Customer is System Owner | [7 empty] | 2149.12 | 46.72 |  | Glycol | Other | Solar Storage with Tankless Auxiliary Water Heater |  | 1 | 1 | 2757 | Z03 | 2757 | Persons | Office Buildings | 2008025B | 46 | 1 | 3000 | 1 | 0 | 0 | 1872000 | TRUE | 175 | 175 |  | Onicon - Onicon-RTD-Trane-BTU-Meter-01 |  | Onicon - Onicon-RTD-Trane-BTU-Meter-01 | The American Institute of Architect | FALSE | 76.18 |  | 2013-02-22 | 2013-05-14 | 2013-05-09 | 2013-06-04 | 2013-08-12 | 2013-08-27 | 4033 | 371550 | Up-front Payment
PGE-001789 | Single Family Residential | Domestic Hot Water | Gas | Pacific Gas and Electric | Incentive:Paid | 1707 | 18.59 |  | 1 | 108 |  | 92 |  | 2013-03-04 11:14 | 2013-03-06 | AZTEC SOLAR INC | Retrofit | VALLEJO | Solano | 94590 | Host Customer is System Owner | 2 |  | 2001016C | Solahart Industries | SOLAHART | ASG 302J & ASG 302J Free Heat | Indirect Thermosyphon (IT) | 42.7 |  | J | Glycol | HartStat, or equivalent | Solar Storage and Auxiliary Tanks are separate | 80 | 1 | 0.85 | 35 | Z03 | [18 empty] | City of Vallejo | FALSE | 69.53 |  | 2011-06-01: 2013-02-22; 2011-08-03: 2013-03-04; 2011-09-20: 2013-03-06 | 4239 | 7509.18 | Up-front Payment
SCG-001790 | Commercial/Multifamily Residential | Domestic Hot Water | Gas | Southern California Gas Company | Incentive:Paid | 70064 | 14.53 |  | 1 | 4822 |  | 4822 |  | 2013-03-06 11:53 | 2013-03-28 | REGREEN INC | New Construction | Los Angeles |  | 90007 | Host Customer is System Owner | [7 empty] | 1285.44 | 40.17 |  | Glycol |  | Solar Storage and Auxiliary Tanks are separate |  | 1 | 1 | 3230 | Z08 | 85 | Units | Apartments/Condos | 2010115A | 32 | 1 | 1340 | 1 | 415 | 1 | 1500000 | TRUE | 120 | 120 |  |  |  | Heliodyne - Delta-T Pro Ethernet | Los Angeles | FALSE | 34.74 |  | 2013-02-23 |  | 2013-03-06 | 2013-03-28 | 2014-05-15 | 2014-05-21 | 3802 | 167500 | Up-front Payment
SCG-001791 | Commercial/Multifamily Residential | Domestic Hot Water | Gas | Southern California Gas Company | Incentive:Paid | 74176 | 14.53 |  | 1 | 5105 |  | 5105 |  | 2013-03-06 11:54 | 2013-03-28 | REGREEN INC | New Construction | Los Angeles | Los Angeles | 90007 | Host Customer is System Owner | [7 empty] | 1285.44 | 40.17 |  | Glycol |  | Solar Storage and Auxiliary Tanks are separate |  | 1 | 1 | 4255 | Z08 | 115 | Units | Apartments/Condos | 2010115A | 32 | 1 | 1340 | 1 | 340 | 1 | 2400000 | TRUE | 120 | 120 |  |  |  | Heliodyne - Delta-T Pro Ethernet | Los Angeles | FALSE | 32.81 |  | 2013-02-23 |  | 2013-03-06 | 2013-03-28 | 2014-05-15 | 2014-05-21 | 3802 | 167500 | Up-front Payment
SCG-001793 | Commercial/Multifamily Residential | Domestic Hot Water | Gas | Southern California Gas Company | Incentive:Paid | 71575 | 14.53 |  | 1 | 4926 |  | 4926 |  | 2013-03-06 11:55 | 2013-03-28 | REGREEN INC | New Construction | Los Angeles | Los Angeles | 90007 | Host Customer is System Owner | [7 empty] | 1285.44 | 40.17 |  | Glycol |  | Solar Storage and Auxiliary Tanks are separate |  | 1 | 1 | 3534 | Z08 | 93 | Units | Apartments/Condos | 2010115A | 32 | 1 | 1340 | 1 | 340 | 1 | 2400000 | TRUE | 120 | 120 |  |  |  | Heliodyne - Delta-T Pro Ethernet | Los Angeles | FALSE | 34 |  | 2013-02-23 |  | 2013-03-06 | 2013-03-28 | 2014-05-15 | 2014-05-16 | 3804 | 167500 | Up-front Payment
SCG-001794 | Commercial/Multifamily Residential | Domestic Hot Water | Gas | Southern California Gas Company | Incentive:Paid | 69541 | 14.53 |  | 1 | 4786 |  | 4786 |  | 2013-03-06 11:55 | 2013-03-28 | REGREEN INC | New Construction | Los Angeles | Los Angeles | 90007 | Host Customer is System Owner | [7 empty] | 1285.44 | 40.17 |  | Glycol |  | Solar Storage and Auxiliary Tanks are separate |  | 1 | 1 | 3420 | Z08 | 90 | Units | Apartments/Condos | 2010115A | 32 | 1 | 1340 | 1 | 340 | 1 | 3200000 | TRUE | 120 | 120 |  |  |  | Heliodyne - Delta-T Pro Ethernet | Los Angeles | FALSE | 35 |  | 2013-02-23 |  | 2013-03-06 | 2013-03-28 | 2014-05-15 | 2014-06-10 | 3784 | 167500 | Up-front Payment
SCG-001795 | Commercial/Multifamily Residential | Domestic Hot Water | Gas | Southern California Gas Company | Reservation:Canceled | 120550 | 25 |  | 1 SCG | 4822 |  | 4822 |  | 2013-03-06 11:59 |  | REGREEN INC | New Construction | Los Angeles | Los Angeles | 90007 | Host Customer is System Owner | [7 empty] | 1285.44 | 40.17 |  | Glycol | Advanced Controller with a Vacation or Holiday Mode | Solar Storage and Auxiliary Tanks are separate |  | 1 | 1 | 3230 | Z08 | 85 | Units | Apartments/Condos | 2010115A | 32 | 1 | 1340 | 1 | 415 | 1 | 1500000 | TRUE | 120 | 120 | [5 empty] | FALSE | 34.74 |  | 2011-06-01: 2013-02-23; 2011-06-21: 2013-04-03; 2011-06-23: 2013-03-06 | 4224 | 167500 | Up-front Payment
SCG-001796 | Commercial/Multifamily Residential | Domestic Hot Water | Gas | Southern California Gas Company | Incentive:Paid | 70064 | 14.53 |  | 1 | 4822 |  | 4822 |  | 2013-03-06 11:59 | 2013-03-28 | REGREEN INC | New Construction | Los Angeles | Los Angeles | 90007 | Host Customer is System Owner | [7 empty] | 1285.44 | 40.17 |  | Glycol |  | Solar Storage and Auxiliary Tanks are separate |  | 1 | 1 | 3230 | Z08 | 85 | Units | Apartments/Condos | 2010115A | 32 | 1 | 1340 | 1 | 415 | 1 | 1500000 | TRUE | 120 | 120 |  |  |  | Heliodyne - Delta-T Pro Ethernet | Los Angeles | FALSE | 34.74 |  | 2013-02-23 |  | 2013-03-06 | 2013-03-28 | 2014-05-15 | 2014-05-21 | 3799 | 167500 | Up-front Payment
SCG-001797 | Commercial/Multifamily Residential | Domestic Hot Water | Gas | Southern California Gas Company | Incentive:Paid | 71182 | 14.53 |  | 1 | 4899 |  | 4899 |  | 2013-03-06 12:00 | 2013-03-28 | REGREEN INC | New Construction | Los Angeles | Los Angeles | 90007 | Host Customer is System Owner | [7 empty] | 1285.44 | 40.17 |  | Glycol |  | Solar Storage and Auxiliary Tanks are separate |  | 1 | 1 | 3420 | Z08 | 90 | Units | Apartments/Condos | 2010115A | 32 | 1 | 1340 | 1 | 415 | 1 | 1500000 | TRUE | 120 | 120 |  |  |  | Heliodyne - Delta-T Pro Ethernet | Los Angeles | FALSE | 34.19 |  | 2013-02-23 |  | 2013-03-06 | 2013-03-28 | 2014-05-15 | 2014-05-20 | 3802 | 167500 | Up-front Payment
SCG-001798 | Commercial/Multifamily Residential | Domestic Hot Water | Gas | Southern California Gas Company | Incentive:Paid | 64659 | 14.53 |  | 1 | 4450 |  | 4450 |  | 2013-03-06 12:02 | 2013-03-28 | REGREEN INC | New Construction | Los Angeles | Los Angeles | 90007 | Host Customer is System Owner | [7 empty] | 1285.44 | 40.17 |  | Glycol |  | Solar Storage and Auxiliary Tanks are separate |  | 1 | 1 | 2660 | Z08 | 70 | Units | Apartments/Condos | 2010115A | 32 | 1 | 1340 | 1 | 340 | 1 | 1500000 | TRUE | 120 | 120 |  |  |  | Heliodyne - Delta-T Pro Ethernet | Los Angeles | FALSE | 37.64 |  | 2013-02-23 |  | 2013-03-06 | 2013-03-28 | 2014-05-15 | 2014-05-16 | 3804 | 167500 | Up-front Payment
PGE-001799 | Single Family Residential | Domestic Hot Water | Gas | Pacific Gas and Electric | Incentive:Paid | 1041 | 18.59 |  | 1 | 56 |  | 56 |  | 2013-03-08 16:25 | 2013-04-26 | SOLARCRAFT SERVICES INC | Retrofit | SAN RAFAEL | Marin | 94903 | Host Customer is System Owner | 1 |  | 2001002A | SunEarth, Inc. | CopperHeart | CP-20G | Direct Integral Collector Storage (DI) | 12.7 |  | (No Model Number) |  |  | Solar and Auxiliary Storage are the same Tank | 40 | 1 | 1 | 20 | Z02 | [18 empty] | San Rafael, CA | FALSE | 100.02 |  | 2013-02-23 | 2013-03-13 |  |  | 2013-03-08 | 2013-04-26 | 4191 | 5600.95 | Up-front Payment
SCG-001800 | Single Family Residential | Domestic Hot Water | Gas | Southern California Gas Company | Incentive:Paid | 2577 | 18.59 |  | 1 | 154 |  | 139 |  | 2013-06-26 15:41 | 2013-06-28 | RIBBENS CONSTRUCTION INC | New Construction | Pacoima | Los Angeles | 91331 | Lease |  | 3 | SM-EF-4PV-2T-TL | EchoFirst |  | SM-EF-4PV-2T-TL | Indirect Thermosyphon (IT) | 35.52 |  | SM-EL-90 | Glycol | HartStat, or equivalent | Solar Storage with Tankless Auxiliary Water Heater | 80.04 | 1 | 0.9 | 45 | Z09 | [18 empty] | LA City | FALSE | 60.32 |  | 2011-06-01: 2013-02-25; 2011-08-03: 2013-06-26; 2011-09-20: 2013-06-28 | 4128 | 9289 | Up-front Payment
SCG-001801 | Single Family Residential | Domestic Hot Water | Gas | Southern California Gas Company | Incentive:Paid | 2577 | 18.59 |  | 1 | 154 |  | 139 |  | 2013-06-26 15:45 | 2013-06-28 | RIBBENS CONSTRUCTION INC | New Construction | Pacoima | Los Angeles | 91331 | Lease |  | 3 | SM-EF-4PV-2T-TL | EchoFirst |  | SM-EF-4PV-2T-TL | Indirect Thermosyphon (IT) | 35.52 |  | SM-EL-90 | Glycol | HartStat, or equivalent | Solar Storage with Tankless Auxiliary Water Heater | 80.04 | 1 | 0.9 | 45 | Z09 | [18 empty] | LA City | FALSE | 60.32 |  | 2011-06-01: 2013-02-25; 2011-08-03: 2013-06-26; 2011-09-20: 2013-06-28 | 4128 | 9289 | Up-front Payment
SCG-001802 | Single Family Residential | Domestic Hot Water | Gas | Southern California Gas Company | Incentive:Paid | 2577 | 18.59 |  | 1 | 154 |  | 139 |  | 2013-06-26 15:50 | 2013-06-28 | RIBBENS CONSTRUCTION INC | New Construction | Pacoima | Los Angeles | 91331 | Lease |  | 3 | SM-EF-4PV-2T-TL | EchoFirst |  | SM-EF-4PV-2T-TL | Indirect Thermosyphon (IT) | 35.52 |  | SM-EL-90 | Glycol | HartStat, or equivalent | Solar Storage with Tankless Auxiliary Water Heater | 80.04 | 1 | 0.9 | 45 | Z09 | [18 empty] | LA City | FALSE | 60.32 |  | 2011-06-01: 2013-02-25; 2011-08-03: 2013-06-26; 2011-09-20: 2013-06-28 | 4128 | 9289 | Up-front Payment
SCG-001803 | Single Family Residential | Domestic Hot Water | Gas | Southern California Gas Company | Incentive:Paid | 2577 | 18.59 |  | 1 | 154 |  | 139 |  | 2013-06-26 15:55 | 2013-07-03 | RIBBENS CONSTRUCTION INC | New Construction | Pacoima | Los Angeles | 91331 | Lease |  | 3 | SM-EF-4PV-2T-TL | EchoFirst |  | SM-EF-4PV-2T-TL | Indirect Thermosyphon (IT) | 35.52 |  | SM-EL-90 | Glycol | HartStat, or equivalent | Solar Storage with Tankless Auxiliary Water Heater | 80.04 | 1 | 0.9 | 45 | Z09 | [18 empty] | LA City | FALSE | 60.32 |  | 2011-06-01: 2013-02-25; 2011-08-03: 2013-06-26; 2011-09-20: 2013-07-03 | 4128 | 9289 | Up-front Payment
SCG-001804 | Single Family Residential | Domestic Hot Water | Gas | Southern California Gas Company | Incentive:Paid | 2376 | 18.59 |  | 1 | 142 |  | 128 |  | 2013-06-26 15:59 | 2013-07-03 | RIBBENS CONSTRUCTION INC | New Construction | Pacoima | Los Angeles | 94555 | Lease |  | 3 | SM-EF-4PV-2T-TL | EchoFirst |  | SM-EF-4PV-2T-TL | Indirect Thermosyphon (IT) | 35.52 |  | SM-EL-90 | Glycol | HartStat, or equivalent | Solar Storage with Tankless Auxiliary Water Heater | 80.04 | 1 | 0.9 | 45 | Z03 | [18 empty] | LA City | FALSE | 65.42 |  | 2011-06-01: 2013-02-25; 2011-08-03: 2013-06-26; 2011-09-20: 2013-07-03 | 4128 | 9289 | Up-front Payment
SCG-001805 | Single Family Residential | Domestic Hot Water | Gas | Southern California Gas Company | Incentive:Paid | 2577 | 18.59 |  | 1 | 154 |  | 139 |  | 2013-06-26 16:02 | 2013-06-28 | RIBBENS CONSTRUCTION INC | New Construction | Pacoima | Los Angeles | 91331 | Lease |  | 3 | SM-EF-4PV-2T-TL | EchoFirst |  | SM-EF-4PV-2T-TL | Indirect Thermosyphon (IT) | 35.52 |  | SM-EL-90 | Glycol | HartStat, or equivalent | Solar Storage with Tankless Auxiliary Water Heater | 80.04 | 1 | 0.9 | 45 | Z09 | [18 empty] | LA City | FALSE | 60.32 |  | 2011-06-01: 2013-02-25; 2011-08-03: 2013-06-26; 2011-09-20: 2013-06-28 | 4128 | 9289 | Up-front Payment
SCG-001806 | Single Family Residential | Domestic Hot Water | Gas | Southern California Gas Company | Incentive:Paid | 2577 | 18.59 |  | 1 | 154 |  | 139 |  | 2013-06-26 16:06 | 2013-06-28 | RIBBENS CONSTRUCTION INC | New Construction | Pacoima | Los Angeles | 91331 | Lease |  | 3 | SM-EF-4PV-2T-TL | EchoFirst |  | SM-EF-4PV-2T-TL | Indirect Thermosyphon (IT) | 35.52 |  | SM-EL-90 | Glycol | HartStat, or equivalent | Solar Storage with Tankless Auxiliary Water Heater | 80.04 | 1 | 0.9 | 45 | Z09 | [18 empty] | LA City | FALSE | 60.32 |  | 2011-06-01: 2013-02-25; 2011-08-03: 2013-06-26; 2011-09-20: 2013-06-28 | 4128 | 9289 | Up-front Payment
SCG-001807 | Single Family Residential | Domestic Hot Water | Gas | Southern California Gas Company | Incentive:Paid | 2719 | 18.59 |  | 1 | 158 |  | 150 |  | 2013-06-26 16:12 | 2013-06-28 | RIBBENS CONSTRUCTION INC | New Construction | Pacoima | Los Angeles | 91331 | Lease |  | 3 | CL-EF-4PV-2T-TL | EchoFirst |  | CL-EF-4PV-2T-TL | Indirect Thermosyphon (IT) | 35.52 |  | CL-EL-90 | Glycol | HartStat, or equivalent | Solar Storage with Tankless Auxiliary Water Heater | 80.04 | 1 | 0.95 | 45 | Z09 | [18 empty] | LA City | FALSE | 58.79 |  | 2011-06-01: 2013-02-25; 2011-08-03: 2013-06-26; 2011-09-20: 2013-06-28 | 4128 | 9289 | Up-front Payment
SCG-001808 | Single Family Residential | Domestic Hot Water | Gas | Southern California Gas Company | Incentive:Paid | 2719 | 18.59 |  | 1 | 158 |  | 150 |  | 2013-06-26 16:16 | 2013-06-28 | RIBBENS CONSTRUCTION INC | New Construction | Pacoima | Los Angeles | 91331 | Lease |  | 3 | CL-EF-4PV-2T-TL | EchoFirst |  | CL-EF-4PV-2T-TL | Indirect Thermosyphon (IT) | 35.52 |  | CL-EL-90 | Glycol | HartStat, or equivalent | Solar Storage with Tankless Auxiliary Water Heater | 80.04 | 1 | 0.95 | 45 | Z09 | [18 empty] | LA City | FALSE | 58.79 |  | 2011-06-01: 2013-02-25; 2011-08-03: 2013-06-26; 2011-09-20: 2013-06-28 | 4128 | 9289 | Up-front Payment
SCG-001809 | Single Family Residential | Domestic Hot Water | Gas | Southern California Gas Company | Incentive:Paid | 2719 | 18.59 |  | 1 | 158 |  | 150 |  | 2013-06-26 16:19 | 2013-06-28 | RIBBENS CONSTRUCTION INC | New Construction | Pacoima | Los Angeles | 91331 | Lease |  | 3 | CL-EF-4PV-2T-TL | EchoFirst |  | CL-EF-4PV-2T-TL | Indirect Thermosyphon (IT) | 35.52 |  | CL-EL-90 | Glycol | HartStat, or equivalent | Solar Storage with Tankless Auxiliary Water Heater | 80.04 | 1 | 0.95 | 45 | Z09 | [18 empty] | LA City | FALSE | 58.79 |  | 2011-06-01: 2013-02-25; 2011-08-03: 2013-06-26; 2011-09-20: 2013-06-28 | 4125 | 9289 | Up-front Payment
SCG-001810 | Single Family Residential | Domestic Hot Water | Gas | Southern California Gas Company | Incentive:Paid | 2719 | 18.59 |  | 1 | 158 |  | 150 |  | 2013-06-26 16:22 | 2013-06-28 | RIBBENS CONSTRUCTION INC | New Construction | Pacoima | Los Angeles | 91331 | Lease |  | 3 | CL-EF-4PV-2T-TL | EchoFirst |  | CL-EF-4PV-2T-TL | Indirect Thermosyphon (IT) | 35.52 |  | CL-EL-90 | Glycol | HartStat, or equivalent | Solar Storage with Tankless Auxiliary Water Heater | 80.04 | 1 | 0.95 | 45 | Z09 | [18 empty] | LA City | FALSE | 58.79 |  | 2011-06-01: 2013-02-25; 2011-08-03: 2013-06-26; 2011-09-20: 2013-06-28 | 4128 | 9289 | Up-front Payment
SCG-001811 | Single Family Residential | Domestic Hot Water | Gas | Southern California Gas Company | Incentive:Paid | 2577 | 18.59 |  | 1 | 154 |  | 139 |  | 2013-06-26 16:25 | 2013-06-28 | RIBBENS CONSTRUCTION INC | New Construction | Pacoima | Los Angeles | 91331 | Lease |  | 3 | SM-EF-4PV-2T-TL | EchoFirst |  | SM-EF-4PV-2T-TL | Indirect Thermosyphon (IT) | 35.52 |  | SM-EL-90 | Glycol | HartStat, or equivalent | Solar Storage with Tankless Auxiliary Water Heater | 80.04 | 1 | 0.9 | 45 | Z09 | [18 empty] | LA City | FALSE | 60.32 |  | 2011-06-01: 2013-02-25; 2011-08-03: 2013-06-26; 2011-09-20: 2013-06-28 | 4125 | 9289 | Up-front Payment
SCG-001812 | Single Family Residential | Domestic Hot Water | Gas | Southern California Gas Company | Incentive:Paid | 2719 | 18.59 |  | 1 | 154 |  | 146 |  | 2013-06-26 16:31 | 2013-06-28 | RIBBENS CONSTRUCTION INC | New Construction | Pacoima | Los Angeles | 91331 | Lease |  | 3 | SM-EF-4PV-2T-TL | EchoFirst |  | SM-EF-4PV-2T-TL | Indirect Thermosyphon (IT) | 35.52 |  | SM-EL-90 | Glycol | HartStat, or equivalent | Solar Storage with Tankless Auxiliary Water Heater | 80.04 | 1 | 0.95 | 45 | Z09 | [18 empty] | LA City | FALSE | 60.32 |  | 2011-06-01: 2013-02-25; 2011-08-03: 2013-06-26; 2011-09-20: 2013-06-28 | 4125 | 9289 | Up-front Payment
SCG-001813 | Single Family Residential | Domestic Hot Water | Gas | Southern California Gas Company | Incentive:Paid | 2719 | 18.59 |  | 1 | 154 |  | 146 |  | 2013-06-26 16:35 | 2013-06-28 | RIBBENS CONSTRUCTION INC | New Construction | Pacoima | Los Angeles | 91331 | Lease |  | 3 | SM-EF-4PV-2T-TL | EchoFirst |  | SM-EF-4PV-2T-TL | Indirect Thermosyphon (IT) | 35.52 |  | SM-EL-90 | Glycol | HartStat, or equivalent | Solar Storage with Tankless Auxiliary Water Heater | 80.04 | 1 | 0.95 | 45 | Z09 | [18 empty] | LA City | FALSE | 60.32 |  | 2011-06-01: 2013-02-25; 2011-08-03: 2013-06-26; 2011-09-20: 2013-06-28 | 4125 | 9289 | Up-front Payment
SCG-001814 | Single Family Residential | Domestic Hot Water | Gas | Southern California Gas Company | Incentive:Paid | 2719 | 18.59 |  | 1 | 154 |  | 146 |  | 2013-07-17 10:41 | 2013-07-19 | RIBBENS CONSTRUCTION INC | New Construction | Pacoima | Los Angeles | 91331 | Lease |  | 3 | SM-EF-4PV-2T-TL | EchoFirst |  | SM-EF-4PV-2T-TL | Indirect Thermosyphon (IT) | 35.52 |  | SM-EL-90 | Glycol | HartStat, or equivalent | Solar Storage with Tankless Auxiliary Water Heater | 80.04 | 1 | 0.95 | 45 | Z09 | [18 empty] | LA City | FALSE | 60.32 |  | 2011-06-01: 2013-02-25; 2011-08-03: 2013-07-17; 2011-09-20: 2013-07-19 | 4114 | 9289 | Up-front Payment
SCG-001815 | Single Family Residential | Domestic Hot Water | Gas | Southern California Gas Company | Incentive:Paid | 2719 | 18.59 |  | 1 | 154 |  | 146 |  | 2013-06-26 17:00 | 2013-06-28 | RIBBENS CONSTRUCTION INC | New Construction | Pacoima | Los Angeles | 91331 | Lease |  | 3 | SM-EF-4PV-2T-TL | EchoFirst |  | SM-EF-4PV-2T-TL | Indirect Thermosyphon (IT) | 35.52 |  | SM-EL-90 | Glycol | HartStat, or equivalent | Solar Storage with Tankless Auxiliary Water Heater | 80.04 | 1 | 0.95 | 45 | Z09 | [18 empty] | LA City | FALSE | 60.32 |  | 2011-06-01: 2013-02-25; 2011-08-03: 2013-06-26; 2011-09-20: 2013-06-28 | 4125 | 9289 | Up-front Payment
SCG-001816 | Single Family Residential | Domestic Hot Water | Gas | Southern California Gas Company | Incentive:Paid | 2719 | 18.59 |  | 1 | 154 |  | 146 |  | 2013-06-26 17:04 | 2013-06-28 | RIBBENS CONSTRUCTION INC | New Construction | Pacoima | Los Angeles | 91331 | Lease |  | 3 | SM-EF-4PV-2T-TL | EchoFirst |  | SM-EF-4PV-2T-TL | Indirect Thermosyphon (IT) | 35.52 |  | SM-EL-90 | Glycol | HartStat, or equivalent | Solar Storage with Tankless Auxiliary Water Heater | 80.04 | 1 | 0.95 | 45 | Z09 | [18 empty] | LA City | FALSE | 60.32 |  | 2011-06-01: 2013-02-25; 2011-08-03: 2013-06-26; 2011-09-20: 2013-06-28 | 4125 | 9289 | Up-front Payment
SCG-001817 | Single Family Residential | Domestic Hot Water | Gas | Southern California Gas Company | Incentive:Paid | 2719 | 18.59 |  | 1 | 154 |  | 146 |  | 2013-06-26 17:14 | 2013-06-28 | RIBBENS CONSTRUCTION INC | New Construction | Pacoima | Los Angeles | 91331 | Lease |  | 3 | SM-EF-4PV-2T-TL | EchoFirst |  | SM-EF-4PV-2T-TL | Indirect Thermosyphon (IT) | 35.52 |  | SM-EL-90 | Glycol | HartStat, or equivalent | Solar Storage with Tankless Auxiliary Water Heater | 80.04 | 1 | 0.95 | 45 | Z09 | [18 empty] | LA City | FALSE | 60.32 |  | 2011-06-01: 2013-02-25; 2011-08-03: 2013-06-26; 2011-09-20: 2013-06-28 | 4125 | 9289 | Up-front Payment
SCG-001818 | Commercial/Multifamily Residential | Domestic Hot Water | Gas | Southern California Gas Company | Incentive:Paid | 9110 | 14.53 |  | 1 | 667 |  | 627 |  | 2013-02-27 17:49 | 2013-03-08 | SUNLIGHT ENERGY SYSTEMS INC | Retrofit | LA HABRA | Orange | 90631 | Host Customer is System Owner | [7 empty] | 204.5 | 40.9 |  | Drainback |  | Solar Storage and Auxiliary Tanks are separate |  | 0.94 | 1 | 336 | Z08 | 8 | Units | Apartments/Condos | 2007032A | 5 | 1 | 240 | 2 | 100 | 1 | 85000 | FALSE | 130 | 140 |  |  |  |  | LA HABRA | FALSE | 25.1 |  | 2013-02-27 | 2013-07-02 | 2013-02-27 | 2013-03-08 | 2013-06-16 | 2013-06-17 | 4134 | 16745 | Up-front Payment
SCG-001819 | Commercial/Multifamily Residential | Domestic Hot Water | Gas | Southern California Gas Company | Incentive:Paid | 9401 | 14.53 |  | 1 | 667 |  | 647 |  | 2013-02-27 17:41 | 2013-03-08 | SUNLIGHT ENERGY SYSTEMS INC | Retrofit | LA HABRA | Orange | 90631 | Host Customer is System Owner | [7 empty] | 204.5 | 40.9 |  | Drainback |  | Solar Storage and Auxiliary Tanks are separate |  | 0.97 | 1 | 336 | Z08 | 8 | Units | Apartments/Condos | 2007032A | 5 | 1 | 240 | 2 | 100 | 1 | 85000 | FALSE | 130 | 140 |  |  |  |  | LA HABRA | FALSE | 25.1 |  | 2013-02-27 |  | 2013-02-27 | 2013-03-08 | 2013-06-16 | 2013-06-17 | 4134 | 16745 | Up-front Payment
PGE-001820 | Single Family Residential | Domestic Hot Water | Gas | Pacific Gas and Electric | Incentive:Canceled | 2719 | 18.59 |  | 1 | 185 |  | 181 |  | 2013-03-29 15:27 |  | STARBURST CONSTRUCTION INC | Retrofit | sunnyvale | Santa Clara | 94087 | Host Customer is System Owner | 1 |  | 2009156C | VELUX America Inc. | VELUX | CLI-U12 SK0 (W/L/F/P) 318 AUX GAS | Indirect Forced Circulation (IF) | 81.2 |  | CLI U12 4000 | Glycol | Pressure Stagnation Protection (PSP) | Solar Storage and Auxiliary Tanks are separate | 115 | 0.98 | 1 | 20 | Z04 | [18 empty] | sunnyvale, santa clara county, california | FALSE | 112.78 |  | 2011-06-01: 2013-02-26; 2011-06-21: 2013-04-01; 2011-08-03: 2013-03-29 | 4174 | 20865 | Up-front Payment
PGE-001823 | Low Income Multifamily Residential | Domestic Hot Water | Gas | Pacific Gas and Electric | Incentive:Paid | 15478 | 19.23 |  | 1 | 813 |  | 805 |  | 2013-05-20 16:11 | 2013-05-30 | SUN LIGHT & POWER | New Construction | SAN JOSE | Santa Clara | 95138 | Host Customer is System Owner | [7 empty] | 240.9 | 40.15 |  | Glycol | Advanced Controller with a Vacation or Holiday Mode | Solar Storage and Auxiliary Tanks are separate |  | 0.99 | 1 | 800 | Z03 | 20 | Units | Apartments/Condos | 2007027D | 6 | 1 | 350 | 2 | 120 | 2 | 249000 | TRUE | 130 | 116 |  |  |  |  | City of San Jose | FALSE | 40.87 |  | 2013-05-15 |  | 2013-05-20 | 2013-05-30 | 2013-10-18 | 2013-10-31 | 4000 | 33230.93 | Up-front Payment
PGE-001824 | Single Family Residential | Domestic Hot Water | Gas | Pacific Gas and Electric | Incentive:Paid | 1798 | 18.59 |  | 1 | 124 |  | 97 |  | 2013-03-19 15:52 | 2013-05-02 | WESTHAVEN INC | Retrofit | ARCATA | Humboldt | 95521 | Host Customer is System Owner | 4 |  | 2007023A | Heat Transfer Products | Phoenix Solar | PH-80S | Indirect Forced Circulation (IF) | 39.8 |  | AE-40E | Glycol | Advanced Controller with a Vacation or Holiday Mode | Solar and Auxiliary Storage are the same Tank | 80 | 0.78 | 1 | 55 | Z01 | [18 empty] | Humboldt | FALSE | 170.52 |  | 2011-06-01: 2013-02-28; 2011-08-03: 2013-03-19; 2011-09-20: 2013-05-02 | 4191 | 21144 | Up-front Payment
PGE-001825 | Single Family Residential | Domestic Hot Water | Electric | Pacific Gas and Electric | Incentive:Paid | 1478 |  | 0.54 | 1 |  | 3220 |  | 2737 | 2013-03-08 12:11 | 2013-03-18 | AZTEC SOLAR INC | Retrofit | Cameron Park | El Dorado | 95682 | Owner/Tenant | 4 |  | 1993001G | SunEarth, Inc. | SolaRay | TE64P-80-1 | Indirect Forced Circulation (IF) | 65.7 |  | EP-32 | Glycol | Advanced Controller with a Vacation or Holiday Mode | Solar and Auxiliary Storage are the same Tank | 80 | 1 | 0.85 | 55 | Z12 | [18 empty] | El Dorado County | FALSE |  | 2.42 | 2013-02-28 | 2013-03-13 |  |  | 2013-03-08 | 2013-03-18 | 4230 | 7801 | Up-front Payment
PGE-001826 | Single Family Residential | Domestic Hot Water | Electric | Pacific Gas and Electric | Incentive:Paid | 1214 |  | 0.54 | 1 |  | 2248 |  | 2248 | 2013-03-25 15:26 | 2013-04-03 | AZTEC SOLAR INC | Retrofit | SUTTER CREEK | Amador | 95685 | Host Customer is System Owner | 2 |  | 2001010C | Solahart Industries | SOLAHART | 302J & 302J Free Heat | Indirect Thermosyphon (IT) | 42.7 |  | J | Glycol | HartStat, or equivalent | Solar and Auxiliary Storage are the same Tank | 80 | 1 | 1 | 35 | Z12 | [18 empty] | Amador County | FALSE |  | 3.55 | 2013-03-01 | 2013-03-28 |  |  | 2013-03-25 | 2013-04-03 | 4219 | 7979.99 | Up-front Payment
PGE-001828 | Single Family Residential | Domestic Hot Water | Propane | Pacific Gas and Electric | Incentive:Paid | 1765 | 0.54 |  | 1 | 3370 |  | 3269 |  | 2013-03-05 12:22 | 2013-03-06 | AZTEC SOLAR INC | Retrofit | ACAMPO | San Joaquin | 95220 | Host Customer is System Owner | 2 |  | 2001016C | Solahart Industries | SOLAHART | ASG 302J & ASG 302J Free Heat | Indirect Thermosyphon (IT) | 42.7 |  | J | Glycol | HartStat, or equivalent | Solar Storage and Auxiliary Tanks are separate | 80 | 0.97 | 1 | 35 | Z12 | [18 empty] | San Joaquin County | FALSE | 2.6 |  | 2011-06-01: 2013-03-01; 2011-08-03: 2013-03-05; 2011-09-20: 2013-03-06 | 4239 | 8751 | Up-front Payment
PGE-001829 | Single Family Residential | Domestic Hot Water | Propane | Pacific Gas and Electric | Incentive:Paid | 1834 | 0.54 |  | 1 | 5128 |  | 5128 |  | 2013-04-02 16:31 | 2013-04-11 | AZTEC SOLAR INC | Retrofit | ESPARTO | Yolo | 95627 | Host Customer is System Owner | 4 |  | 2008024H | SunEarth, Inc. | SolaRay | TE64P-80-TLG | Indirect Forced Circulation (IF) | 65.7 |  | EP-32 | Glycol | Advanced Controller with a Vacation or Holiday Mode | Solar Storage with Tankless Auxiliary Water Heater | 80 | 1 | 1 | 55 | Z12 | [18 empty] | Yolo County | FALSE | 1.51 |  | 2013-03-01 | 2013-04-05 |  |  | 2013-04-02 | 2013-04-11 | 4211 | 7765 | Up-front Payment
SCG-001831 | Commercial/Multifamily Residential | Domestic Hot Water | Gas | Southern California Gas Company | Reservation:Canceled | 126650 | 25 |  | 1 SCG | 5066 |  | 5066 |  | 2013-03-06 12:04 |  | REGREEN INC | New Construction | los angeles | Los Angeles | 90007 | Host Customer is System Owner | [7 empty] | 1285.44 | 40.17 |  | Glycol | Advanced Controller with a Vacation or Holiday Mode | Solar Storage and Auxiliary Tanks are separate |  | 1 | 1 | 4070 | Z08 | 110 | Units | Apartments/Condos | 2010115A | 32 | 1 | 1340 | 1 | 340 | 1 | 2400000 | TRUE | 120 | 120 | [5 empty] | FALSE | 33.06 |  | 2011-06-01: 2013-03-02; 2011-06-21: 2013-04-03; 2011-06-23: 2013-03-06 | 4224 | 167500 | Up-front Payment
SCG-001835 | Commercial/Multifamily Residential | Domestic Hot Water | Gas | Southern California Gas Company | Incentive:Paid | 71182 | 14.53 |  | 1 | 4899 |  | 4899 |  | 2013-03-06 12:01 | 2013-03-28 | REGREEN INC | New Construction | los angeles | Los Angeles | 90007 | Host Customer is System Owner | [7 empty] | 1285.44 | 40.17 |  | Glycol |  | Solar Storage and Auxiliary Tanks are separate |  | 1 | 1 | 3420 | Z08 | 90 | Units | Apartments/Condos | 2010115A | 32 | 1 | 1340 | 1 | 415 | 1 | 2400000 | TRUE | 120 | 120 |  |  |  | Heliodyne - Delta-T Pro Ethernet | Los Angeles | FALSE | 34.19 |  | 2013-03-05 |  | 2013-03-06 | 2013-03-28 | 2014-05-15 | 2014-05-21 | 3802 | 167500 | Up-front Payment
SCG-001836 | Single Family Residential | Domestic Hot Water | Gas | Southern California Gas Company | Incentive:Paid | 2719 | 18.59 |  | 1 | 156 |  | 148 |  | 2013-08-11 15:21 | 2013-08-16 | SUNLIGHT ENERGY SYSTEMS INC | Retrofit | WHITTIER | Los Angeles | 90603 | Host Customer is System Owner | 4 |  | 2001028G | SunEarth, Inc. | Cascade | EPRD-64-80-2G | Indirect Forced Circulation (IF) | 65.7 |  | EP-32 | Automatic Drainback |  | Solar Storage and Auxiliary Tanks are separate | 80 | 1 | 0.95 | 55 | Z08 | [18 empty] | WHITTIER | FALSE | 44.74 |  | 2011-06-01: 2013-03-05; 2011-08-03: 2013-08-11; 2011-09-20: 2013-08-16 | 4079 | 6980 | Up-front Payment
PGE-001837 | Single Family Residential | Domestic Hot Water | Propane | Pacific Gas and Electric | Incentive:Canceled | 1834 | 0.54 |  | 1 | 5215 |  | 5215 |  | 2013-03-07 17:55 |  | BONNEY INC | Retrofit | Geyserville | Sonoma | 95441 | Host Customer is System Owner | 4 |  | 2007023B | Heat Transfer Products | Phoenix Solar | PH-119S | Indirect Forced Circulation (IF) | 63.8 |  | AE-32E | Glycol | Advanced Controller with a Vacation or Holiday Mode | Solar and Auxiliary Storage are the same Tank | 119 | 1 | 1 | 55 | Z02 | [18 empty] | Geyserville,Sonoma County,C.A. | FALSE | 3.74 |  | 2011-06-01: 2013-03-06; 2011-06-21: 2013-03-08; 2011-08-03: 2013-03-07 | 4243 | 19480 | Up-front Payment
PGE-001838 | Single Family Residential | Domestic Hot Water | Electric | Pacific Gas and Electric | Incentive:Paid | 1639 |  | 0.54 | 1 |  | 3161 |  | 3035 | 2013-03-20 10:21 | 2013-03-21 | AZTEC SOLAR INC | Retrofit | El Dorado Hills | El Dorado | 95762 | Host Customer is System Owner | 4 |  | 1996001E | SunEarth, Inc. | SolaRay | TE64P-80-2 | Indirect Forced Circulation (IF) | 65.7 |  | EP-32 | Glycol | Advanced Controller with a Vacation or Holiday Mode | Solar Storage and Auxiliary Tanks are separate | 80 | 0.96 | 1 | 55 | Z12 | [18 empty] | El Dorado County | FALSE |  | 2.64 | 2011-06-01: 2013-03-06; 2011-08-03: 2013-03-20; 2011-09-20: 2013-03-21 | 4230 | 8345 | Up-front Payment
SCG-001839 | Single Family Residential | Domestic Hot Water | Gas | Southern California Gas Company | Incentive:Paid | 1673 | 18.59 |  | 1 | 90 |  | 90 |  | 2013-06-06 09:24 | 2013-06-11 | ZERO ENERGY CONTRACTING INC | Retrofit | Sherman Oaks | Los Angeles | 91423 | Host Customer is System Owner | 3 |  | 2012041A | Agua Del Sol | RADCO DRAINBACK HEAT EXCHANGER | R-DBHX-8-50GD-40P | Indirect Self Pumped (IS) | 39.91 |  | 410P-HP |  |  | Solar and Auxiliary Storage are the same Tank | 52 | 1 | 1 | 45 | Z09 | [18 empty] | City of Los Angeles | FALSE | 110.89 |  | 2011-06-01: 2013-03-06; 2011-08-03: 2013-06-06; 2011-09-20: 2013-06-11 | 4146 | 9980 | Up-front Payment
SCG-001840 | Single Family Residential | Domestic Hot Water | Gas | Southern California Gas Company | Incentive:Paid | 1673 | 18.59 |  | 1 | 90 |  | 90 |  | 2013-04-05 11:10 | 2013-04-10 | ZERO ENERGY CONTRACTING INC | Retrofit | Whittier | Los Angeles | 90603 | Host Customer is System Owner | 3 |  | 2012041A | Agua Del Sol | RADCO DRAINBACK HEAT EXCHANGER | R-DBHX-8-50GD-40P | Indirect Self Pumped (IS) | 39.91 |  | 410P-HP |  |  | Solar Storage with Tankless Auxiliary Water Heater | 52 | 1 | 1 | 45 | Z09 | [18 empty] | City of Whittier | FALSE | 110.89 |  | 2011-06-01: 2013-03-06; 2011-08-03: 2013-04-05; 2011-09-20: 2013-04-10 | 4154 | 9980 | Up-front Payment
SCG-001841 | Low Income Multifamily Residential | Domestic Hot Water | Gas | Southern California Gas Company | Incentive:Paid | 50498 | 19.23 |  | 1 | 2626 |  | 2626 |  | 2013-05-13 11:39 | 2013-07-01 | SUN LIGHT & POWER | New Construction | Los Angeles | Los Angeles | 90006 | Host Customer is System Owner | [7 empty] | 642.72 | 40.17 |  | Glycol | Advanced Controller with a Vacation or Holiday Mode | Solar Storage and Auxiliary Tanks are separate |  | 1 | 1 | 3724 | Z03 | 98 | Units | Apartments/Condos | 2010115A | 16 | 2 | 1000 | 1 | 235 | 1 | 399000 | TRUE | 130 | 130 |  |  |  | Heliodyne - Delta-T Pro Ethernet | City of Los Angeles | FALSE | 41.13 |  | 2013-05-08 |  | 2013-05-13 | 2013-07-01 | 2014-11-25 | 2014-12-27 | 3559 | 108001.28 | Up-front Payment
SCG-001843 | Single Family Residential | Domestic Hot Water | Gas | Southern California Gas Company | Incentive:Paid | 1673 | 18.59 |  | 1 | 90 |  | 90 |  | 2013-04-02 10:24 | 2013-04-04 | ZERO ENERGY CONTRACTING INC | Retrofit | Pomona | Los Angeles | 91767 | Host Customer is System Owner | 3 |  | 2012041A | Agua Del Sol | RADCO DRAINBACK HEAT EXCHANGER | R-DBHX-8-50GD-40P | Indirect Self Pumped (IS) | 39.91 |  | 410P-HP |  |  | Solar Storage with Tankless Auxiliary Water Heater | 52 | 1 | 1 | 45 | Z09 | [18 empty] | City of Pomona | FALSE | 110.89 |  | 2011-06-01: 2013-03-07; 2011-08-03: 2013-04-02; 2011-09-20: 2013-04-04 | 4219 | 9980 | Up-front Payment
SCG-001844 | Single Family Residential | Domestic Hot Water | Gas | Southern California Gas Company | Incentive:Paid | 1673 | 18.59 |  | 1 | 90 |  | 90 |  | 2013-06-04 14:05 | 2013-06-11 | ZERO ENERGY CONTRACTING INC | Retrofit | West Covina | Los Angeles | 91791 | Host Customer is System Owner | 4 |  | 2012041A | Agua Del Sol | RADCO DRAINBACK HEAT EXCHANGER | R-DBHX-8-50GD-40P | Indirect Self Pumped (IS) | 39.91 |  | 410P-HP |  |  | Solar Storage with Tankless Auxiliary Water Heater | 52 | 1 | 1 | 55 | Z09 | [18 empty] | City of West Covina | FALSE | 110.89 |  | 2011-06-01: 2013-03-07; 2011-08-03: 2013-06-04; 2011-09-20: 2013-06-11 | 4146 | 9980 | Up-front Payment
SCG-001845 | Single Family Residential | Domestic Hot Water | Gas | Southern California Gas Company | Incentive:Paid | 1338 | 18.59 |  | 1 | 90 |  | 72 |  | 2013-05-22 11:23 | 2013-06-18 | ZERO ENERGY CONTRACTING INC | Retrofit | Pomona | Los Angeles | 91767 | Host Customer is System Owner | 4 |  | 2012041A | Agua Del Sol | RADCO DRAINBACK HEAT EXCHANGER | R-DBHX-8-50GD-40P | Indirect Self Pumped (IS) | 39.91 |  | 410P-HP |  |  | Solar and Auxiliary Storage are the same Tank | 52 | 1 | 0.8 | 55 | Z09 | [18 empty] | City of Pomona | FALSE | 110.89 |  | 2011-06-01: 2013-03-07; 2011-08-03: 2013-05-22; 2011-09-20: 2013-06-18 | 4146 | 9980 | Up-front Payment
SCG-001846 | Single Family Residential | Domestic Hot Water | Gas | Southern California Gas Company | Incentive:Paid | 1673 | 18.59 |  | 1 | 90 |  | 90 |  | 2013-04-05 11:44 | 2013-04-10 | ZERO ENERGY CONTRACTING INC | Retrofit | Covina | Los Angeles | 91722 | Host Customer is System Owner | 4 |  | 2012041A | Agua Del Sol | RADCO DRAINBACK HEAT EXCHANGER | R-DBHX-8-50GD-40P | Indirect Self Pumped (IS) | 39.91 |  | 410P-HP |  |  | Solar and Auxiliary Storage are the same Tank | 52 | 1 | 1 | 55 | Z09 | [18 empty] | County of Los Angeles | FALSE | 110.89 |  | 2011-06-01: 2013-03-07; 2011-08-03: 2013-04-05; 2011-09-20: 2013-04-10 | 4205 | 9980 | Up-front Payment
SCG-001848 | Single Family Residential | Domestic Hot Water | Gas | Southern California Gas Company | Incentive:Paid | 1280 | 18.59 |  | 1 | 81 |  | 69 |  | 2013-07-03 09:32 | 2013-07-16 | ZERO ENERGY CONTRACTING INC | Retrofit | Venice | Los Angeles | 90291 | Host Customer is System Owner | 3 |  | 2012041A | Agua Del Sol | RADCO DRAINBACK HEAT EXCHANGER | R-DBHX-8-50GD-40P | Indirect Self Pumped (IS) | 39.91 |  | 410P-HP |  |  | Solar Storage with Tankless Auxiliary Water Heater | 52 | 1 | 0.85 | 45 | Z06 | [18 empty] | City of Los Angeles | FALSE | 123.21 |  | 2011-06-01: 2013-03-07; 2011-08-03: 2013-07-03; 2011-09-20: 2013-07-16 | 4114 | 9980 | Up-front Payment
SCG-001849 | Single Family Residential | Domestic Hot Water | Gas | Southern California Gas Company | Incentive:Paid | 1673 | 18.59 |  | 1 | 90 |  | 90 |  | 2013-08-05 11:03 | 2013-08-09 | ZERO ENERGY CONTRACTING INC | Retrofit | Whittier | Los Angeles | 90604 | Host Customer is System Owner | 3 |  | 2012041A | Agua Del Sol | RADCO DRAINBACK HEAT EXCHANGER | R-DBHX-8-50GD-40P | Indirect Self Pumped (IS) | 39.91 |  | 410P-HP |  |  | Solar and Auxiliary Storage are the same Tank | 52 | 1 | 1 | 45 | Z09 | [18 empty] | County of Los Angeles | FALSE | 110.89 |  | 2011-06-01: 2013-03-07; 2011-08-03: 2013-08-05; 2011-09-20: 2013-08-09 | 4080 | 9980 | Up-front Payment
SCG-001850 | Single Family Residential | Domestic Hot Water | Gas | Southern California Gas Company | Incentive:Paid | 1766 | 18.59 |  | 1 | 95 |  | 95 |  | 2014-07-21 15:16 | 2014-08-11 | ZERO ENERGY CONTRACTING INC | Retrofit | Covina | Los Angeles | 91724 | Host Customer is System Owner | 4 |  | 30003975 | Agua Del Sol | RADCO DRAINBACK HEAT EXCHANGER | R-DBHX-8-50GD-40P | Indirect Forced Circulation (IF) | 39.9 |  | 410P-HP |  |  | Solar and Auxiliary Storage are the same Tank | 49.9 | 1 | 1 | 55 | Z09 | [18 empty] | City of Covina | FALSE | 105.05 |  | 2011-06-01: 2013-03-07; 2011-08-03: 2014-07-21; 2011-09-20: 2014-08-11 | 3714 | 9980 | Up-front Payment
SCG-001851 | Single Family Residential | Domestic Hot Water | Gas | Southern California Gas Company | Incentive:Paid | 1695 | 18.59 |  | 1 | 95 |  | 91 |  | 2014-03-22 17:11 | 2014-03-27 | ZERO ENERGY CONTRACTING INC | Retrofit | Covina | Los Angeles | 91723 | Host Customer is System Owner | 3 |  | 30003975 | Agua Del Sol | RADCO DRAINBACK HEAT EXCHANGER | R-DBHX-8-50GD-40P | Indirect Forced Circulation (IF) | 39.9 |  | 410P-HP |  |  | Solar and Auxiliary Storage are the same Tank | 49.929 | 0.96 | 1 | 45 | Z09 | [18 empty] | City of Covina | FALSE | 105.05 |  | 2011-06-01: 2013-03-07; 2011-08-03: 2014-03-22; 2011-09-20: 2014-03-27 | 3852 | 9980 | Up-front Payment
SCG-001853 | Single Family Residential | Domestic Hot Water | Gas | Southern California Gas Company | Incentive:Paid | 1673 | 18.59 |  | 1 | 90 |  | 90 |  | 2013-03-14 13:29 | 2013-05-17 | ZERO ENERGY CONTRACTING INC | Retrofit | Pomona | Los Angeles | 91767 | Host Customer is System Owner | 3 |  | 2012041A | Agua Del Sol | RADCO DRAINBACK HEAT EXCHANGER | R-DBHX-8-50GD-40P | Indirect Self Pumped (IS) | 39.91 |  | 410P-HP |  |  | Solar Storage with Tankless Auxiliary Water Heater | 52 | 1 | 1 | 45 | Z09 | [18 empty] | City of Pomona | FALSE | 110.89 |  | 2011-06-01: 2013-03-07; 2011-08-03: 2013-03-14; 2011-09-20: 2013-05-17 | 4167 | 9980 | Up-front Payment
PGE-001854 | Single Family Residential | Domestic Hot Water | Electric | Pacific Gas and Electric | Incentive:Paid | 1075 |  | 0.54 | 1 |  | 2212 |  | 1991 | 2013-03-18 09:31 | 2013-03-21 | SOLARPONICS INC | Retrofit | CRESTON | San Luis Obispo | 93432 | Host Customer is System Owner | 3 |  | 2001010C | Solahart Industries | SOLAHART | 302J & 302J Free Heat | Indirect Thermosyphon (IT) | 42.7 |  | J | Glycol | HartStat, or equivalent | Solar and Auxiliary Storage are the same Tank | 80 | 0.9 | 1 | 45 | Z04 | [18 empty] | San Luis Obispo County | FALSE |  | 3.47 | 2013-03-07 | 2013-03-21 |  |  | 2013-03-18 | 2013-03-21 | 4230 | 7682 | Up-front Payment
SCG-001856 | Single Family Residential | Domestic Hot Water | Gas | Southern California Gas Company | Incentive:Paid | 1673 | 18.59 |  | 1 | 90 |  | 90 |  | 2013-06-06 08:28 | 2013-06-11 | ZERO ENERGY CONTRACTING INC | Retrofit | Pomona | Los Angeles | 91767 | Host Customer is System Owner | 3 |  | 2012041A | Agua Del Sol | RADCO DRAINBACK HEAT EXCHANGER | R-DBHX-8-50GD-40P | Indirect Self Pumped (IS) | 39.91 |  | 410P-HP |  |  | Solar Storage with Tankless Auxiliary Water Heater | 52 | 1 | 1 | 45 | Z09 | [18 empty] | City of Pomona | FALSE | 110.89 |  | 2011-06-01: 2013-03-07; 2011-08-03: 2013-06-06; 2011-09-20: 2013-06-11 | 4146 | 9980 | Up-front Payment
SCG-001857 | Single Family Residential | Domestic Hot Water | Gas | Southern California Gas Company | Incentive:Paid | 2836 | 29.85 |  | 1 | 95 |  | 95 |  | 2014-08-02 12:02 | 2014-08-11 | ZERO ENERGY CONTRACTING INC | Retrofit | Covina | Los Angeles | 91723 | Host Customer is System Owner | 5 |  | 30003975 | Agua Del Sol | RADCO DRAINBACK HEAT EXCHANGER | R-DBHX-8-50GD-40P | Indirect Forced Circulation (IF) | 39.9 |  | 410P-HP |  |  | Solar and Auxiliary Storage are the same Tank | 50 | 1 | 1 | 65 | Z09 | [18 empty] | City of Covina | FALSE | 105.05 |  | 2011-06-01: 2013-03-07; 2011-08-03: 2014-08-02; 2011-09-20: 2014-08-11 | 3414 | 9980 | Up-front Payment
SCG-001858 | Single Family Residential | Domestic Hot Water | Gas | Southern California Gas Company | Incentive:Paid | 1506 | 18.59 |  | 1 | 90 |  | 81 |  | 2013-05-17 14:00 | 2013-05-22 | ZERO ENERGY CONTRACTING INC | Retrofit | Glendora | Los Angeles | 91740 | Host Customer is System Owner | 3 |  | 2012041A | Agua Del Sol | RADCO DRAINBACK HEAT EXCHANGER | R-DBHX-8-50GD-40P | Indirect Self Pumped (IS) | 39.91 |  | 410P-HP |  |  | Solar Storage with Tankless Auxiliary Water Heater | 52 | 1 | 0.9 | 45 | Z09 | [18 empty] | City of Glendora | FALSE | 110.89 |  | 2011-06-01: 2013-03-07; 2011-08-03: 2013-05-17; 2011-09-20: 2013-05-22 | 4167 | 9980 | Up-front Payment
SCG-001859 | Single Family Residential | Domestic Hot Water | Gas | Southern California Gas Company | Incentive:Paid | 1640 | 18.59 |  | 1 | 90 |  | 88 |  | 2013-03-29 07:53 | 2013-04-04 | ZERO ENERGY CONTRACTING INC | Retrofit | San Dimas | Los Angeles | 91773 | Host Customer is System Owner | 3 |  | 2012041A | Agua Del Sol | RADCO DRAINBACK HEAT EXCHANGER | R-DBHX-8-50GD-40P | Indirect Self Pumped (IS) | 39.91 |  | 410P-HP |  |  | Solar and Auxiliary Storage are the same Tank | 52 | 0.98 | 1 | 45 | Z09 | [18 empty] | City of San Dimas | FALSE | 110.89 |  | 2011-06-01: 2013-03-07; 2011-08-03: 2013-03-29; 2011-09-20: 2013-04-04 | 4219 | 9980 | Up-front Payment
SCG-001860 | Single Family Residential | Domestic Hot Water | Gas | Southern California Gas Company | Incentive:Paid | 2836 | 29.85 |  | 1 | 95 |  | 95 |  | 2014-08-02 11:34 | 2014-08-14 | ZERO ENERGY CONTRACTING INC | Retrofit | Covina | Los Angeles | 91724 | Host Customer is System Owner | 3 |  | 30003975 | Agua Del Sol | RADCO DRAINBACK HEAT EXCHANGER | R-DBHX-8-50GD-40P | Indirect Forced Circulation (IF) | 39.9 |  | 410P-HP |  |  | Solar and Auxiliary Storage are the same Tank | 50 | 1 | 1 | 45 | Z09 | [18 empty] | City of Covina | FALSE | 105.05 |  | 2011-06-01: 2013-03-07; 2011-08-03: 2014-08-02; 2011-09-20: 2014-08-14 | 3414 | 9980 | Up-front Payment
SCG-001861 | Single Family Residential | Domestic Hot Water | Gas | Southern California Gas Company | Incentive:Paid | 1656 | 18.59 |  | 1 | 90 |  | 89 |  | 2013-05-09 13:46 | 2013-05-15 | ZERO ENERGY CONTRACTING INC | Retrofit | Glendora | Los Angeles | 91740 | Host Customer is System Owner | 3 |  | 2012041A | Agua Del Sol | RADCO DRAINBACK HEAT EXCHANGER | R-DBHX-8-50GD-40P | Indirect Self Pumped (IS) | 39.91 |  | 410P-HP |  |  | Solar and Auxiliary Storage are the same Tank | 52 | 0.99 | 1 | 45 | Z09 | [18 empty] | City of Glendora | FALSE | 110.89 |  | 2011-06-01: 2013-03-07; 2011-08-03: 2013-05-09; 2011-09-20: 2013-05-15 | 4175 | 9980 | Up-front Payment
SDG-001862 | Single Family Residential | Domestic Hot Water | Gas | San Diego Gas and Electric | Incentive:Paid | 2063 | 18.59 |  | 1 | 111 |  | 111 |  | 2013-04-02 14:20 | 2013-04-11 | SOLAR SERVICES OF SAN DIEGO INC | Retrofit | san diego | San Diego | 92037 | Host Customer is System Owner | 4 |  | 2001016C | Solahart Industries | SOLAHART | ASG 302J & ASG 302J Free Heat | Indirect Thermosyphon (IT) | 42.7 |  | J | Glycol | HartStat, or equivalent | Solar Storage and Auxiliary Tanks are separate | 80 | 1 | 1 | 55 | Z07 | [18 empty] | san diego city | FALSE | 71.17 |  | 2013-03-07 | 2013-04-03 |  |  | 2013-04-02 | 2013-04-11 | 4202 | 7900 | Up-front Payment
SCG-001863 | Single Family Residential | Domestic Hot Water | Gas | Southern California Gas Company | Incentive:Paid | 1623 | 18.59 |  | 1 | 90 |  | 87 |  | 2013-05-09 11:08 | 2013-05-15 | ZERO ENERGY CONTRACTING INC | Retrofit | Covina | Los Angeles | 91724 | Host Customer is System Owner | 3 |  | 2012041A | Agua Del Sol | RADCO DRAINBACK HEAT EXCHANGER | R-DBHX-8-50GD-40P | Indirect Self Pumped (IS) | 39.91 |  | 410P-HP |  |  | Solar and Auxiliary Storage are the same Tank | 52 | 0.97 | 1 | 45 | Z09 | [18 empty] | County of Los Angeles | FALSE | 110.89 |  | 2011-06-01: 2013-03-07; 2011-08-03: 2013-05-09; 2011-09-20: 2013-05-15 | 4175 | 9980 | Up-front Payment
SCG-001864 | Single Family Residential | Domestic Hot Water | Gas | Southern California Gas Company | Incentive:Paid | 1573 | 18.59 |  | 1 | 90 |  | 85 |  | 2013-04-02 10:23 | 2013-04-04 | ZERO ENERGY CONTRACTING INC | Retrofit | Glendora | Los Angeles | 91740 | Host Customer is System Owner | 3 |  | 2012041A | Agua Del Sol | RADCO DRAINBACK HEAT EXCHANGER | R-DBHX-8-50GD-40P | Indirect Self Pumped (IS) | 39.91 |  | 410P-HP |  |  | Solar and Auxiliary Storage are the same Tank | 52 | 0.94 | 1 | 45 | Z09 | [18 empty] | City of Glendora | FALSE | 110.89 |  | 2011-06-01: 2013-03-07; 2011-08-03: 2013-04-02; 2011-09-20: 2013-04-04 | 4219 | 9980 | Up-front Payment
SCG-001866 | Single Family Residential | Domestic Hot Water | Gas | Southern California Gas Company | Incentive:Paid | 1656 | 18.59 |  | 1 | 90 |  | 89 |  | 2013-07-03 10:17 | 2013-07-08 | ZERO ENERGY CONTRACTING INC | Retrofit | West Covina | Los Angeles | 91791 | Host Customer is System Owner | 3 |  | 2012041A | Agua Del Sol | RADCO DRAINBACK HEAT EXCHANGER | R-DBHX-8-50GD-40P | Indirect Self Pumped (IS) | 39.91 |  | 410P-HP |  |  | Solar and Auxiliary Storage are the same Tank | 52 | 0.99 | 1 | 45 | Z09 | [18 empty] | City of West Covina | FALSE | 110.89 |  | 2011-06-01: 2013-03-07; 2011-08-03: 2013-07-03; 2011-09-20: 2013-07-08 | 4125 | 9980 | Up-front Payment
SCG-001867 | Single Family Residential | Domestic Hot Water | Gas | Southern California Gas Company | Incentive:Paid | 1644 | 18.59 |  | 1 | 95 |  | 88 |  | 2014-03-22 14:45 | 2014-04-01 | ZERO ENERGY CONTRACTING INC | Retrofit | Covina | Los Angeles | 91723 | Host Customer is System Owner | 3 |  | 30003975 | Agua Del Sol | RADCO DRAINBACK HEAT EXCHANGER | R-DBHX-8-50GD-40P | Indirect Forced Circulation (IF) | 39.9 |  | 410P-HP |  |  | Solar and Auxiliary Storage are the same Tank | 49.929 | 0.98 | 0.95 | 45 | Z09 | [18 empty] | City of Covina | FALSE | 105.05 |  | 2011-06-01: 2013-03-07; 2011-08-03: 2014-03-22; 2011-09-20: 2014-04-01 | 3846 | 9980 | Up-front Payment
SCG-001868 | Single Family Residential | Domestic Hot Water | Gas | Southern California Gas Company | Incentive:Paid | 1415 | 18.59 |  | 1 | 90 |  | 76 |  | 2013-12-02 12:46 | 2013-12-06 | ZERO ENERGY CONTRACTING INC | Retrofit | Whittier | Los Angeles | 90601 | Host Customer is System Owner | 3 |  | 2012041A | Agua Del Sol | RADCO DRAINBACK HEAT EXCHANGER | R-DBHX-8-50GD-40P | Indirect Self Pumped (IS) | 39.91 |  | 410P-HP |  |  | Solar and Auxiliary Storage are the same Tank | 52 | 0.89 | 0.95 | 45 | Z09 | [18 empty] | City of Whittier | FALSE | 110.89 |  | 2011-06-01: 2013-03-07; 2011-08-03: 2013-12-02; 2011-09-20: 2013-12-06 | 3965 | 9980 | Up-front Payment
SCG-001869 | Single Family Residential | Domestic Hot Water | Gas | Southern California Gas Company | Incentive:Paid | 1656 | 18.59 |  | 1 | 90 |  | 89 |  | 2013-03-29 07:56 | 2013-04-04 | ZERO ENERGY CONTRACTING INC | Retrofit | West Covina | Los Angeles | 91791 | Host Customer is System Owner | 3 |  | 2012041A | Agua Del Sol | RADCO DRAINBACK HEAT EXCHANGER | R-DBHX-8-50GD-40P | Indirect Self Pumped (IS) | 39.91 |  | 410P-HP |  |  | Solar and Auxiliary Storage are the same Tank | 52 | 0.99 | 1 | 45 | Z09 | [18 empty] | City of West Covina | FALSE | 110.89 |  | 2011-06-01: 2013-03-07; 2011-08-03: 2013-03-29; 2011-09-20: 2013-04-04 | 4219 | 9980 | Up-front Payment
SCG-001870 | Single Family Residential | Domestic Hot Water | Gas | Southern California Gas Company | Incentive:Paid | 1673 | 18.59 |  | 1 | 90 |  | 90 |  | 2013-03-20 16:13 | 2013-03-25 | ZERO ENERGY CONTRACTING INC | Retrofit | Covina | Los Angeles | 91724 | Host Customer is System Owner | 4 |  | 2012041A | Agua Del Sol | RADCO DRAINBACK HEAT EXCHANGER | R-DBHX-8-50GD-40P | Indirect Self Pumped (IS) | 39.91 |  | 410P-HP |  |  | Solar and Auxiliary Storage are the same Tank | 52 | 1 | 1 | 55 | Z09 | [18 empty] | County of Los Angeles | FALSE | 110.89 |  | 2011-06-01: 2013-03-07; 2011-08-03: 2013-03-20; 2011-09-20: 2013-03-25 | 4231 | 9980 | Up-front Payment
SCG-001871 | Single Family Residential | Domestic Hot Water | Gas | Southern California Gas Company | Incentive:Paid | 1766 | 18.59 |  | 1 | 95 |  | 95 |  | 2014-03-29 12:22 | 2014-04-02 | ZERO ENERGY CONTRACTING INC | Retrofit | Covina | Los Angeles | 91723 | Host Customer is System Owner | 3 |  | 30003975 | Agua Del Sol | RADCO DRAINBACK HEAT EXCHANGER | R-DBHX-8-50GD-40P | Indirect Forced Circulation (IF) | 39.9 |  | 410P-HP |  |  | Solar and Auxiliary Storage are the same Tank | 49.929 | 1 | 1 | 45 | Z09 | [18 empty] | City of Covina | FALSE | 105.05 |  | 2011-06-01: 2013-03-07; 2011-08-03: 2014-03-29; 2011-09-20: 2014-04-02 | 3846 | 9980 | Up-front Payment
SCG-001872 | Single Family Residential | Domestic Hot Water | Gas | Southern California Gas Company | Incentive:Paid | 1640 | 18.59 |  | 1 | 90 |  | 88 |  | 2013-10-03 11:35 | 2013-10-04 | ZERO ENERGY CONTRACTING INC | Retrofit | Arcadia | Los Angeles | 91006 | Host Customer is System Owner | 3 |  | 2012041A | Agua Del Sol | RADCO DRAINBACK HEAT EXCHANGER | R-DBHX-8-50GD-40P | Indirect Self Pumped (IS) | 39.91 |  | 410P-HP |  |  | Solar Storage and Auxiliary Tanks are separate | 52 | 0.98 | 1 | 45 | Z09 | [18 empty] | City of Arcadia | FALSE | 110.89 |  | 2011-06-01: 2013-03-07; 2011-08-03: 2013-10-03; 2011-09-20: 2013-10-04 | 4034 | 9980 | Up-front Payment
SCG-001873 | Single Family Residential | Domestic Hot Water | Gas | Southern California Gas Company | Incentive:Paid | 1255 | 18.59 |  | 1 | 90 |  | 68 |  | 2013-09-13 16:18 | 2013-10-25 | ZERO ENERGY CONTRACTING INC | Retrofit | West Covina | Los Angeles | 91790 | Host Customer is System Owner | 4 |  | 2012041A | Agua Del Sol | RADCO DRAINBACK HEAT EXCHANGER | R-DBHX-8-50GD-40P | Indirect Self Pumped (IS) | 39.91 |  | 410P-HP |  |  | Solar Storage and Auxiliary Tanks are separate | 52 | 1 | 0.75 | 55 | Z09 | [18 empty] | City of West Covina | FALSE | 110.89 |  | 2011-06-01: 2013-03-07; 2011-08-03: 2013-09-13; 2011-09-20: 2013-10-25 | 4013 | 9980 | Up-front Payment
SCG-001874 | Single Family Residential | Domestic Hot Water | Gas | Southern California Gas Company | Incentive:Paid | 1640 | 18.59 |  | 1 | 90 |  | 88 |  | 2013-05-17 14:53 | 2013-05-22 | ZERO ENERGY CONTRACTING INC | Retrofit | Whittier | Los Angeles | 90601 | Host Customer is System Owner | 3 |  | 2012041A | Agua Del Sol | RADCO DRAINBACK HEAT EXCHANGER | R-DBHX-8-50GD-40P | Indirect Self Pumped (IS) | 39.91 |  | 410P-HP |  |  | Solar and Auxiliary Storage are the same Tank | 52 | 0.98 | 1 | 45 | Z09 | [18 empty] | City of Whittier | FALSE | 110.89 |  | 2011-06-01: 2013-03-07; 2011-08-03: 2013-05-17; 2011-09-20: 2013-05-22 | 4167 | 9980 | Up-front Payment
SCG-001875 | Single Family Residential | Domestic Hot Water | Gas | Southern California Gas Company | Incentive:Paid | 1510 | 18.59 |  | 1 | 90 |  | 81 |  | 2013-06-18 15:12 | 2013-06-24 | ZERO ENERGY CONTRACTING INC | Retrofit | Whittier | Los Angeles | 90604 | Host Customer is System Owner | 4 |  | 2012041A | Agua Del Sol | RADCO DRAINBACK HEAT EXCHANGER | R-DBHX-8-50GD-40P | Indirect Self Pumped (IS) | 39.91 |  | 410P-HP |  |  | Solar and Auxiliary Storage are the same Tank | 52 | 0.95 | 0.95 | 55 | Z09 | [18 empty] | County of Los Angeles | FALSE | 110.89 |  | 2011-06-01: 2013-03-07; 2011-08-03: 2013-06-18; 2011-09-20: 2013-06-24 | 4134 | 9980 | Up-front Payment
SCG-001876 | Single Family Residential | Domestic Hot Water | Gas | Southern California Gas Company | Incentive:Paid | 1510 | 18.59 |  | 1 | 90 |  | 81 |  | 2013-03-20 15:23 | 2013-03-25 | ZERO ENERGY CONTRACTING INC | Retrofit | Covina | Los Angeles | 91724 | Host Customer is System Owner | 4 |  | 2012041A | Agua Del Sol | RADCO DRAINBACK HEAT EXCHANGER | R-DBHX-8-50GD-40P | Indirect Self Pumped (IS) | 39.91 |  | 410P-HP |  |  | Solar and Auxiliary Storage are the same Tank | 52 | 0.95 | 0.95 | 55 | Z09 | [18 empty] | County of Los Angeles | FALSE | 110.89 |  | 2011-06-01: 2013-03-07; 2011-08-03: 2013-03-20; 2011-09-20: 2013-03-25 | 4231 | 9980 | Up-front Payment
SCG-001877 | Single Family Residential | Domestic Hot Water | Gas | Southern California Gas Company | Incentive:Paid | 1656 | 18.59 |  | 1 | 90 |  | 89 |  | 2013-09-10 14:03 | 2013-09-17 | ZERO ENERGY CONTRACTING INC | Retrofit | Whittier | Los Angeles | 90605 | Host Customer is System Owner | 4 |  | 2012041A | Agua Del Sol | RADCO DRAINBACK HEAT EXCHANGER | R-DBHX-8-50GD-40P | Indirect Self Pumped (IS) | 39.91 |  | 410P-HP |  |  | Solar Storage and Auxiliary Tanks are separate | 52 | 0.99 | 1 | 55 | Z09 | [18 empty] | City of Whittier | FALSE | 110.89 |  | 2011-06-01: 2013-03-07; 2011-08-03: 2013-09-10; 2011-09-20: 2013-09-17 | 4044 | 9980 | Up-front Payment
SCG-001880 | Single Family Residential | Domestic Hot Water | Gas | Southern California Gas Company | Incentive:Paid | 1446 | 18.59 |  | 1 | 90 |  | 86 |  | 2013-03-29 08:04 | 2013-04-25 | ZERO ENERGY CONTRACTING INC | Retrofit | La Puente | Los Angeles | 91744 | Host Customer is System Owner | 4 |  | 2012041A | Agua Del Sol | RADCO DRAINBACK HEAT EXCHANGER | R-DBHX-8-50GD-40P | Indirect Self Pumped (IS) | 39.91 |  | 410P-HP |  |  | Solar and Auxiliary Storage are the same Tank | 52 | 1 | 0.95 | 55 | Z09 | [18 empty] | County of Los Angeles | FALSE | 110.89 |  | 2011-06-01: 2013-03-07; 2011-08-03: 2013-03-29; 2011-09-20: 2013-04-25 | 4195 | 9980 | Up-front Payment
SCG-001882 | Single Family Residential | Domestic Hot Water | Gas | Southern California Gas Company | Incentive:Paid | 2719 | 18.59 |  | 1 | 156 |  | 156 |  | 2013-03-08 11:18 | 2013-03-12 | ALL VALLEY SOLAR INC | Retrofit | Covina | Los Angeles | 91724 | Host Customer is System Owner | 6 |  | 2001028G | SunEarth, Inc. | Cascade | EPRD-64-80-2G | Indirect Forced Circulation (IF) | 65.7 |  | EP-32 | Automatic Drainback |  | Solar Storage and Auxiliary Tanks are separate | 80 | 1 | 1 | 75 | Z09 | [18 empty] | LA County Arcadia | FALSE | 51.81 |  | 2011-06-01: 2013-03-08; 2011-08-03: 2013-03-08; 2011-09-20: 2013-03-12 | 4239 | 8082 | Up-front Payment
PGE-001883 | Single Family Residential | Domestic Hot Water | Electric | Pacific Gas and Electric | Incentive:Paid | 1214 |  | 0.54 | 1 |  | 2248 |  | 2248 | 2013-04-11 11:02 | 2013-04-12 | AZTEC SOLAR INC | Retrofit | DAVIS | Yolo | 95616 | Host Customer is System Owner | 2 |  | 2001010C | Solahart Industries | SOLAHART | 302J & 302J Free Heat | Indirect Thermosyphon (IT) | 42.7 |  | J | Glycol | HartStat, or equivalent | Solar and Auxiliary Storage are the same Tank | 80 | 1 | 1 | 35 | Z12 | [18 empty] | City of Davis | FALSE |  | 3.86 | 2011-06-01: 2013-03-08; 2011-08-03: 2013-04-11; 2011-09-20: 2013-04-12 | 4211 | 8674.87 | Up-front Payment
PGE-001884 | Low Income Multifamily Residential | Domestic Hot Water | Gas | Pacific Gas and Electric | Incentive:Paid | 17192 | 19.23 |  | 1 | 894 |  | 894 |  | 2013-07-19 09:32 | 2013-08-15 | SUN LIGHT & POWER | New Construction | Alameda | Alameda | 94501 | Host Customer is System Owner | [7 empty] | 241.02 | 40.17 |  | Glycol |  | Solar Storage and Auxiliary Tanks are separate |  | 1 | 1 | 798 | Z03 | 19 | Units | Apartments/Condos | 2010115A | 6 | 1 | 350 | 2 | 226 | 2 | 199000 | TRUE | 140 | 130 |  |  |  |  | City of Alameda | FALSE | 49.3 |  | 2013-07-17 | 2013-07-23 | 2013-07-19 | 2013-08-15 | 2014-09-15 | 2014-09-19 | 3677 | 44073 | Up-front Payment
PGE-001885 | Commercial/Multifamily Residential | Domestic Hot Water | Gas | Pacific Gas and Electric | Incentive:Paid | 11377 | 14.53 |  | 1 | 783 |  | 783 |  | 2013-07-09 08:03 | 2013-07-16 | OXYPOWER INC | Retrofit | REDWOOD CITY | San Mateo | 94063 | Owner/Tenant | [7 empty] | 241.02 | 40.17 |  | Glycol | Advanced Controller with a Vacation or Holiday Mode | Solar Storage and Auxiliary Tanks are separate |  | 1 | 1 | 420 | Z03 | 10 | Units | Apartments/Condos | 2010115A | 6 | 1 | 357 | 3 | 100 | 1 | 199000 | TRUE | 130 | 130 |  |  |  |  | Redwood City | FALSE | 29.7 |  | 2013-03-11 |  | 2013-07-09 | 2013-07-16 | 2013-10-03 | 2013-11-05 | 4000 | 23252 | Up-front Payment
PGE-001888 | Single Family Residential | Domestic Hot Water | Electric | Pacific Gas and Electric | Incentive:Canceled | 1834 |  | 0.54 | 1 |  | 4926 |  | 4926 | 2016-03-18 16:20 |  | Self Installer | Retrofit | Acampo | San Joaquin | 95220 | Host Customer is System Owner | 8 |  | 2011045B | Free Hot Water | Independence | 7003 XE | Indirect Forced Circulation (IF) | 83 |  | FHW-FC7275A | Glycol | Advanced Controller with a Vacation or Holiday Mode | Solar Storage and Auxiliary Tanks are separate | 105 | 1 | 1 | 95 | Z12 | [18 empty] | San Joaquin County | FALSE |  | 9.26 | 2011-06-01: 2013-03-13; 2011-06-21: 2016-03-22; 2011-08-03: 2016-03-18 | 3112 | 45616.48 | Up-front Payment
PGE-001893 | Single Family Residential | Domestic Hot Water | Gas | Pacific Gas and Electric | Incentive:Paid | 2268 | 18.59 |  | 1 | 122 |  | 122 |  | 2013-03-28 12:03 | 2013-04-01 | ACR SOLAR INTERNATIONAL CORP | Retrofit | ELK GROVE | Sacramento | 95624 | Host Customer is System Owner | 7 |  | 2001019B | ACR Solar International | Skyline System 5 | 200153C80EX2TG | Indirect Forced Circulation (IF) | 60.2 |  | 20-01 | Glycol | Advanced Controller with a Vacation or Holiday Mode | Solar Storage and Auxiliary Tanks are separate | 80 | 1 | 1 | 85 | Z12 | [18 empty] | City of Elk Grove | FALSE | 65.57 |  | 2011-06-01: 2013-03-13; 2011-08-03: 2013-03-28; 2011-09-20: 2013-04-01 | 4219 | 8000 | Up-front Payment
PGE-001894 | Single Family Residential | Domestic Hot Water | Gas | Pacific Gas and Electric | Incentive:Paid | 2513 | 18.59 |  | 1 | 169 |  | 135 |  | 2013-03-14 14:30 | 2013-03-15 | TESLA ENERGY OPERATIONS INC | Retrofit | Sunnyvale | Santa Clara | 94086 | Host Customer is System Owner | 4 |  | 2010136G | Heliodyne, Inc. | Heliopak | HPAK 016 1 410 G 80 ACS F | Indirect Forced Circulation (IF) | 40.2 |  | 410 001 | Glycol | Advanced Controller with a Vacation or Holiday Mode | Solar Storage with Tankless Auxiliary Water Heater | 80 | 1 | 0.8 | 55 | Z04 | [18 empty] | City of Sunnyvale | FALSE | 52.37 |  | 2013-03-13 | 2013-03-15 |  |  | 2013-03-14 | 2013-03-15 | 4230 | 8850 | Up-front Payment
PGE-001895 | Commercial/Multifamily Residential | Domestic Hot Water | Gas | Pacific Gas and Electric | Incentive:Paid | 20473 | 14.53 |  | 1 | 1409 |  | 1409 |  | 2013-11-27 11:45 | 2013-12-26 | SUSTAINABLE BUILDINGS SYSTEM INC | Retrofit | Oakland | Alameda | 94606 | Host Customer is System Owner | [7 empty] | 401.04 | 22.28 |  | Glycol | Advanced Controller with a Vacation or Holiday Mode | Solar Storage and Auxiliary Tanks are separate |  | 1 | 1 | 2160 | Z03 | 1080 | Pounds of Laundry | Coin-op Laundries | 2010087A | 18 | 3 | 632 | 3 | 300 | 1 | 400000 | FALSE | 120 | 110 |  |  |  |  | Oakland, Alameda, CA | FALSE | 28.8 |  | 2013-03-14 | 2013-12-04 | 2013-11-27 | 2013-12-26 | 2014-01-02 | 2014-02-04 | 3897 | 40573 | Up-front Payment
PGE-001896 | Single Family Residential | Domestic Hot Water | Electric | Pacific Gas and Electric | Incentive:Paid | 1420 |  | 0.54 | 1 |  | 2952 |  | 2630 | 2013-04-03 10:16 | 2013-04-05 | ACR SOLAR INTERNATIONAL CORP | Retrofit | RESCUE | El Dorado | 95672 | Host Customer is System Owner | 6 |  | 2000007B | ACR Solar International | Skyline System 5 | 200153C80EX | Indirect Forced Circulation (IF) | 60.2 |  | 20-01 |  |  | Solar and Auxiliary Storage are the same Tank | 80 | 0.99 | 0.9 | 75 | Z12 | [18 empty] | County of El Dorado | FALSE |  | 2.47 | 2011-06-01: 2013-03-14; 2011-08-03: 2013-04-03; 2011-09-20: 2013-04-05 | 4216 | 7300 | Up-front Payment
PGE-001897 | Single Family Residential | Domestic Hot Water | Electric | Pacific Gas and Electric | Incentive:Paid | 1159 |  | 0.54 | 1 |  | 2458 |  | 2146 | 2013-03-26 10:01 | 2013-03-29 | ACR SOLAR INTERNATIONAL CORP | Retrofit | RESCUE | El Dorado | 95672 | Host Customer is System Owner | 4 |  | 2000007A | ACR Solar International | Skyline System 5 | 200152C80EX | Indirect Forced Circulation (IF) | 40.1 |  | 20-01 | Glycol | Advanced Controller with a Vacation or Holiday Mode | Solar and Auxiliary Storage are the same Tank | 80 | 0.97 | 0.9 | 55 | Z12 | [18 empty] | El Dorado County | FALSE |  | 2.89 | 2011-06-01: 2013-03-14; 2011-08-03: 2013-03-26; 2011-09-20: 2013-03-29 | 4219 | 7100 | Up-front Payment
PGE-001898 | Single Family Residential | Domestic Hot Water | Gas | Pacific Gas and Electric | Incentive:Paid | 2719 | 18.59 |  | 1 | 179 |  | 152 |  | 2013-03-15 12:03 | 2013-03-22 | MILAROX | Retrofit | BERKELEY | Alameda | 94707 | Host Customer is System Owner | 5 |  | 2007023B | Heat Transfer Products | Phoenix Solar | PH-119S | Indirect Forced Circulation (IF) | 63.8 |  | AE-32E | Automatic Drainback |  | Solar Storage and Auxiliary Tanks are separate | 119 | 1 | 0.85 | 65 | Z03 | [18 empty] | City of Berkeley | FALSE | 122.91 |  | 2011-06-01: 2013-03-14; 2011-08-03: 2013-03-15; 2011-09-20: 2013-03-22 | 4230 | 22000 | Up-front Payment
PGE-001899 | Single Family Residential | Domestic Hot Water | Gas | Pacific Gas and Electric | Incentive:Paid | 2631 | 18.59 |  | 1 | 149 |  | 142 |  | 2013-08-29 12:54 | 2014-01-23 | EMERALD ECO | Retrofit | Fairfax | Marin | 94930 | Host Customer is System Owner | 5 |  | 2009036D | Heliodyne, Inc. | Heliopak | HPAK 016 2 410 G 120 ACD Z | Indirect Forced Circulation (IF) | 80.3 |  | 410 001 | Glycol | Advanced Controller with a Vacation or Holiday Mode | Solar Storage and Auxiliary Tanks are separate | 120 | 0.95 | 1 | 65 | Z03 | [18 empty] | Fairfax | FALSE | 64.36 |  | 2013-03-17 | 2013-08-30 |  |  | 2013-08-29 | 2014-01-23 | 3922 | 9589 | Up-front Payment
SCE-001900 | Single Family Residential | Domestic Hot Water | Electric | Southern California Edison | Incentive:Paid | 1603 |  | 0.54 | 1 |  | 2969 |  | 2969 | 2013-03-25 16:06 | 2013-04-09 | SOLAR NOW | Retrofit | Joshua Tree | San Bernardino | 92252 | Host Customer is System Owner | 4 |  | 1996001C | SunEarth, Inc. | SolaRay | TE40P-80-2 | Indirect Forced Circulation (IF) | 40.9 |  | EP-40 | Glycol | Advanced Controller with a Vacation or Holiday Mode | Solar Storage and Auxiliary Tanks are separate | 80 | 1 | 1 | 55 | Z14 | [18 empty] | San Bernardino | FALSE |  | 1.99 | 2011-06-01: 2013-03-18; 2011-08-03: 2013-03-25; 2011-09-20: 2013-04-09 | 4209 | 5900 | Up-front Payment
SCG-001901 | Commercial/Multifamily Residential | Domestic Hot Water | Gas | Southern California Gas Company | Incentive:Paid | 77808 | 14.53 |  | 1 | 5355 |  | 5355 |  | 2013-03-25 13:29 | 2013-03-28 | ALL VALLEY SOLAR INC | Retrofit | Woodland Hills | Los Angeles | 91367 | Host Customer is System Owner | [7 empty] | 1431.5 | 40.9 |  | Drainback |  | Solar Storage and Auxiliary Tanks are separate |  | 1 | 1 | 3040 | Z09 | 80 | Units | Apartments/Condos | 2007032A | 35 | 2 | 2520 | 1 | 200 | 1 | 961700 | TRUE | 130 | 140 |  |  | SunReports, Inc | SunEarth - SETR A503 TTR U + VFS 5-100 | LADBS | FALSE | 18.17 |  | 2013-03-19 |  | 2013-03-25 | 2013-03-28 | 2013-04-11 | 2013-04-18 | 4195 | 97320 | Up-front Payment
PGE-001902 | Commercial/Multifamily Residential | Domestic Hot Water | Gas | Pacific Gas and Electric | Incentive:Paid | 350000 | 14.53 |  | 1 | 36456 |  | 36456 |  | 2013-04-10 12:27 | 2013-05-08 | COMFORT DYNAMICS INC | Retrofit | Dublin | Alameda | 94568 | Host Customer is System Owner | [7 empty] | 14071.554 | 335.037 |  | Glycol |  | Solar Storage with Tankless Auxiliary Water Heater |  | 1 | 1 | 50746 | Z03 |  |  | Other | 10001777 | 42 | 2 | 4070 | 1 | 4070 | 1 | 1500000 | TRUE | 140 | 120 |  | SunReports - SR1100-ONI-F1100 | SunReports, Inc | SunReports - SR1100-ONI-F1100 | Alameda County | TRUE | 16.79 |  | 2013-03-20 | 2013-04-18 | 2013-04-10 | 2013-05-08 | 2013-05-30 | 2013-06-25 | 4131 | 612000 | Up-front Payment
SCG-001903 | Single Family Residential | Domestic Hot Water | Gas | Southern California Gas Company | Incentive:Paid | 2591 | 18.59 |  | 1 | 164 |  | 139 |  | 2013-03-25 10:12 | 2013-03-28 | THE SOLAR ENERGY COMPANY INC | Retrofit | Goleta | Santa Barbara | 93117 | Host Customer is System Owner | 4 |  | 2001003E | SunEarth, Inc. | SolaRay | TE64P-80-2G-PV | Indirect Forced Circulation (IF) | 65.7 |  | EP-32 | Glycol | Steam Back | Solar Storage and Auxiliary Tanks are separate | 80 | 1 | 0.85 | 55 | Z05 | [18 empty] | Santa Barbara County | FALSE | 57.93 |  | 2011-06-01: 2013-03-20; 2011-08-03: 2013-03-25; 2011-09-20: 2013-03-28 | 4231 | 9500 | Up-front Payment
PGE-001904 | Low Income Multifamily Residential | Domestic Hot Water | Gas | Pacific Gas and Electric | Incentive:Paid | 33268 | 19.23 |  | 1 | 1730 |  | 1730 |  | 2013-03-25 10:48 | 2013-05-02 | SUN LIGHT & POWER | New Construction | Half Moon Bay | San Mateo | 94019 | Host Customer is System Owner | [7 empty] | 482.4 | 40.2 |  | Glycol | Advanced Controller with a Vacation or Holiday Mode | Solar Storage and Auxiliary Tanks are separate |  | 1 | 1 | 1600 | Z03 | 40 | Units | Apartments/Condos | 2010115A | 12 | 1 | 720 | 1 | 460 | 1 | 600000 | TRUE | 120 | 120 |  | Heliodyne - Delta-T Pro Ethernet |  | Heliodyne - Delta-T Pro Ethernet | City of Half Moon Bay | FALSE | 58.19 |  | 2013-03-21 | 2013-04-01 | 2013-03-25 | 2013-05-02 | 2014-03-25 | 2014-05-15 | 3749 | 100675 | Up-front Payment
PGE-001906 | Single Family Residential | Domestic Hot Water | Propane | Pacific Gas and Electric | Incentive:Paid | 1834 | 0.54 |  | 1 | 5215 |  | 5215 |  | 2013-03-22 18:58 | 2013-03-25 | BONNEY INC | Retrofit | HEALDSBURG | Sonoma | 95448 | Host Customer is System Owner | 4 |  | 2007023B | Heat Transfer Products | Phoenix Solar | PH-119S | Indirect Forced Circulation (IF) | 63.8 |  | AE-32E | Glycol | Advanced Controller with a Vacation or Holiday Mode | Solar and Auxiliary Storage are the same Tank | 119 | 1 | 1 | 55 | Z02 | [18 empty] | Sonoma | FALSE | 3.74 |  | 2011-06-01: 2013-03-22; 2011-08-03: 2013-03-22; 2011-09-20: 2013-03-25 | 4219 | 19480 | Up-front Payment
SDG-001907 | Low Income Multifamily Residential | Domestic Hot Water | Gas | San Diego Gas and Electric | Reservation:Canceled | 44171 | 24.89 |  | 1 | 2297 |  | 2297 |  |  |  | CALIFORNIA SOLAR THERMAL INC | Retrofit | San Diego | San Diego | 92101 | Host Customer is System Owner | [7 empty] | 830.1 | 27.67 |  | Glycol | Steam Back | Solar Storage and Auxiliary Tanks are separate |  | 1 | 1 | 1360 | Z07 | 34 | Units | Apartments/Condos | 2009046A | 30 | 3 | 1296 | 1 | 432 | 1 | 500000 | TRUE | 120 | 120 | [5 empty] | FALSE | 52.24 |  | 2011-06-01: 2013-03-22 | 4236 | 120000 | Up-front Payment
SDG-001908 | Low Income Multifamily Residential | Domestic Hot Water | Gas | San Diego Gas and Electric | Incentive:Paid | 44171 | 19.23 |  | 1 | 2297 |  | 2297 |  | 2013-03-22 12:30 | 2013-04-02 | SUNUP ENERGY | Retrofit | San Diego | San Diego | 92101 | Host Customer is System Owner | [7 empty] | 830.1 | 27.67 |  | Glycol | Steam Back | Solar Storage and Auxiliary Tanks are separate |  | 1 | 1 | 1360 | Z07 | 34 | Units | Apartments/Condos | 2010020A | 30 | 3 | 1296 | 1 | 432 | 1 | 5000000 | TRUE | 120 | 120 |  |  | SunReports, Inc | SunReports - SR1100GVFS10-200 | San Diego | FALSE | 52.24 |  | 2013-03-22 |  | 2013-03-22 | 2013-04-02 | 2013-04-09 | 2013-05-06 | 4183 | 120000 | Up-front Payment
SCE-001909 | Single Family Residential | Domestic Hot Water | Propane | Southern California Edison | Incentive:Paid | 1834 | 0.54 |  | 1 | 3721 |  | 3721 |  | 2013-03-25 13:00 | 2013-03-26 | ADVANCED CONSERVATION SYSTEMS INC | Retrofit | Pinon Hills | San Bernardino | 92372 | Host Customer is System Owner | 2 |  | 2001028A | SunEarth, Inc. | Cascade | EPRD-40-80-2G | Indirect Forced Circulation (IF) | 40.9 |  | EP-40 | Automatic Drainback |  | Solar Storage and Auxiliary Tanks are separate | 80 | 1 | 1 | 35 | Z14 | [18 empty] | County of San Bernardino | FALSE | 2.07 |  | 2011-06-01: 2013-03-25; 2011-08-03: 2013-03-25; 2011-09-20: 2013-03-26 | 4201 | 7700 | Up-front Payment
SCG-001910 | Single Family Residential | Domestic Hot Water | Gas | Southern California Gas Company | Incentive:Paid | 2361 | 18.59 |  | 1 | 127 |  | 127 |  | 2013-04-03 09:11 | 2013-04-04 | ADVANCED CONSERVATION SYSTEMS INC | Retrofit | Lancaster | Los Angeles | 93536 | Host Customer is System Owner | 2 |  | 2001028A | SunEarth, Inc. | Cascade | EPRD-40-80-2G | Indirect Forced Circulation (IF) | 40.9 |  | EP-40 | Automatic Drainback |  | Solar Storage and Auxiliary Tanks are separate | 80 | 1 | 1 | 35 | Z14 | [18 empty] | City of Lancaster | FALSE | 58.94 |  | 2011-06-01: 2013-03-25; 2011-08-03: 2013-04-03; 2011-09-20: 2013-04-04 | 4219 | 7485 | Up-front Payment
SCG-001911 | Single Family Residential | Domestic Hot Water | Gas | Southern California Gas Company | Incentive:Paid | 1806 | 18.59 |  | 1 | 127 |  | 97 |  | 2013-03-26 12:54 | 2013-03-28 | SUNTREK INDUSTRIES INC | Retrofit | Newport Beach | Orange | 92660 | Host Customer is System Owner | 4 |  | 2002006C | SunEarth, Inc. | CopperHeart | CP-40-TLG | Direct Integral Collector Storage (DI) | 24.9 |  | (No Model Number) |  |  | Solar Storage with Tankless Auxiliary Water Heater | 40 | 0.9 | 0.85 | 55 | Z08 | [18 empty] | Newport Beach, CA | FALSE | 48.82 |  | 2011-06-01: 2013-03-25; 2011-08-03: 2013-03-26; 2011-09-20: 2013-03-28 | 4219 | 6200 | Up-front Payment
PGE-001912 | Low Income Multifamily Residential | Domestic Hot Water | Gas | Pacific Gas and Electric | Incentive:Paid | 10096 | 19.23 |  | 1 | 525 |  | 525 |  | 2013-04-08 14:59 | 2013-04-10 | SUN LIGHT & POWER | Retrofit | Morgan Hill | Santa Clara | 95037 | Host Customer is System Owner | [7 empty] | 160.68 | 40.17 |  | Glycol |  | Solar Storage and Auxiliary Tanks are separate |  | 1 | 1 | 336 | Z04 | 8 | Units | Apartments/Condos | 2010115A | 4 | 1 | 200 | 1 | 93 | 1 | 199000 | TRUE | 125 | 125 |  |  |  |  | City of Morgan Hill | FALSE | 59.82 |  | 2013-04-03 |  | 2013-04-08 | 2013-04-10 | 2014-08-26 | 2014-09-08 | 3692 | 31407.51 | Up-front Payment
PGE-001914 | Single Family Residential | Domestic Hot Water | Gas | Pacific Gas and Electric | Incentive:Paid | 1892 | 18.59 |  | 1 | 106 |  | 102 |  | 2013-06-10 09:14 | 2013-06-25 | SCURFIELD SOLAR AND HEATING | Retrofit | EUREKA | Humboldt | 95503 | Host Customer is System Owner | 4 |  | 2011078A | Apricus Inc. | APSS_CLOSED_AP30_FTB-2 STD-G | APSS_CLOSED_AP30_FTB-2 STD-G | Indirect Forced Circulation (IF) | 44.8 |  | AP-30 | Glycol | Heat Dump Radiator | Solar Storage and Auxiliary Tanks are separate | 80 | 0.96 | 1 | 55 | Z01 | [18 empty] | Humboldt County | FALSE | 185.16 |  | 2013-03-25 | 2013-06-11 |  |  | 2013-06-10 | 2013-06-25 | 4128 | 19627.34 | Up-front Payment
PGE-001915 | Low Income Multifamily Residential | Domestic Hot Water | Gas | Pacific Gas and Electric | Incentive:Paid | 9995 | 19.23 |  | 1 | 525 |  | 520 |  | 2013-04-08 15:00 | 2013-04-15 | SUN LIGHT & POWER | New Construction | Morgan Hill | Santa Clara | 95037 | Host Customer is System Owner | [7 empty] | 160.68 | 40.17 |  | Glycol |  | Solar Storage and Auxiliary Tanks are separate |  | 0.99 | 1 | 336 | Z04 | 8 | Units | Apartments/Condos | 2010115A | 4 | 1 | 200 | 1 | 93 | 1 | 199000 | TRUE | 125 | 125 |  |  |  |  | City of Morgan Hill | FALSE | 59.82 |  | 2013-04-03 |  | 2013-04-08 | 2013-04-15 | 2014-08-26 | 2014-09-08 | 3692 | 31407.51 | Up-front Payment
PGE-001916 | Low Income Multifamily Residential | Domestic Hot Water | Gas | Pacific Gas and Electric | Incentive:Paid | 10077 | 19.23 |  | 1 | 524 |  | 524 |  | 2013-04-08 14:59 | 2013-04-15 | SUN LIGHT & POWER | Retrofit | Morgan Hill | Santa Clara | 95037 | Host Customer is System Owner | [7 empty] | 160.68 | 40.17 |  | Glycol |  | Solar Storage and Auxiliary Tanks are separate |  | 1 | 1 | 336 | Z04 | 8 | Units | Apartments/Condos | 2010115A | 4 | 1 | 200 | 1 | 93 | 1 | 199000 | TRUE | 125 | 125 |  |  |  |  | City of Morgan Hill | FALSE | 59.94 |  | 2013-04-03 |  | 2013-04-08 | 2013-04-15 | 2014-08-26 | 2014-09-08 | 3692 | 31407.11 | Up-front Payment
PGE-001917 | Low Income Multifamily Residential | Domestic Hot Water | Gas | Pacific Gas and Electric | Incentive:Paid | 9995 | 19.23 |  | 1 | 525 |  | 520 |  | 2013-04-08 14:58 | 2013-04-15 | SUN LIGHT & POWER | Retrofit | Morgan Hill | Santa Clara | 95037 | Host Customer is System Owner | [7 empty] | 160.68 | 40.17 |  | Glycol |  | Solar Storage and Auxiliary Tanks are separate |  | 0.99 | 1 | 336 | Z04 | 8 | Units | Apartments/Condos | 2010115A | 4 | 1 | 200 | 1 | 93 | 1 | 199000 | TRUE | 125 | 125 |  |  |  |  | City of Morgan Hill | FALSE | 59.82 |  | 2013-04-03 |  | 2013-04-08 | 2013-04-15 | 2014-08-26 | 2014-09-08 | 3692 | 31407.51 | Up-front Payment
PGE-001918 | Single Family Residential | Domestic Hot Water | Propane | Pacific Gas and Electric | Incentive:Paid | 1621 | 0.54 |  | 1 | 3370 |  | 3003 |  | 2013-03-26 17:49 | 2013-03-29 | AZTEC SOLAR INC | Retrofit | El Dorado Hills | El Dorado | 95762 | Host Customer is System Owner | 2 |  | 2001016C | Solahart Industries | SOLAHART | ASG 302J & ASG 302J Free Heat | Indirect Thermosyphon (IT) | 42.7 |  | J | Glycol | HartStat, or equivalent | Solar Storage and Auxiliary Tanks are separate | 80 | 0.99 | 0.9 | 35 | Z12 | [18 empty] | El Dorado County | FALSE | 2.46 |  | 2011-06-01: 2013-03-26; 2011-08-03: 2013-03-26; 2011-09-20: 2013-03-29 | 4216 | 8300 | Up-front Payment
SCG-001919 | Commercial/Multifamily Residential | Domestic Hot Water | Gas | Southern California Gas Company | Incentive:Paid | 26052 | 14.53 |  | 1 | 1793 |  | 1793 |  | 2013-04-03 09:31 | 2013-04-17 | ELECTRO-THERMAL EQUIPMENT CORP | Retrofit | Los Angeles | Los Angeles | 90020 | Host Customer is System Owner | [7 empty] | 466.44 | 38.87 |  | Drainback |  | Solar Storage and Auxiliary Tanks are separate |  | 1 | 1 | 1400 | Z09 | 35 | Units | Apartments/Condos | 2009058C | 12 | 2 | 600 | 5 | 200 | 2 | 400000 | TRUE | 136 | 136 |  |  |  | SunReports - SR1000GVFS5-100 | Los Angeles Department of building and Safety | FALSE | 25.19 |  | 2013-04-02 |  | 2013-04-03 | 2013-04-17 | 2014-02-12 | 2014-03-07 | 3866 | 45174 | Up-front Payment
PGE-001920 | Low Income Multifamily Residential | Domestic Hot Water | Gas | Pacific Gas and Electric | Incentive:Paid | 10115 | 19.23 |  | 1 | 526 |  | 526 |  | 2013-04-08 14:55 | 2013-04-15 | SUN LIGHT & POWER | Retrofit | Morgan Hill | Santa Clara | 95037 | Host Customer is System Owner | [7 empty] | 160.68 | 40.17 |  | Glycol |  | Solar Storage and Auxiliary Tanks are separate |  | 1 | 1 | 336 | Z04 | 8 | Units | Apartments/Condos | 2010115A | 4 | 1 | 200 | 1 | 100 | 1 | 199999 | TRUE | 125 | 125 |  |  |  |  | City of Morgan Hill | FALSE | 59.71 |  | 2013-04-03 |  | 2013-04-08 | 2013-04-15 | 2014-08-26 | 2014-09-08 | 3692 | 31407.51 | Up-front Payment
PGE-001921 | Low Income Multifamily Residential | Domestic Hot Water | Gas | Pacific Gas and Electric | Incentive:Paid | 9069 | 19.23 |  | 1 | 524 |  | 472 |  | 2013-04-08 14:55 | 2013-04-15 | SUN LIGHT & POWER | Retrofit | Morgan Hill | Santa Clara | 95037 | Host Customer is System Owner | [7 empty] | 160.68 | 40.17 |  | Glycol |  | Solar Storage and Auxiliary Tanks are separate |  | 0.9 | 1 | 336 | Z04 | 8 | Units | Apartments/Condos | 2010115A | 4 | 1 | 200 | 1 | 93 | 1 | 199000 | TRUE | 125 | 125 |  |  |  |  | City of Morgan Hill | FALSE | 59.94 |  | 2013-04-03 |  | 2013-04-08 | 2013-04-15 | 2014-08-26 | 2014-09-08 | 3692 | 31407.51 | Up-front Payment
PGE-001922 | Low Income Multifamily Residential | Domestic Hot Water | Gas | Pacific Gas and Electric | Incentive:Paid | 10007 | 19.23 |  | 1 | 531 |  | 520 |  | 2013-04-08 14:54 | 2013-04-15 | SUN LIGHT & POWER | Retrofit | Morgan Hill | Santa Clara | 95037 | Host Customer is System Owner | [7 empty] | 160.68 | 40.17 |  | Glycol |  | Solar Storage and Auxiliary Tanks are separate |  | 0.98 | 1 | 336 | Z04 | 8 | Units | Apartments/Condos | 2010115A | 4 | 1 | 200 | 1 | 100 | 1 | 199999 | TRUE | 130 | 130 |  |  |  |  | City of Morgan Hill | FALSE | 59.15 |  | 2013-04-03 |  | 2013-04-08 | 2013-04-15 | 2014-08-26 | 2014-09-08 | 3692 | 31407.51 | Up-front Payment
PGE-001923 | Low Income Multifamily Residential | Domestic Hot Water | Gas | Pacific Gas and Electric | Incentive:Paid | 9793 | 19.23 |  | 1 | 525 |  | 509 |  | 2013-04-08 14:53 | 2013-04-15 | SUN LIGHT & POWER | Retrofit | Morgan Hill | Santa Clara | 95037 | Host Customer is System Owner | [7 empty] | 160.68 | 40.17 |  | Glycol |  | Solar Storage and Auxiliary Tanks are separate |  | 0.97 | 1 | 336 | Z04 | 8 | Units | Apartments/Condos | 2010115A | 4 | 1 | 200 | 1 | 100 | 1 | 190000 | TRUE | 125 | 125 |  |  |  |  | City of Morgan Hill | FALSE | 59.82 |  | 2013-04-03 |  | 2013-04-08 | 2013-04-15 | 2014-08-26 | 2014-09-08 | 3692 | 31407.51 | Up-front Payment
PGE-001924 | Low Income Multifamily Residential | Domestic Hot Water | Gas | Pacific Gas and Electric | Incentive:Paid | 9573 | 19.23 |  | 1 | 524 |  | 498 |  | 2013-04-08 14:52 | 2013-04-15 | SUN LIGHT & POWER | Retrofit | Morgan Hill | Santa Clara | 95037 | Host Customer is System Owner | [7 empty] | 160.68 | 40.17 |  | Glycol |  | Solar Storage and Auxiliary Tanks are separate |  | 0.95 | 1 | 336 | Z04 | 8 | Units | Apartments/Condos | 2010115A | 4 | 1 | 200 | 1 | 93 | 1 | 199000 | TRUE | 125 | 125 |  |  |  |  | City of Morgan Hill | FALSE | 59.94 |  | 2013-04-03 |  | 2013-04-08 | 2013-04-15 | 2014-08-26 | 2014-09-09 | 3692 | 31407.51 | Up-front Payment
PGE-001925 | Low Income Multifamily Residential | Domestic Hot Water | Gas | Pacific Gas and Electric | Incentive:Paid | 10014 | 19.23 |  | 1 | 526 |  | 521 |  | 2013-04-08 14:52 | 2013-04-15 | SUN LIGHT & POWER | Retrofit | Morgan Hill | Santa Clara | 95037 | Host Customer is System Owner | [7 empty] | 160.68 | 40.17 |  | Glycol |  | Solar Storage and Auxiliary Tanks are separate |  | 0.99 | 1 | 336 | Z04 | 8 | Units | Apartments/Condos | 2010115A | 4 | 1 | 200 | 1 | 100 | 1 | 199999 | TRUE | 125 | 125 |  |  |  |  | City of Morgan Hill | FALSE | 59.71 |  | 2013-04-03 |  | 2013-04-08 | 2013-04-15 | 2014-08-26 | 2014-09-09 | 3692 | 31407.51 | Up-front Payment
PGE-001926 | Low Income Multifamily Residential | Domestic Hot Water | Gas | Pacific Gas and Electric | Incentive:Paid | 9270 | 19.23 |  | 1 | 524 |  | 482 |  | 2013-04-08 14:51 | 2013-04-15 | SUN LIGHT & POWER | Retrofit | Morgan Hill | Santa Clara | 95037 | Host Customer is System Owner | [7 empty] | 160.68 | 40.17 |  | Glycol |  | Solar Storage and Auxiliary Tanks are separate |  | 0.92 | 1 | 336 | Z04 | 8 | Units | Apartments/Condos | 2010115A | 4 | 1 | 200 | 1 | 93 | 1 | 199000 | TRUE | 125 | 125 |  |  |  |  | City of Morgan Hill | FALSE | 59.94 |  | 2013-04-03 |  | 2013-04-08 | 2013-04-15 | 2014-08-26 | 2014-09-09 | 3692 | 31407.51 | Up-front Payment
PGE-001927 | Low Income Multifamily Residential | Domestic Hot Water | Gas | Pacific Gas and Electric | Incentive:Paid | 9292 | 19.23 |  | 1 | 531 |  | 483 |  | 2013-04-08 14:50 | 2013-04-15 | SUN LIGHT & POWER | Retrofit | Morgan Hill | Santa Clara | 95037 | Host Customer is System Owner | [7 empty] | 160.68 | 40.17 |  | Glycol |  | Solar Storage and Auxiliary Tanks are separate |  | 0.91 | 1 | 336 | Z04 | 8 | Units | Apartments/Condos | 2010115A | 4 | 1 | 200 | 1 | 100 | 1 | 199999 | TRUE | 130 | 130 |  |  |  |  | City of Morgan Hill | FALSE | 59.15 |  | 2013-04-03 |  | 2013-04-08 | 2013-04-15 | 2014-08-26 | 2014-09-09 | 3692 | 31407.51 | Up-front Payment
PGE-001928 | Low Income Multifamily Residential | Domestic Hot Water | Gas | Pacific Gas and Electric | Reservation:Canceled | 6342 | 24.89 |  | 1 | 260 |  | 255 |  |  |  |  | Retrofit | Morgan Hill | Santa Clara | 95037 | Host Customer is System Owner | [7 empty] | 80.34 | 40.17 |  | Glycol | Advanced Controller with a Vacation or Holiday Mode | Solar Storage and Auxiliary Tanks are separate |  | 0.98 | 1 | 160 | Z04 | 80 |  |  | 2010115A | 2 | 1 | 119 | 1 | 100 | 1 | 150000 | TRUE | 120 | 120 | [5 empty] | FALSE | 1449.58 | [7 empty] | 0 | 376890 | Up-front Payment
PGE-001929 | Commercial/Multifamily Residential | Domestic Hot Water | Gas | Pacific Gas and Electric | Reservation:Canceled | 40178 | 17.16 |  | 2 | 1990 |  | 1990 |  |  |  |  | New Construction | Sunnyvale | Santa Clara | 94089 | Host Customer is System Owner | [7 empty] | 1158.72 | 36.21 |  | Glycol | Other | Solar Storage and Auxiliary Tanks are separate |  | 1 | 1 | 3296 | Z03 |  |  | Other | 2011127A | 32 | 2 | 1218 | 2 | 250 | 1 | 600000 | TRUE | 140 | 150 | [5 empty] | FALSE | 66.27 |  | 2011-06-01: 2013-03-28 | 4219 | 131880 | Up-front Payment
PGE-001930 | Single Family Residential | Domestic Hot Water | Gas | Pacific Gas and Electric | Incentive:Paid | 1673 | 18.59 |  | 1 | 90 |  | 90 |  | 2013-04-15 07:58 | 2013-05-09 | VALLEY SOLAR INC | Retrofit | SACRAMENTO | Sacramento | 95822 | Host Customer is System Owner | 3 |  | 2001002C | SunEarth, Inc. | CopperHeart | CP-40G | Direct Integral Collector Storage (DI) | 24.9 |  | (No Model Number) |  |  | Solar and Auxiliary Storage are the same Tank | 40 | 1 | 1 | 45 | Z12 | [18 empty] | City of Sacramento | FALSE | 77.78 |  | 2011-06-01: 2013-03-29; 2011-08-03: 2013-04-15; 2011-09-20: 2013-05-09 | 4182 | 7000.01 | Up-front Payment
PGE-001931 | Commercial/Multifamily Residential | Domestic Hot Water | Gas | Pacific Gas and Electric | Incentive:Paid | 44200 | 14.53 |  | 1 | 3042 |  | 3042 |  | 2013-04-24 14:03 | 2013-05-29 | COGENRA DEVELOPMENT INC | Retrofit | DUBLIN | Alameda | 94568 | Host Customer is System Owner | [7 empty] | 1064 | 38 |  | Glycol |  | Solar Storage and Auxiliary Tanks are separate |  | 1 | 1 | 8640 | Z03 | 3600 | Full meals served | Meal Service Restaurant | 2012045A | 28 | 2 | 1756 | 1 | 750 | 1 | 1044000 | TRUE | 140 | 150 |  | Cogenra - C3 Comm VFS 10-200 |  | Cogenra - C3 Comm VFS 10-200 | US Dept of Defense | FALSE | 82.69 |  | 2013-03-29 | 2013-05-02 | 2013-04-24 | 2013-05-29 | 2013-06-11 | 2013-06-25 | 4131 | 251533 | Up-front Payment
PGE-001932 | Commercial/Multifamily Residential | Domestic Hot Water | Gas | Pacific Gas and Electric | Incentive:Paid | 29525 | 14.53 |  | 1 | 2032 |  | 2032 |  | 2013-04-24 14:04 | 2013-05-29 | COGENRA DEVELOPMENT INC | Retrofit | DUBLIN | Alameda | 94568 | Host Customer is System Owner | [7 empty] | 1216 | 38 |  | Glycol |  | Solar Storage and Auxiliary Tanks are separate |  | 1 | 1 | 1456 | Z03 | 112 | Persons | Military Barracks | 2012045A | 32 | 2 | 1756 | 1 | 440 | 2 | 398000 | TRUE | 140 | 150 |  | Cogenra - C3 Comm VFS 10-200 |  | Cogenra - C3 Comm VFS 10-200 | US Dept of Defense | FALSE | 141.47 |  | 2013-03-29 | 2013-05-02 | 2013-04-24 | 2013-05-29 | 2013-06-11 | 2013-06-25 | 4131 | 287467 | Up-front Payment
SCG-001933 | Low Income Multifamily Residential | Domestic Hot Water | Gas | Southern California Gas Company | Incentive:Paid | 3538 | 19.23 |  | 1 | 184 |  | 184 |  | 2013-04-17 12:43 | 2013-05-16 | D B G PLUMBING INC |  | Dinuba | Tulare | 93618 | Host Customer is System Owner | [7 empty] | 80.82 | 26.94 |  | Glycol | Advanced Controller with a Vacation or Holiday Mode | Solar Storage and Auxiliary Tanks are separate |  | 1 | 1 | 120 | Z13 | 60 | Units | Apartments/Condos | 2007027B | 3 | 1 | 120 | 1 | 50 | 1 | 100000 | FALSE | 120 | 120 |  |  |  |  | Dinuba, Tulare CA | FALSE | 92.39 |  | 2013-04-01 |  | 2013-04-17 | 2013-05-16 | 2013-05-20 | 2013-05-22 | 4156 | 17000 | Up-front Payment
PGE-001934 | Commercial/Multifamily Residential | Domestic Hot Water | Gas | Pacific Gas and Electric | Incentive:Paid | 103570 | 14.53 |  | 1 | 7128 |  | 7128 |  | 2013-04-16 17:21 | 2013-04-30 | COGENRA DEVELOPMENT INC | Retrofit | SANTA ROSA | Sonoma | 95403 | Host Customer is System Owner | [7 empty] | 3476.16 | 36.21 |  | Glycol |  | Solar Storage and Auxiliary Tanks are separate |  | 1 | 1 | 7166 | Z02 |  |  | Other | 2011127A | 96 | 3 | 4216 | 2 | 2080 | 2 | 6191000 | TRUE | 140 | 150 |  |  |  | Cogenra - iBOS 1.0 | Town of Windsor | FALSE | 64.53 |  | 2013-04-01 | 2013-04-26 | 2013-04-16 | 2013-04-30 | 2013-07-11 | 2013-07-26 | 4093 | 460000 | Up-front Payment
PGE-001935 | Single Family Residential | Domestic Hot Water | Propane | Pacific Gas and Electric | Incentive:Paid | 1052 | 0.54 |  | 1 | 2051 |  | 1948 |  | 2013-04-08 15:44 | 2013-05-29 | JEFFREY A MORROW | Retrofit | ROUND MOUNTAIN | Shasta | 96065 | Host Customer is System Owner | 4 |  | 2011070A | Solar Heat Exchange Manufacturing, LLC | Simple Drainback System w/Gas Backup | 80SDB-XG-VHP30-1 | Indirect Forced Circulation (IF) | 37 |  | ThermoPower-VHP20 | Automatic Drainback |  | Solar Storage and Auxiliary Tanks are separate | 80 | 1 | 0.95 | 55 | Z16 | [18 empty] | Shasta County | FALSE | 1.73 |  | 2013-04-02 | 2013-04-09 |  |  | 2013-04-08 | 2013-05-29 | 4163 | 3558 | Up-front Payment
SDG-001936 | Commercial/Multifamily Residential | Domestic Hot Water | Gas | San Diego Gas and Electric | Incentive:Paid | 37880 | 14.53 |  | 1 | 2607 |  | 2607 |  | 2013-06-19 10:36 | 2013-07-01 | ARNOLD SOLAR INC | Retrofit | San Diego | San Diego | 92109 | Host Customer is System Owner | [7 empty] | 846.15 | 56.41 |  | Drainback |  | Solar Storage and Auxiliary Tanks are separate |  | 1 | 1 | 1760 | Z07 | 44 | Units | Apartments/Condos | 2009042B | 15 | 5 | 1500 | 1 | 80 | 1 | 399000 | TRUE | 140 | 140 |  | SunReports - SR1000GVFS5-100 | SunReports, Inc | SunReports - SR1000GVFS5-100 | City of San Diego | FALSE | 26.71 |  | 2013-06-12 | 2013-06-27 | 2013-06-19 | 2013-07-01 | 2013-08-29 | 2013-09-24 | 4030 | 69636 | Up-front Payment
PGE-001940 | Commercial/Multifamily Residential | Domestic Hot Water | Gas | Pacific Gas and Electric | Incentive:Paid | 33622 | 14.53 |  | 1 | 2314 |  | 2314 |  | 2013-04-12 14:02 | 2013-05-02 | OXYPOWER INC | Retrofit | SAN FRANCISCO | San Francisco | 94117 | Host Customer is System Owner | [7 empty] | 642.72 | 40.17 |  | Glycol | Advanced Controller with a Vacation or Holiday Mode | Solar Storage and Auxiliary Tanks are separate |  | 1 | 1 | 1680 | Z03 | 42 | Units | Apartments/Condos | 2010115A | 16 | 1 | 1000 | 5 | 200 | 1 | 300999 | TRUE | 130 | 130 |  | Heliodyne - Delta-T Pro Ethernet |  | Heliodyne - Delta-T Pro Ethernet | San Francisco, CA | FALSE | 22.2 |  | 2013-04-03 | 2013-04-18 | 2013-04-12 | 2013-05-02 | 2013-06-20 | 2013-06-25 | 4131 | 51361 | Up-front Payment
SCE-001942 | Single Family Residential | Domestic Hot Water | Propane | Southern California Edison | Incentive:Canceled | 1627 | 0.54 |  | 1 | 3545 |  | 3013 |  | 2013-05-17 11:32 |  | RAFFI'S PLUMBING | Retrofit | Menifee | Riverside | 92584 | Host Customer is System Owner | 2 |  | 2007004I | Fafco, Inc. | 200 Series | VDB-24UX4-50G-50S, VDB-16UX6- 50G-50S | Indirect Forced Circulation (IF) | 97.6 |  | Sungrabber | Automatic Drainback |  | Solar Storage and Auxiliary Tanks are separate | 50 | 1 | 0.85 | 35 | Z10 | [18 empty] | City of Menifee | FALSE | 1.04 |  | 2011-06-01: 2013-04-04; 2011-06-21: 2013-06-17; 2011-08-03: 2013-05-17 | 4149 | 3700 | Up-front Payment
PGE-001943 | Commercial/Multifamily Residential | Domestic Hot Water | Electric | Pacific Gas and Electric | Incentive:Paid | 1275 |  | 0.42 | 1 |  | 3036 |  | 3036 | 2013-05-11 10:14 | 2013-05-14 | ENERGY EQUITY | Retrofit | Clearlake | Lake | 95422 | Host Customer is System Owner | [7 empty] | 134.28 | 44.76 |  | Drainback |  | Solar and Auxiliary Storage are the same Tank |  | 1 | 1 | 108 | Z02 | 108 | Persons | Office Buildings | 2007033A | 3 | 3 | 130 | 1 |  | 1 | 4.5 | FALSE | 130 | 130 |  |  |  |  | City of Clearlake | FALSE |  | 3.13 | 2013-04-11 |  | 2013-05-11 | 2013-05-14 | 2013-11-26 | 2014-01-08 | 3936 | 9500 | Up-front Payment
PGE-001944 | Single Family Residential | Domestic Hot Water | Electric | Pacific Gas and Electric | Incentive:Paid | 1214 |  | 0.54 | 1 |  | 2248 |  | 2248 | 2013-04-12 15:31 | 2013-05-02 | AZTEC SOLAR INC | Retrofit | DAVIS | Yolo | 95616 | Host Customer is System Owner | 2 |  | 2001010C | Solahart Industries | SOLAHART | 302J & 302J Free Heat | Indirect Thermosyphon (IT) | 42.7 |  | J | Glycol | HartStat, or equivalent | Solar and Auxiliary Storage are the same Tank | 80 | 1 | 1 | 35 | Z12 | [18 empty] | Yolo County | FALSE |  | 3.7 | 2011-06-01: 2013-04-11; 2011-08-03: 2013-04-12; 2011-09-20: 2013-05-02 | 4191 | 8321.15 | Up-front Payment
PGE-001945 | Single Family Residential | Domestic Hot Water | Gas | Pacific Gas and Electric | Incentive:Paid | 1655 | 18.59 |  | 1 | 89 |  | 89 |  | 2013-04-12 16:03 | 2013-04-18 | SOLARCRAFT SERVICES INC | Retrofit | MILL VALLEY | Marin | 94941 | Host Customer is System Owner | 2 |  | 2001002C | SunEarth, Inc. | CopperHeart | CP-40G | Direct Integral Collector Storage (DI) | 24.9 |  | (No Model Number) |  |  | Solar and Auxiliary Storage are the same Tank | 40 | 1 | 1 | 35 | Z03 | [18 empty] | County of Marin | FALSE | 80.9 |  | 2011-06-01: 2013-04-12; 2011-08-03: 2013-04-12; 2011-09-20: 2013-04-18 | 4191 | 7200 | Up-front Payment
PGE-001947 | Single Family Residential | Domestic Hot Water | Gas | Pacific Gas and Electric | Incentive:Canceled | 2019 | 18.59 |  | 1 | 142 |  | 109 |  | 2013-06-13 08:05 |  | TESLA ENERGY OPERATIONS INC | Retrofit | OAKLAND | Alameda | 94618 | Host Customer is System Owner | 3 |  | 2009036B | Heliodyne, Inc. | Heliopak | HPAK 016 2 408 G 80 ACD Z | Indirect Forced Circulation (IF) | 64.4 |  | 408 001 | Glycol | Advanced Controller with a Vacation or Holiday Mode | Solar Storage and Auxiliary Tanks are separate | 80 | 0.9 | 0.85 | 45 | Z03 | [18 empty] | City of Oakland | FALSE | 55.4 |  | 2011-06-01: 2013-04-13; 2011-06-21: 2013-06-14; 2011-08-03: 2013-06-13 | 4117 | 7867 | Up-front Payment
PGE-001949 | Single Family Residential | Domestic Hot Water | Gas | Pacific Gas and Electric | Incentive:Paid | 1623 | 18.59 |  | 1 | 120 |  | 87 |  | 2013-06-12 13:22 | 2013-06-14 | TESLA ENERGY OPERATIONS INC | Retrofit | Hayward | Alameda | 94541 | Host Customer is System Owner | 7 |  | 2010137F | Heliodyne, Inc. | Heliopas | HPAS 1 410 G 75 AC S Z | Indirect Forced Circulation (IF) | 40.2 |  | 410 001 | Glycol | Advanced Controller with a Vacation or Holiday Mode | Solar Storage and Auxiliary Tanks are separate | 75 | 0.97 | 0.75 | 85 | Z03 | [18 empty] | Alameda County Building Inspection Department | FALSE | 187.36 |  | 2011-06-01: 2013-04-14; 2011-08-03: 2013-06-12; 2011-09-20: 2013-06-14 | 4147 | 22483 | Up-front Payment
PGE-001950 | Commercial/Multifamily Residential | Domestic Hot Water | Gas | Pacific Gas and Electric | Incentive:Paid | 27651 | 14.53 |  | 1 | 1903 |  | 1903 |  | 2013-08-13 14:58 | 2013-08-22 | SEUSACA INC | Retrofit | San Francisco | San Francisco | 94103 | Host Customer is System Owner | [7 empty] | 720 | 40 |  | Glycol | Advanced Controller with a Vacation or Holiday Mode | Solar Storage with Tankless Auxiliary Water Heater |  | 1 | 1 | 1250 | Z03 | 50 | Units | Apartments/Condos | 2009058C | 18 | 1 | 795 | 3 |  |  | 398 | TRUE | 140 | 120 |  | Amatis Controls - AM-JOULE |  | Amatis Controls - AM-JOULE | DBI City of San Francisco | FALSE | 40.51 |  | 2013-04-15 | 2013-08-16 | 2013-08-13 | 2013-08-22 | 2013-12-12 | 2014-01-08 | 3936 | 77082 | Up-front Payment
SCG-001952 | Single Family Residential | Domestic Hot Water | Gas | Southern California Gas Company | Incentive:Paid | 1487 | 18.59 |  | 1 | 80 |  | 80 |  | 2013-05-08 11:54 | 2013-05-31 | RIBBENS CONSTRUCTION INC | New Construction | Bakersfield | Kern | 93314 | Host Customer is System Owner |  | 4 | S-7027_3C3R-6PV3T-OL80-G | EchoFirst |  | 3C3R-6PV3T-OL80-G | Indirect Thermosyphon (IT) | 58.13 |  | CL-T-370 | Glycol | HartStat, or equivalent | Solar Storage and Auxiliary Tanks are separate | 80.04 | 1 | 1 | 55 | Z13 | [18 empty] | Kern County | FALSE | 123.61 |  | 2011-06-01: 2013-04-15; 2011-08-03: 2013-05-08; 2011-09-20: 2013-05-31 | 4156 | 9889 | Up-front Payment
SCG-001953 | Single Family Residential | Domestic Hot Water | Gas | Southern California Gas Company | Incentive:Paid | 1642 | 18.59 |  | 1 | 93 |  | 88 |  | 2013-04-17 07:14 | 2013-05-20 | RIBBENS CONSTRUCTION INC | New Construction | Winchester | Riverside | 92596 | Host Customer is System Owner |  | 4 | S-7027_3C4R-9PV3T-OL80-G | EchoFirst |  | 3C4R-9PV3T-OL80-G | Indirect Thermosyphon (IT) | 58.13 |  | CL-T-370 | Glycol | HartStat, or equivalent | Solar Storage and Auxiliary Tanks are separate | 80.04 | 1 | 0.95 | 55 | Z10 | [18 empty] | Riverside County | FALSE | 106.33 |  | 2011-06-01: 2013-04-15; 2011-08-03: 2013-04-17; 2011-09-20: 2013-05-20 | 4167 | 9889 | Up-front Payment
SCG-001954 | Single Family Residential | Domestic Hot Water | Gas | Southern California Gas Company | Incentive:Paid | 1655 | 18.59 |  | 1 | 89 |  | 89 |  | 2013-04-24 13:47 | 2013-06-04 | RIBBENS CONSTRUCTION INC | New Construction | Bakersfield | Kern | 93314 | Host Customer is System Owner |  | 4 | S-7027_3C4R-9PV3T-OL80-G | EchoFirst |  | 3C4R-9PV3T-OL80-G | Indirect Thermosyphon (IT) | 58.13 |  | CL-T-370 | Glycol | HartStat, or equivalent | Solar Storage and Auxiliary Tanks are separate | 80.04 | 1 | 1 | 55 | Z13 | [18 empty] | Kern County | FALSE | 111.11 |  | 2011-06-01: 2013-04-15; 2011-08-03: 2013-04-24; 2011-09-20: 2013-06-04 | 4156 | 9889 | Up-front Payment
PGE-001955 | Single Family Residential | Domestic Hot Water | Propane | Pacific Gas and Electric | Incentive:Canceled | 1834 | 0.54 |  | 1 | 5215 |  | 5111 |  | 2013-08-28 09:58 |  | DEAN PICK | Retrofit | Lakeport | Lake | 95453 | Host Customer is System Owner | 4 |  | 2007023B | Heat Transfer Products | Phoenix Solar | PH-119S | Indirect Forced Circulation (IF) | 63.8 |  | AE-32E | Glycol | Advanced Controller with a Thermal Cycling Function | Solar and Auxiliary Storage are the same Tank | 119 | 0.98 | 1 | 55 | Z02 | [18 empty] | County of Lake | FALSE | 2.9 |  | 2011-06-01: 2013-04-15; 2011-06-21: 2016-05-17; 2011-08-03: 2013-08-28 | 3085 | 15139.64 | Up-front Payment
PGE-001957 | Single Family Residential | Domestic Hot Water | Gas | Pacific Gas and Electric | Incentive:Canceled |  | 29.85 |  | 1 | 89 |  | 89 |  |  |  |  | New Construction | Bakersfield | Kern | 93314 | Host Customer is System Owner |  | 4 | S-7027_3C4R-9PV3T-OL80-G | EchoFirst |  | 3C4R-9PV3T-OL80-G | Indirect Thermosyphon (IT) | 58.13 |  | CL-T-370 | Glycol | HartStat, or equivalent | Solar Storage and Auxiliary Tanks are separate | 80.04 |  |  | 55 | Z13 | [18 empty] | Kern County | FALSE | 111.11 |  | 2011-06-01: 2013-04-16 | 4211 | 9889 | Up-front Payment
PGE-001958 | Single Family Residential | Domestic Hot Water | Gas | Pacific Gas and Electric | Incentive:Canceled |  | 29.85 |  | 1 | 89 |  | 89 |  |  |  |  | New Construction | Bakersfield | Kern | 93314 | Host Customer is System Owner |  | 4 | S-7027_3C4R-9PV3T-OL80-G | EchoFirst |  | 3C4R-9PV3T-OL80-G | Indirect Thermosyphon (IT) | 58.13 |  | CL-T-370 | Glycol | HartStat, or equivalent | Solar Storage and Auxiliary Tanks are separate | 80.04 |  |  | 55 | Z13 | [18 empty] | Kern County | FALSE | 111.11 |  | 2011-06-01: 2013-04-16 | 4211 | 9889 | Up-front Payment
PGE-001959 | Single Family Residential | Domestic Hot Water | Gas | Pacific Gas and Electric | Incentive:Canceled |  | 29.85 |  | 1 | 89 |  | 89 |  |  |  |  | New Construction | Bakersfield | Kern | 93314 | Host Customer is System Owner |  | 4 | S-7027_3C4R-9PV3T-OL80-G | EchoFirst |  | 3C4R-9PV3T-OL80-G | Indirect Thermosyphon (IT) | 58.13 |  | CL-T-370 | Glycol | HartStat, or equivalent | Solar Storage and Auxiliary Tanks are separate | 80.04 |  |  | 55 | Z13 | [18 empty] | Kern County | FALSE | 111.11 |  | 2011-06-01: 2013-04-16 | 4211 | 9889 | Up-front Payment
PGE-001960 | Single Family Residential | Domestic Hot Water | Gas | Pacific Gas and Electric | Incentive:Canceled |  | 29.85 |  | 1 | 89 |  | 89 |  |  |  |  | New Construction | Bakersfield | Kern | 93314 | Host Customer is System Owner |  | 4 | S-7027_3C4R-9PV3T-OL80-G | EchoFirst |  | 3C4R-9PV3T-OL80-G | Indirect Thermosyphon (IT) | 58.13 |  | CL-T-370 | Glycol | HartStat, or equivalent | Solar Storage and Auxiliary Tanks are separate | 80.04 |  |  | 55 | Z13 | [18 empty] | Kern County | FALSE | 111.11 |  | 2011-06-01: 2013-04-16 | 4211 | 9889 | Up-front Payment
PGE-001961 | Single Family Residential | Domestic Hot Water | Gas | Pacific Gas and Electric | Incentive:Canceled |  | 29.85 |  | 1 | 89 |  | 89 |  |  |  |  | New Construction | Bakersfield | Kern | 93314 | Host Customer is System Owner |  | 4 | S-7027_3C4R-9PV3T-OL80-G | EchoFirst |  | 3C4R-9PV3T-OL80-G | Indirect Thermosyphon (IT) | 58.13 |  | CL-T-370 | Glycol | HartStat, or equivalent | Solar Storage and Auxiliary Tanks are separate | 80.04 |  |  | 55 | Z13 | [18 empty] | Kern County | FALSE | 111.11 |  | 2011-06-01: 2013-04-16 | 4211 | 9889 | Up-front Payment
PGE-001962 | Single Family Residential | Domestic Hot Water | Gas | Pacific Gas and Electric | Incentive:Canceled |  | 29.85 |  | 1 | 89 |  | 89 |  |  |  |  | New Construction | Bakersfield | Kern | 93314 | Host Customer is System Owner |  | 4 | S-7027_3C4R-9PV3T-OL80-G | EchoFirst |  | 3C4R-9PV3T-OL80-G | Indirect Thermosyphon (IT) | 58.13 |  | CL-T-370 | Glycol | HartStat, or equivalent | Solar Storage and Auxiliary Tanks are separate | 80.04 |  |  | 55 | Z13 | [18 empty] | Kern County | FALSE | 111.11 |  | 2011-06-01: 2013-04-16 | 4211 | 9889 | Up-front Payment
PGE-001963 | Single Family Residential | Domestic Hot Water | Gas | Pacific Gas and Electric | Incentive:Canceled |  | 29.85 |  | 1 | 89 |  | 89 |  |  |  |  | New Construction | Bakersfield | Kern | 93314 | Host Customer is System Owner |  | 4 | S-7027_3C4R-9PV3T-OL80-G | EchoFirst |  | 3C4R-9PV3T-OL80-G | Indirect Thermosyphon (IT) | 58.13 |  | CL-T-370 | Glycol | HartStat, or equivalent | Solar Storage and Auxiliary Tanks are separate | 80.04 |  |  | 55 | Z13 | [18 empty] | Kern County | FALSE | 111.11 |  | 2011-06-01: 2013-04-16 | 4211 | 9889 | Up-front Payment
PGE-001964 | Single Family Residential | Domestic Hot Water | Gas | Pacific Gas and Electric | Incentive:Canceled |  | 29.85 |  | 1 | 89 |  | 89 |  |  |  |  | New Construction | Bakersfield | Kern | 93314 | Host Customer is System Owner |  | 4 | S-7027_3C4R-9PV3T-OL80-G | EchoFirst |  | 3C4R-9PV3T-OL80-G | Indirect Thermosyphon (IT) | 58.13 |  | CL-T-370 | Glycol | HartStat, or equivalent | Solar Storage and Auxiliary Tanks are separate | 80.04 |  |  | 55 | Z13 | [18 empty] | Kern County | FALSE | 111.11 |  | 2011-06-01: 2013-04-16 | 4211 | 9889 | Up-front Payment
PGE-001965 | Single Family Residential | Domestic Hot Water | Gas | Pacific Gas and Electric | Incentive:Canceled | 2657 | 29.85 |  | 1 | 89 |  | 89 |  |  |  |  | New Construction | Bakersfield | Kern | 93314 | Host Customer is System Owner |  | 4 | S-7027_3C4R-9PV3T-OL80-G | EchoFirst |  | 3C4R-9PV3T-OL80-G | Indirect Thermosyphon (IT) | 58.13 |  | CL-T-370 | Glycol | HartStat, or equivalent | Solar Storage and Auxiliary Tanks are separate | 80.04 | 1 | 1 | 55 | Z13 | [18 empty] | Kern County | FALSE | 111.11 |  | 2011-06-01: 2013-04-16 | 4211 | 9889 | Up-front Payment
PGE-001966 | Single Family Residential | Domestic Hot Water | Gas | Pacific Gas and Electric | Incentive:Paid | 2719 | 18.59 |  | 1 | 179 |  | 170 |  | 2013-05-07 11:40 | 2013-05-09 | TESLA ENERGY OPERATIONS INC | Retrofit | OAKLAND | Alameda | 94601 | Host Customer is System Owner | 4 |  | 2007023B | Heat Transfer Products | Phoenix Solar | PH-119S | Indirect Forced Circulation (IF) | 63.8 |  | AE-32E | Glycol | Advanced Controller with a Vacation or Holiday Mode | Solar and Auxiliary Storage are the same Tank | 119 | 1 | 0.95 | 55 | Z03 | [18 empty] | City of Oakland | FALSE | 84.73 |  | 2013-04-16 | 2013-05-08 |  |  | 2013-05-07 | 2013-05-09 | 4182 | 15166 | Up-front Payment
SCG-001967 | Single Family Residential | Domestic Hot Water | Gas | Southern California Gas Company | Incentive:Paid | 1766 | 18.59 |  | 1 | 95 |  | 95 |  | 2013-05-08 10:44 | 2013-05-30 | RIBBENS CONSTRUCTION INC | New Construction | Winchester | Riverside | 92596 | Host Customer is System Owner |  | 4 | S-7027_4C3R-8PV4T-OL80-G | EchoFirst |  | 4C3R-8PV4T-OL80-G | Indirect Thermosyphon (IT) | 77.5 |  | CL-T-370 | Glycol | HartStat, or equivalent | Solar Storage and Auxiliary Tanks are separate | 80.04 | 1 | 1 | 55 | Z10 | [18 empty] | County of Riverside | FALSE | 110.41 |  | 2011-06-01: 2013-04-17; 2011-08-03: 2013-05-08; 2011-09-20: 2013-05-30 | 4162 | 10489 | Up-front Payment
SCG-001968 | Single Family Residential | Domestic Hot Water | Gas | Southern California Gas Company | Incentive:Paid | 1655 | 18.59 |  | 1 | 89 |  | 89 |  | 2013-04-24 13:38 | 2013-05-29 | RIBBENS CONSTRUCTION INC | New Construction | Bakersfield | Kern | 93314 | Host Customer is System Owner |  | 4 | S-7027_3C4R-9PV3T-OL80-G | EchoFirst |  | 3C4R-9PV3T-OL80-G | Indirect Thermosyphon (IT) | 58.13 |  | CL-T-370 | Glycol | HartStat, or equivalent | Solar Storage and Auxiliary Tanks are separate | 80.04 | 1 | 1 | 55 | Z13 | [18 empty] | Kern County | FALSE | 111.11 |  | 2011-06-01: 2013-04-17; 2011-08-03: 2013-04-24; 2011-09-20: 2013-05-29 | 4162 | 9889 | Up-front Payment
SCG-001969 | Single Family Residential | Domestic Hot Water | Gas | Southern California Gas Company | Incentive:Paid | 1655 | 18.59 |  | 1 | 89 |  | 89 |  | 2013-05-08 13:43 | 2013-05-30 | RIBBENS CONSTRUCTION INC | New Construction | Bakersfield | Kern | 93314 | Host Customer is System Owner |  | 4 | S-7027_3C4R-9PV3T-OL80-G | EchoFirst |  | 3C4R-9PV3T-OL80-G | Indirect Thermosyphon (IT) | 58.13 |  | CL-T-370 | Glycol | HartStat, or equivalent | Solar Storage and Auxiliary Tanks are separate | 80.04 | 1 | 1 | 55 | Z13 | [18 empty] | Kern County | FALSE | 111.11 |  | 2011-06-01: 2013-04-17; 2011-08-03: 2013-05-08; 2011-09-20: 2013-05-30 | 4162 | 9889 | Up-front Payment
SCG-001970 | Single Family Residential | Domestic Hot Water | Gas | Southern California Gas Company | Incentive:Paid | 1655 | 18.59 |  | 1 | 89 |  | 89 |  | 2013-05-08 13:39 | 2013-06-04 | RIBBENS CONSTRUCTION INC | New Construction | Bakersfield | Kern | 93314 | Host Customer is System Owner |  | 4 | S-7027_3C4R-9PV3T-OL80-G | EchoFirst |  | 3C4R-9PV3T-OL80-G | Indirect Thermosyphon (IT) | 58.13 |  | CL-T-370 | Glycol | HartStat, or equivalent | Solar Storage and Auxiliary Tanks are separate | 80.04 | 1 | 1 | 55 | Z13 | [18 empty] | Kern County | FALSE | 111.11 |  | 2011-06-01: 2013-04-17; 2011-08-03: 2013-05-08; 2011-09-20: 2013-06-04 | 4156 | 9889 | Up-front Payment
SCG-001971 | Single Family Residential | Domestic Hot Water | Gas | Southern California Gas Company | Incentive:Paid | 1487 | 18.59 |  | 1 | 80 |  | 80 |  | 2013-05-09 13:51 | 2013-06-04 | RIBBENS CONSTRUCTION INC | New Construction | Bakersfield | Kern | 93314 | Host Customer is System Owner |  | 4 | S-7027_3C3R-6PV3T-OL80-G | EchoFirst |  | 3C3R-6PV3T-OL80-G | Indirect Thermosyphon (IT) | 58.13 |  | CL-T-370 | Glycol | HartStat, or equivalent | Solar Storage and Auxiliary Tanks are separate | 80.04 | 1 | 1 | 55 | Z13 | [18 empty] | Kern County | FALSE | 123.61 |  | 2011-06-01: 2013-04-17; 2011-08-03: 2013-05-09; 2011-09-20: 2013-06-04 | 4156 | 9889 | Up-front Payment
SCG-001975 | Single Family Residential | Domestic Hot Water | Gas | Southern California Gas Company | Incentive:Paid | 1729 | 18.59 |  | 1 | 93 |  | 93 |  | 2013-05-09 11:42 | 2013-06-05 | RIBBENS CONSTRUCTION INC | New Construction | Winchester | Kern | 92596 | Host Customer is System Owner |  | 4 | S-7027_3C4R-9PV3T-OL80-G | EchoFirst |  | 3C4R-9PV3T-OL80-G | Indirect Thermosyphon (IT) | 58.13 |  | CL-T-370 | Glycol | HartStat, or equivalent | Solar Storage and Auxiliary Tanks are separate | 80.04 | 1 | 1 | 55 | Z10 | [18 empty] | Riverside County | FALSE | 106.33 |  | 2011-06-01: 2013-04-17; 2011-08-03: 2013-05-09; 2011-09-20: 2013-06-05 | 4134 | 9889 | Up-front Payment
SCG-001976 | Single Family Residential | Domestic Hot Water | Gas | Southern California Gas Company | Incentive:Paid | 1729 | 18.59 |  | 1 | 93 |  | 93 |  | 2013-06-10 10:17 | 2013-06-12 | RIBBENS CONSTRUCTION INC | New Construction | Winchester | Riverside | 92596 | Host Customer is System Owner |  | 4 | S-7027_3C4R-9PV3T-OL80-G | EchoFirst |  | 3C4R-9PV3T-OL80-G | Indirect Thermosyphon (IT) | 58.13 |  | CL-T-370 | Glycol | HartStat, or equivalent | Solar Storage and Auxiliary Tanks are separate | 80.04 | 1 | 1 | 55 | Z10 | [18 empty] | Riverside County | FALSE | 106.33 |  | 2011-06-01: 2013-04-17; 2011-08-03: 2013-06-10; 2011-09-20: 2013-06-12 | 4146 | 9889 | Up-front Payment
SCG-001977 | Single Family Residential | Domestic Hot Water | Gas | Southern California Gas Company | Incentive:Paid | 1556 | 18.59 |  | 1 | 93 |  | 84 |  | 2013-05-14 15:49 | 2013-05-20 | RIBBENS CONSTRUCTION INC | New Construction | Winchester | Riverside | 92596 | Host Customer is System Owner |  | 4 | S-7027_3C4R-9PV3T-OL80-G | EchoFirst |  | 3C4R-9PV3T-OL80-G | Indirect Thermosyphon (IT) | 58.13 |  | CL-T-370 | Glycol | HartStat, or equivalent | Solar Storage and Auxiliary Tanks are separate | 80.04 | 1 | 0.9 | 55 | Z10 | [18 empty] | Riverside County | FALSE | 106.33 |  | 2011-06-01: 2013-04-17; 2011-08-03: 2013-05-14; 2011-09-20: 2013-05-20 | 4167 | 9889 | Up-front Payment
SCG-001981 | Single Family Residential | Domestic Hot Water | Gas | Southern California Gas Company | Incentive:Paid | 1312 | 18.59 |  | 1 | 83 |  | 71 |  | 2013-05-08 10:51 | 2013-05-20 | RIBBENS CONSTRUCTION INC | New Construction | Winchester | Riverside | 92596 | Host Customer is System Owner |  | 4 | S-7027_3C3R-6PV3T-OL80-G | EchoFirst |  | 3C3R-6PV3T-OL80-G | Indirect Thermosyphon (IT) | 58.13 |  | CL-T-370 | Glycol | HartStat, or equivalent | Solar Storage and Auxiliary Tanks are separate | 80.04 | 1 | 0.85 | 55 | Z10 | [18 empty] | Riverside County | FALSE | 119.14 |  | 2011-06-01: 2013-04-17; 2011-08-03: 2013-05-08; 2011-09-20: 2013-05-20 | 4167 | 9889 | Up-front Payment
SCG-001982 | Single Family Residential | Domestic Hot Water | Gas | Southern California Gas Company | Incentive:Paid | 1327 | 18.59 |  | 1 | 84 |  | 71 |  | 2013-04-24 13:50 | 2013-05-30 | RIBBENS CONSTRUCTION INC | New Construction | Winchester | Riverside | 92596 | Host Customer is System Owner |  | 4 | S-7027_2C5R-8PV2T-OL80-G | EchoFirst |  | 2C5R-8PV2T-OL80-G | Indirect Thermosyphon (IT) | 38.75 |  | CL-T-370 | Glycol | HartStat, or equivalent | Solar Storage and Auxiliary Tanks are separate | 80.04 | 1 | 0.85 | 55 | Z10 | [18 empty] | Riverside County | FALSE | 110.58 |  | 2011-06-01: 2013-04-17; 2011-08-03: 2013-04-24; 2011-09-20: 2013-05-30 | 4156 | 9289 | Up-front Payment
SCG-001983 | Single Family Residential | Domestic Hot Water | Gas | Southern California Gas Company | Incentive:Paid | 1556 | 18.59 |  | 1 | 93 |  | 84 |  | 2013-04-24 13:57 | 2013-06-04 | RIBBENS CONSTRUCTION INC | New Construction | Winchester | Riverside | 92596 | Host Customer is System Owner |  | 4 | S-7027_3C4R-9PV3T-OL80-G | EchoFirst |  | 3C4R-9PV3T-OL80-G | Indirect Thermosyphon (IT) | 58.13 |  | CL-T-370 | Glycol | HartStat, or equivalent | Solar Storage and Auxiliary Tanks are separate | 80.04 | 1 | 0.9 | 55 | Z10 | [18 empty] | Riverside County | FALSE | 106.33 |  | 2011-06-01: 2013-04-17; 2011-08-03: 2013-04-24; 2011-09-20: 2013-06-04 | 4156 | 9889 | Up-front Payment
SCG-001984 | Single Family Residential | Domestic Hot Water | Gas | Southern California Gas Company | Incentive:Paid | 1766 | 18.59 |  | 1 | 95 |  | 95 |  | 2013-04-24 14:00 | 2013-06-04 | RIBBENS CONSTRUCTION INC | New Construction | Winchester | Riverside | 92596 | Host Customer is System Owner |  | 4 | S-7027_4C3R-8PV4T-OL80-G | EchoFirst |  | 4C3R-8PV4T-OL80-G | Indirect Thermosyphon (IT) | 77.5 |  | CL-T-370 | Glycol | HartStat, or equivalent | Solar Storage and Auxiliary Tanks are separate | 80.04 | 1 | 1 | 55 | Z10 | [18 empty] | Riverside County | FALSE | 110.41 |  | 2011-06-01: 2013-04-17; 2011-08-03: 2013-04-24; 2011-09-20: 2013-06-04 | 4156 | 10489 | Up-front Payment
SCG-001985 | Single Family Residential | Domestic Hot Water | Gas | Southern California Gas Company | Incentive:Paid | 1389 | 18.59 |  | 1 | 83 |  | 75 |  | 2013-05-13 22:48 | 2013-06-12 | RIBBENS CONSTRUCTION INC | New Construction | Winchester | Riverside | 92596 | Host Customer is System Owner |  | 4 | S-7027_3C3R-6PV3T-OL80-G | EchoFirst |  | 3C3R-6PV3T-OL80-G | Indirect Thermosyphon (IT) | 58.13 |  | CL-T-370 | Glycol | HartStat, or equivalent | Solar Storage and Auxiliary Tanks are separate | 80.04 | 1 | 0.9 | 55 | Z10 | [18 empty] | Riverside County | FALSE | 119.14 |  | 2011-06-01: 2013-04-17; 2011-08-03: 2013-05-13; 2011-09-20: 2013-06-12 | 4146 | 9889 | Up-front Payment
SCG-001986 | Single Family Residential | Domestic Hot Water | Gas | Southern California Gas Company | Incentive:Paid | 1470 | 18.59 |  | 1 | 93 |  | 79 |  | 2013-05-13 22:44 | 2013-05-20 | RIBBENS CONSTRUCTION INC | New Construction | Winchester | Riverside | 92596 | Host Customer is System Owner |  | 4 | S-7027_3C4R-9PV3T-OL80-G | EchoFirst |  | 3C4R-9PV3T-OL80-G | Indirect Thermosyphon (IT) | 58.13 |  | CL-T-370 | Glycol | HartStat, or equivalent | Solar Storage and Auxiliary Tanks are separate | 80.04 | 1 | 0.85 | 55 | Z10 | [18 empty] | Riverside County | FALSE | 106.33 |  | 2011-06-01: 2013-04-17; 2011-08-03: 2013-05-13; 2011-09-20: 2013-05-20 | 4167 | 9889 | Up-front Payment
PGE-001987 | Low Income Multifamily Residential | Domestic Hot Water | Gas | Pacific Gas and Electric | Incentive:Paid | 4769 | 19.23 |  | 1 | 248 |  | 248 |  | 2013-06-04 14:28 | 2013-06-07 | SABBATINI PLUMBING INC | New Construction | MORGAN HILL | Santa Clara | 95037 | Host Customer is System Owner | [7 empty] | 79.56 | 39.78 |  | Drainback |  | Solar and Auxiliary Storage are the same Tank |  | 1 | 1 | 168 | Z03 | 4 | Units | Apartments/Condos | 2009039F | 2 | 1 | 129 | 1 | 119 | 1 | 199000 | TRUE | 119 | 120 |  |  |  |  | Morgan Hill, Santa Clara County, CA | FALSE | 105.24 |  | 2013-04-17 | 2013-07-16 | 2013-06-04 | 2013-06-07 | 2013-07-09 | 2013-07-23 | 4104 | 26100 | Up-front Payment
SCG-001991 | Low Income Multifamily Residential | Domestic Hot Water | Gas | Southern California Gas Company | Incentive:Paid | 182648 | 19.23 |  | 1 | 9594 |  | 9498 |  | 2013-04-29 17:14 | 2013-05-14 | REGREEN INC | Retrofit | Garden Grove | Los Angeles | 92840 | Host Customer is System Owner | [7 empty] | 2570.88 | 40.17 |  | Glycol | Advanced Controller with a Vacation or Holiday Mode | Solar Storage and Auxiliary Tanks are separate |  | 0.99 | 1 | 5957 | Z08 | 161 | Units | Apartments/Condos | 2010115A | 64 | 1 | 3240 | 1 | 230 | 2 | 900000 | TRUE | 120 | 120 |  |  |  | Heliodyne - Delta-T Pro Lite WiFi | City of Garden Grove | FALSE | 35.44 |  | 2013-04-29 |  | 2013-04-29 | 2013-05-14 | 2014-02-06 | 2014-03-06 | 3855 | 340000 | Up-front Payment
SCG-001993 | Low Income Multifamily Residential | Domestic Hot Water | Gas | Southern California Gas Company | Incentive:Paid | 108041 | 19.23 |  | 1 | 5733 |  | 5618 |  | 2013-05-01 07:13 | 2013-05-14 | REGREEN INC | Retrofit | Fullerton | Los Angeles | 92832 | Host Customer is System Owner | [7 empty] | 1646.97 | 40.17 |  | Glycol | Advanced Controller with a Vacation or Holiday Mode | Solar Storage and Auxiliary Tanks are separate |  | 0.98 | 1 | 3737 | Z08 | 101 | Units | Apartments/Condos | 2010115A | 41 | 1 | 1650 | 1 | 119 | 1 | 1430000 | TRUE | 120 | 120 |  |  |  | Heliodyne - Delta-T Pro Lite WiFi | City of Fullerton | FALSE | 38.63 |  | 2013-05-01 |  | 2013-05-01 | 2013-05-14 | 2014-02-06 | 2014-02-27 | 3826 | 221448 | Up-front Payment
SCG-001994 | Low Income Multifamily Residential | Domestic Hot Water | Gas | Southern California Gas Company | Incentive:Paid | 68342 | 19.23 |  | 1 | 3702 |  | 3554 |  | 2013-04-30 14:33 | 2013-05-14 | REGREEN INC | Retrofit | Redlands |  | 92374 | Host Customer is System Owner | [7 empty] | 1004.25 | 40.17 |  | Glycol | Advanced Controller with a Vacation or Holiday Mode | Solar Storage and Auxiliary Tanks are separate |  | 0.96 | 1 | 2318 | Z10 | 61 | Units | Apartments/Condos | 2010115A | 25 | 1 | 1240 | 1 | 160 | 2 | 900000 | TRUE | 120 | 120 |  |  |  | Heliodyne - Delta-T Pro Lite WiFi | City of Redlands | FALSE | 34.9 |  | 2013-04-30 |  | 2013-04-30 | 2013-05-14 | 2014-02-06 | 2014-04-25 | 3826 | 129200 | Up-front Payment
SCG-001995 | Low Income Multifamily Residential | Domestic Hot Water | Gas | Southern California Gas Company | Incentive:Paid | 78843 | 19.23 |  | 1 | 4100 |  | 4100 |  | 2013-05-01 07:18 | 2013-05-22 | REGREEN INC | Retrofit | Baldwin Park | Los Angeles | 91706 | Host Customer is System Owner | [7 empty] | 1245.27 | 40.17 |  | Glycol | Advanced Controller with a Vacation or Holiday Mode | Solar Storage and Auxiliary Tanks are separate |  | 1 | 1 | 2964 | Z09 | 78 | Units | Apartments/Condos | 2010115A | 31 | 1 | 1250 | 1 | 119 | 1 | 500000 | TRUE | 120 | 120 |  |  |  | Heliodyne - Delta-T Pro Lite WiFi | City of Baldwin Park | FALSE | 43.61 |  | 2013-05-01 |  | 2013-05-01 | 2013-05-22 | 2014-02-06 | 2014-02-27 | 3866 | 178808 | Up-front Payment
SCG-001996 | Low Income Multifamily Residential | Domestic Hot Water | Gas | Southern California Gas Company | Incentive:Paid | 45767 | 19.23 |  | 1 | 2404 |  | 2380 |  | 2013-05-01 07:21 | 2013-05-14 | REGREEN INC | Retrofit | North Hills | Los Angeles | 91343 | Host Customer is System Owner | [7 empty] | 682.89 | 40.17 |  | Glycol | Advanced Controller with a Vacation or Holiday Mode | Solar Storage and Auxiliary Tanks are separate |  | 0.99 | 1 | 1680 | Z09 | 42 | Units | Apartments/Condos | 2010115A | 17 | 1 | 690 | 1 | 200 | 2 | 400000 | TRUE | 120 | 120 |  |  |  | Heliodyne - Delta-T Pro Lite WiFi | City of Los Angeles | FALSE | 40.79 |  | 2013-05-01 |  | 2013-05-01 | 2013-05-14 | 2014-02-06 | 2014-03-09 | 3855 | 98056 | Up-front Payment
SCG-001997 | Low Income Multifamily Residential | Domestic Hot Water | Gas | Southern California Gas Company | Incentive:Paid | 40099 | 19.23 |  | 1 | 2195 |  | 2085 |  | 2013-05-01 07:26 | 2013-05-14 | REGREEN INC | Retrofit | Los Angeles | Los Angeles | 90005 | Host Customer is System Owner | [7 empty] | 602.55 | 40.17 |  | Glycol | Advanced Controller with a Vacation or Holiday Mode | Solar Storage and Auxiliary Tanks are separate |  | 0.95 | 1 | 1440 | Z08 | 36 | Units | Apartments/Condos | 2010115A | 15 | 1 | 610 | 1 | 200 | 2 | 450000 | TRUE | 120 | 120 |  |  |  | Heliodyne - Delta-T Pro Lite WiFi | City of Los Angeles | FALSE | 39.42 |  | 2013-05-01 |  | 2013-05-01 | 2013-05-14 | 2014-02-12 | 2014-04-09 | 3834 | 86520 | Up-front Payment
SCG-001998 | Low Income Multifamily Residential | Domestic Hot Water | Gas | Southern California Gas Company | Incentive:Paid | 98540 | 19.23 |  | 1 | 5394 |  | 5124 |  | 2013-05-01 07:35 | 2013-05-14 | REGREEN INC | Retrofit | Los Angeles | Los Angeles | 90057 | Host Customer is System Owner | [7 empty] | 1526.46 | 40.17 |  | Glycol |  | Solar Storage and Auxiliary Tanks are separate |  | 0.95 | 1 | 3572 | Z08 | 94 | Units | Apartments/Condos | 2010115A | 38 | 1 | 1530 | 1 | 115 | 1 | 2520000 | TRUE | 120 | 120 |  |  |  | Heliodyne - Delta-T Pro Lite WiFi | City of Los Angeles | FALSE | 40.63 |  | 2013-05-01 |  | 2013-05-01 | 2013-05-14 | 2014-08-14 | 2014-09-03 | 3694 | 219184 | Up-front Payment
SCG-002002 | Low Income Multifamily Residential | Domestic Hot Water | Gas | Southern California Gas Company | Incentive:Paid | 52485 | 19.23 |  | 1 | 2873 |  | 2729 |  | 2013-05-01 07:39 | 2013-05-14 | REGREEN INC | Retrofit | Redondo Beach | Los Angeles | 90277 | Host Customer is System Owner | [7 empty] | 803.4 | 40.17 |  | Glycol |  | Solar Storage and Auxiliary Tanks are separate |  | 0.95 | 1 | 1880 | Z08 | 47 | Units | Apartments/Condos | 2010115A | 20 | 1 | 810 | 1 | 119 | 1 | 1000000 | TRUE | 120 | 120 |  |  |  | Heliodyne - Delta-T Pro Lite WiFi | City of Redondo Beach | FALSE | 40.15 |  | 2013-05-01 |  | 2013-05-01 | 2013-05-14 | 2014-08-04 | 2014-08-06 | 3714 | 115360 | Up-front Payment
SCG-002003 | Low Income Multifamily Residential | Domestic Hot Water | Gas | Southern California Gas Company | Incentive:Paid | 108267 | 19.23 |  | 1 | 5745 |  | 5630 |  | 2013-05-01 07:53 | 2013-05-14 | REGREEN INC | Retrofit | Tustin | Los Angeles | 92780 | Host Customer is System Owner | [7 empty] | 1606.8 | 40.17 |  | Glycol |  | Solar Storage and Auxiliary Tanks are separate |  | 0.98 | 1 | 3737 | Z08 | 101 | Units | Apartments/Condos | 2010115A | 40 | 1 | 1610 | 1 | 175 | 1 | 750000 | TRUE | 120 | 120 |  |  |  | Heliodyne - Delta-T Pro Lite WiFi | City of Tustin | FALSE | 40.16 |  | 2013-05-01 |  | 2013-05-01 | 2013-05-14 | 2014-05-15 | 2014-05-21 | 3803 | 230720 | Up-front Payment
SCG-002004 | Low Income Multifamily Residential | Domestic Hot Water | Gas | Southern California Gas Company | Incentive:Paid | 82712 | 19.23 |  | 1 | 4389 |  | 4301 |  | 2013-05-01 07:31 | 2013-05-14 | REGREEN INC | Retrofit | West Covina | Los Angeles | 91791 | Host Customer is System Owner | [7 empty] | 1325.61 | 40.17 |  | Glycol | Advanced Controller with a Vacation or Holiday Mode | Solar Storage and Auxiliary Tanks are separate |  | 0.98 | 1 | 3116 | Z09 | 82 | Units | Apartments/Condos | 2010115A | 33 | 1 | 1330 | 1 | 500 | 1 | 1530000 | TRUE | 120 | 120 |  |  |  | Heliodyne - Delta-T Pro Lite WiFi | City of West Covina | FALSE | 43.37 |  | 2013-05-01 |  | 2013-05-01 | 2013-05-14 | 2014-04-01 | 2014-04-05 | 3847 | 190344 | Up-front Payment
SCG-002005 | Low Income Multifamily Residential | Domestic Hot Water | Gas | Southern California Gas Company | Incentive:Paid | 80073 | 19.23 |  | 1 | 4206 |  | 4164 |  | 2013-05-01 07:59 | 2013-05-14 | REGREEN INC | Retrofit | Valencia | Los Angeles | 91355 | Host Customer is System Owner | [7 empty] | 1205.1 | 40.17 |  | Glycol | Advanced Controller with a Vacation or Holiday Mode | Solar Storage and Auxiliary Tanks are separate |  | 0.99 | 1 | 2850 | Z09 | 75 | Units | Apartments/Condos | 2010115A | 30 | 1 | 1210 | 1 | 400 | 4 | 1080000 | TRUE | 120 | 120 |  |  |  | Heliodyne - Delta-T Pro Lite WiFi | City of Santa Clarita | FALSE | 37.57 |  | 2013-05-01 |  | 2013-05-01 | 2013-05-14 | 2014-04-01 | 2014-04-05 | 3846 | 158040 | Up-front Payment
SCG-002006 | Low Income Multifamily Residential | Domestic Hot Water | Gas | Southern California Gas Company | Incentive:Paid | 81995 | 19.23 |  | 1 | 4307 |  | 4264 |  | 2013-05-01 08:05 | 2013-05-22 | REGREEN INC | Retrofit | Los Angeles | Los Angeles | 90029 | Host Customer is System Owner | [7 empty] | 1205.1 | 40.17 |  | Glycol | Advanced Controller with a Vacation or Holiday Mode | Solar Storage and Auxiliary Tanks are separate |  | 0.99 | 1 | 3230 | Z09 | 85 | Units | Apartments/Condos | 2010115A | 30 | 1 | 1210 | 1 | 115 | 1 | 399000 | TRUE | 120 | 120 |  |  |  | Heliodyne - Delta-T Pro Lite WiFi | City of Los Angeles | FALSE | 36.69 |  | 2013-05-01 |  | 2013-05-01 | 2013-05-22 | 2014-02-06 | 2014-03-07 | 3862 | 158040 | Up-front Payment
SCG-002007 | Low Income Multifamily Residential | Domestic Hot Water | Gas | Southern California Gas Company | Incentive:Paid | 81554 | 19.23 |  | 1 | 4241 |  | 4241 |  | 2013-05-01 08:09 | 2013-05-14 | REGREEN INC | Retrofit | Los Angeles | Los Angeles | 90010 | Host Customer is System Owner | [7 empty] | 1205.1 | 40.17 |  | Glycol | Advanced Controller with a Vacation or Holiday Mode | Solar Storage and Auxiliary Tanks are separate |  | 1 | 1 | 2774 | Z08 | 73 | Units | Apartments/Condos | 2010115A | 30 | 1 | 1210 | 1 | 120 | 1 | 800000 | TRUE | 120 | 120 |  |  |  | Heliodyne - Delta-T Pro Lite WiFi | City of Los Angeles | FALSE | 37.26 |  | 2013-05-01 |  | 2013-05-01 | 2013-05-14 | 2014-02-06 | 2014-03-07 | 3855 | 158040 | Up-front Payment
SCG-002008 | Low Income Multifamily Residential | Domestic Hot Water | Gas | Southern California Gas Company | Incentive:Paid | 41615 | 19.23 |  | 1 | 2231 |  | 2164 |  | 2013-04-30 14:48 | 2013-05-14 | REGREEN INC | Retrofit | Los Angeles | Los Angeles | 90057 | Host Customer is System Owner | [7 empty] | 723.06 | 40.17 |  | Glycol |  | Solar Storage and Auxiliary Tanks are separate |  | 0.97 | 1 | 1440 | Z09 | 46 | Units | Apartments/Condos | 2010115A | 18 | 1 | 720 | 1 | 200 | 2 | 520000 | TRUE | 120 | 120 |  |  |  | Heliodyne - Delta-T Pro Lite WiFi | City of Los Angeles | FALSE | 46.54 |  | 2013-04-30 |  | 2013-04-30 | 2013-05-14 | 2014-08-04 | 2014-08-27 | 3693 | 103824 | Up-front Payment
SCG-002009 | Low Income Multifamily Residential | Domestic Hot Water | Gas | Southern California Gas Company | Incentive:Paid | 17554 | 19.23 |  | 1 | 1119 |  | 951 |  | 2013-05-01 14:41 | 2013-05-06 | REGREEN INC | Retrofit | Canoga Park | Los Angeles | 90805 | Host Customer is System Owner | [7 empty] | 321.2 | 40.15 |  | Glycol |  | Solar Storage and Auxiliary Tanks are separate |  | 0.85 | 1 | 840 | Z09 | 20 | Units | Apartments/Condos | 2010115A | 8 | 1 | 320 | 1 | 100 | 1 | 199000 | TRUE | 120 | 120 |  |  |  |  | City of Los Angeles | FALSE | 15.69 |  | 2013-05-01 |  | 2013-05-01 | 2013-05-06 | 2014-10-24 | 2014-10-26 | 3580 | 17554 | Up-front Payment
SCG-002010 | Low Income Multifamily Residential | Domestic Hot Water | Gas | Southern California Gas Company | Incentive:Paid | 17554 | 19.23 |  | 1 | 1119 |  | 951 |  | 2013-05-01 14:43 | 2013-05-06 | REGREEN INC | Retrofit | Canoga Park | Los Angeles | 91304 | Host Customer is System Owner | [7 empty] | 321.2 | 40.15 |  | Glycol |  | Solar Storage and Auxiliary Tanks are separate |  | 0.85 | 1 | 840 | Z09 | 20 | Units | Apartments/Condos | 2010115A | 8 | 1 | 320 | 1 | 100 | 1 | 199000 | TRUE | 120 | 120 |  |  |  |  | City of Los Angeles | FALSE | 15.69 |  | 2013-05-01 |  | 2013-05-01 | 2013-05-06 | 2014-10-24 | 2014-10-26 | 3580 | 17554 | Up-front Payment
SCG-002011 | Low Income Multifamily Residential | Domestic Hot Water | Gas | Southern California Gas Company | Incentive:Paid | 34263 | 19.23 |  | 1 | 1856 |  | 1782 |  | 2013-05-01 08:24 | 2013-05-14 | REGREEN INC | Retrofit | City of Commerce | Los Angeles | 90040 | Host Customer is System Owner | [7 empty] | 522.21 | 40.17 |  | Glycol | Advanced Controller with a Vacation or Holiday Mode | Solar Storage and Auxiliary Tanks are separate |  | 0.96 | 1 | 1280 | Z09 | 32 | Units | Apartments/Condos | 2010115A | 13 | 1 | 530 | 1 | 200 | 2 | 400000 | TRUE | 120 | 120 |  | Heliodyne - Delta-T Pro Lite WiFi |  | Heliodyne - Delta-T Pro Lite WiFi | County of Los Angeles | FALSE | 43.51 |  | 2013-05-01 |  | 2013-05-01 | 2013-05-14 | 2014-02-06 | 2014-03-31 | 3846 | 80753 | Up-front Payment
SCG-002012 | Low Income Multifamily Residential | Domestic Hot Water | Gas | Southern California Gas Company | Incentive:Paid | 39026 | 19.23 |  | 1 | 2055 |  | 1726 |  | 2013-05-01 08:19 | 2013-05-14 | REGREEN INC | Retrofit | City of Commerce | Los Angeles | 90040 | Host Customer is System Owner | [7 empty] | 602.55 | 40.17 |  | Glycol | Advanced Controller with a Vacation or Holiday Mode | Solar Storage and Auxiliary Tanks are separate |  | 0.84 | 1 | 1440 | Z09 | 36 | Units | Apartments/Condos | 2010115A | 15 | 1 | 610 | 1 | 200 | 2 | 400000 | TRUE | 120 | 120 |  |  |  | Heliodyne - Delta-T Pro Lite WiFi | County of Los Angeles | FALSE | 39.3 |  | 2013-05-01 |  | 2013-05-01 | 2013-05-14 | 2014-02-06 | 2014-03-18 | 3862 | 80752.8 | Up-front Payment
SCG-002015 | Low Income Multifamily Residential | Domestic Hot Water | Gas | Southern California Gas Company | Incentive:Paid | 57030 | 19.23 |  | 1 | 3155 |  | 2966 |  | 2013-05-01 13:09 | 2013-05-14 | REGREEN INC | Retrofit | La Habra | Los Angeles | 90631 | Owner/Tenant | [7 empty] | 883.74 | 40.17 |  | Glycol | Advanced Controller with a Vacation or Holiday Mode | Solar Storage and Auxiliary Tanks are separate |  | 0.94 | 1 | 2052 | Z08 | 54 | Units | Apartments/Condos | 2010115A | 22 | 1 | 890 | 1 | 300 | 3 | 600000 | TRUE | 120 | 120 |  |  |  | Heliodyne - Delta-T Pro Lite WiFi | City of La Habra | FALSE | 34.19 |  | 2013-05-01 |  | 2013-05-01 | 2013-05-14 | 2014-02-06 | 2014-02-27 | 3804 | 107860 | Up-front Payment
SCG-002016 | Low Income Multifamily Residential | Domestic Hot Water | Gas | Southern California Gas Company | Incentive:Paid | 47070 | 19.23 |  | 1 | 2604 |  | 2448 |  | 2013-05-01 13:06 | 2013-05-14 | REGREEN INC | Retrofit | La Habra | Los Angeles | 90631 | Host Customer is System Owner | [7 empty] | 723.06 | 40.17 |  | Glycol | Advanced Controller with a Vacation or Holiday Mode | Solar Storage and Auxiliary Tanks are separate |  | 0.94 | 1 | 1760 | Z08 | 44 | Units | Apartments/Condos | 2010115A | 18 | 1 | 730 | 1 | 200 | 2 | 400000 | TRUE | 120 | 120 |  |  |  | Heliodyne - Delta-T Pro Lite WiFi | City of Los Angeles | FALSE | 41.42 |  | 2013-05-01 |  | 2013-05-01 | 2013-05-14 | 2014-02-06 | 2014-02-27 | 3855 | 107860 | Up-front Payment
SCG-002017 | Low Income Multifamily Residential | Domestic Hot Water | Gas | Southern California Gas Company | Incentive:Paid | 31203 | 19.23 |  | 1 | 1708 |  | 1623 |  | 2013-05-01 16:59 | 2013-05-13 | REGREEN INC | Retrofit | Los Angeles | Los Angeles | 90018 | Host Customer is System Owner | [7 empty] | 482.04 | 40.17 |  | Glycol |  | Solar Storage and Auxiliary Tanks are separate |  | 0.95 | 1 | 1120 | Z08 | 28 | Units | Apartments/Condos | 2010115A | 12 | 1 | 490 | 2 | 210 | 1 | 470000 | TRUE | 120 | 120 |  |  |  | Heliodyne - Delta-T Pro Lite WiFi | City of Los Angeles | FALSE | 38.77 |  | 2013-05-01 |  | 2013-05-01 | 2013-05-13 | 2014-09-17 | 2014-10-10 | 3656 | 66216 | Up-front Payment
SCG-002018 | Low Income Multifamily Residential | Domestic Hot Water | Gas | Southern California Gas Company | Incentive:Paid | 31184 | 19.23 |  | 1 | 1707 |  | 1622 |  | 2013-05-01 15:50 | 2013-05-22 | REGREEN INC | Retrofit | Los Angeles | Los Angeles | 90018 | Host Customer is System Owner | [7 empty] | 482.04 | 40.17 |  | Glycol |  | Solar Storage and Auxiliary Tanks are separate |  | 0.95 | 1 | 1120 | Z08 | 28 | Units | Apartments/Condos | 2010115A | 12 | 1 | 490 | 2 | 200 | 1 | 470000 | TRUE | 120 | 120 |  |  |  | Heliodyne - Delta-T Pro Lite WiFi | City of Los Angeles | FALSE | 38.79 |  | 2013-05-01 |  | 2013-05-01 | 2013-05-22 | 2014-09-17 | 2014-10-10 | 3656 | 66216.4 | Up-front Payment
SCG-002019 | Low Income Multifamily Residential | Domestic Hot Water | Gas | Southern California Gas Company | Incentive:Paid | 31203 | 19.23 |  | 1 | 1708 |  | 1623 |  | 2013-05-01 16:56 | 2013-05-13 | REGREEN INC | Retrofit | Los Angeles | Los Angeles | 90018 | Host Customer is System Owner | [7 empty] | 482.04 | 40.17 |  | Glycol |  | Solar Storage and Auxiliary Tanks are separate |  | 0.95 | 1 | 1120 | Z08 | 28 | Units | Apartments/Condos | 2010115A | 12 | 1 | 490 | 2 | 210 | 1 | 470000 | TRUE | 120 | 120 |  |  |  | Heliodyne - Delta-T Pro Lite WiFi | City of Los Angeles | FALSE | 38.77 |  | 2013-05-01 |  | 2013-05-01 | 2013-05-13 | 2014-09-17 | 2014-10-10 | 3614 | 66216.4 | Up-front Payment
SCG-002020 | Low Income Multifamily Residential | Domestic Hot Water | Gas | Southern California Gas Company | Incentive:Paid | 31184 | 19.23 |  | 1 | 1707 |  | 1622 |  | 2013-05-01 14:28 | 2013-05-13 | REGREEN INC | Retrofit | Los Angeles | Los Angeles | 90018 | Host Customer is System Owner | [7 empty] | 482.04 | 40.17 |  | Glycol |  | Solar Storage and Auxiliary Tanks are separate |  | 0.95 | 1 | 1120 | Z08 | 28 | Units | Apartments/Condos | 2010115A | 12 | 1 | 490 | 2 | 200 | 1 | 470000 | TRUE | 120 | 120 |  |  |  | Heliodyne - Delta-T Pro Lite WiFi | City of Los Angeles | FALSE | 38.79 |  | 2013-05-01 |  | 2013-05-01 | 2013-05-13 | 2014-09-17 | 2014-10-02 | 3656 | 66216.4 | Up-front Payment
SCG-002021 | Low Income Multifamily Residential | Domestic Hot Water | Gas | Southern California Gas Company | Incentive:Paid | 49366 | 19.23 |  | 1 | 2821 |  | 2567 |  | 2013-05-01 14:00 | 2013-05-13 | REGREEN INC | Retrofit | Midway City | Los Angeles | 92655 | Host Customer is System Owner | [7 empty] | 803.4 | 40.17 |  | Glycol | Advanced Controller with a Vacation or Holiday Mode | Solar Storage and Auxiliary Tanks are separate |  | 0.91 | 1 | 1960 | Z09 | 49 | Units | Apartments/Condos | 2010115A | 20 | 1 | 810 | 1 | 200 | 2 | 525000 | TRUE | 120 | 120 |  |  |  | Heliodyne - Delta-T Pro Lite WiFi | County of Orange | FALSE | 38.23 |  | 2013-05-01 |  | 2013-05-01 | 2013-05-13 | 2014-02-06 | 2014-03-06 | 3866 | 107860 | Up-front Payment
SCG-002022 | Low Income Multifamily Residential | Domestic Hot Water | Gas | Southern California Gas Company | Incentive:Paid | 53837 | 19.23 |  | 1 | 2947 |  | 2800 |  | 2013-05-01 13:57 | 2013-05-13 | REGREEN INC | Retrofit | Midway City | Los Angeles | 92655 | Host Customer is System Owner | [7 empty] | 803.4 | 40.17 |  | Glycol | Advanced Controller with a Vacation or Holiday Mode | Solar Storage and Auxiliary Tanks are separate |  | 0.95 | 1 | 1960 | Z09 | 49 | Units | Apartments/Condos | 2010115A | 20 | 1 | 1040 | 1 | 193 | 2 | 525000 | TRUE | 120 | 120 |  |  |  | Heliodyne - Delta-T Pro Lite WiFi | County of Orange | FALSE | 36.6 |  | 2013-05-01 |  | 2013-05-01 | 2013-05-13 | 2014-02-06 | 2014-03-06 | 3802 | 107860 | Up-front Payment
SCG-002023 | Low Income Multifamily Residential | Domestic Hot Water | Gas | Southern California Gas Company | Incentive:Paid | 73197 | 19.23 |  | 1 | 3965 |  | 3806 |  | 2013-05-01 13:44 | 2013-05-13 | REGREEN INC | Retrofit | Reseda | Los Angeles | 91335 | Host Customer is System Owner | [7 empty] | 1124.76 | 40.17 |  | Glycol | Advanced Controller with a Vacation or Holiday Mode | Solar Storage and Auxiliary Tanks are separate |  | 0.96 | 1 | 2584 | Z08 | 68 | Units | Apartments/Condos | 2010115A | 28 | 1 | 1130 | 1 | 120 | 1 | 400000 | TRUE | 120 | 120 |  |  |  | Heliodyne - Delta-T Pro Lite WiFi | City of Los Angeles | FALSE | 38.34 |  | 2013-05-01 |  | 2013-05-01 | 2013-05-13 | 2014-02-06 | 2014-02-27 | 3826 | 152004 | Up-front Payment
SCG-002024 | Low Income Multifamily Residential | Domestic Hot Water | Gas | Southern California Gas Company | Incentive:Paid | 73197 | 19.23 |  | 1 | 3965 |  | 3806 |  | 2013-05-01 13:40 | 2013-05-13 | REGREEN INC | Retrofit | Reseda | Los Angeles | 91335 | Host Customer is System Owner | [7 empty] | 1124.76 | 40.17 |  | Glycol | Advanced Controller with a Vacation or Holiday Mode | Solar Storage and Auxiliary Tanks are separate |  | 0.96 | 1 | 2584 | Z08 | 68 | Units | Apartments/Condos | 2010115A | 28 | 1 | 1130 | 1 | 120 | 1 | 400000 | TRUE | 120 | 120 |  |  |  | Heliodyne - Delta-T Pro Lite WiFi | City of Los Angeles | FALSE | 38.34 |  | 2013-05-01 |  | 2013-05-01 | 2013-05-13 | 2014-02-06 | 2014-02-27 | 3826 | 152004 | Up-front Payment
SCG-002025 | Low Income Multifamily Residential | Domestic Hot Water | Gas | Southern California Gas Company | Incentive:Paid | 11376 | 19.23 |  | 1 | 696 |  | 592 |  | 2013-05-01 15:46 | 2013-05-06 | REGREEN INC | Retrofit | Canoga Park | Los Angeles | 91304 | Host Customer is System Owner | [7 empty] | 200.75 | 40.15 |  | Glycol |  | Solar Storage and Auxiliary Tanks are separate |  | 0.85 | 1 | 504 | Z09 | 12 | Units | Apartments/Condos | 2010115A | 5 | 1 | 200 | 1 | 100 | 1 | 199000 | TRUE | 120 | 120 |  |  |  |  | City of Los Angeles | FALSE | 25.22 |  | 2013-05-01 |  | 2013-05-01 | 2013-05-06 | 2014-10-24 | 2014-10-26 | 3580 | 17554 | Up-front Payment
SCG-002026 | Low Income Multifamily Residential | Domestic Hot Water | Gas | Southern California Gas Company | Incentive:Paid | 11376 | 19.23 |  | 1 | 696 |  | 592 |  | 2013-05-01 15:44 | 2013-05-06 | REGREEN INC | Retrofit | Canoga Park | Los Angeles | 91304 | Host Customer is System Owner | [7 empty] | 200.75 | 40.15 |  | Glycol |  | Solar Storage and Auxiliary Tanks are separate |  | 0.85 | 1 | 504 | Z09 | 12 | Units | Apartments/Condos | 2010115A | 5 | 1 | 200 | 1 | 100 | 1 | 199000 | TRUE | 120 | 120 |  |  |  |  | City of Los Angeles | FALSE | 25.22 |  | 2013-05-01 |  | 2013-05-01 | 2013-05-06 | 2014-10-24 | 2014-10-26 | 3580 | 17554 | Up-front Payment
SCG-002027 | Low Income Multifamily Residential | Domestic Hot Water | Gas | Southern California Gas Company | Incentive:Paid | 11376 | 19.23 |  | 1 | 696 |  | 592 |  | 2013-05-01 15:42 | 2013-05-06 | REGREEN INC | Retrofit | Canoga Park | Los Angeles | 91304 | Host Customer is System Owner | [7 empty] | 200.75 | 40.15 |  | Glycol |  | Solar Storage and Auxiliary Tanks are separate |  | 0.85 | 1 | 504 | Z09 | 12 | Units | Apartments/Condos | 2010115A | 5 | 1 | 200 | 1 | 100 | 1 | 199000 | TRUE | 120 | 120 |  |  |  |  | City of Los Angeles | FALSE | 25.22 |  | 2013-05-01 |  | 2013-05-01 | 2013-05-06 | 2014-10-24 | 2014-10-26 | 3580 | 17554 | Up-front Payment
SCG-002028 | Low Income Multifamily Residential | Domestic Hot Water | Gas | Southern California Gas Company | Incentive:Paid | 11376 | 19.23 |  | 1 | 696 |  | 592 |  | 2013-05-01 15:40 | 2013-05-06 | REGREEN INC | Retrofit | Canoga Park | Los Angeles | 91304 | Host Customer is System Owner | [7 empty] | 200.75 | 40.15 |  | Glycol |  | Solar Storage and Auxiliary Tanks are separate |  | 0.85 | 1 | 504 | Z09 | 12 | Units | Apartments/Condos | 2010115A | 5 | 1 | 200 | 1 | 100 | 1 | 199000 | TRUE | 120 | 120 |  |  |  |  | City of Los Angeles | FALSE | 25.22 |  | 2013-05-01 |  | 2013-05-01 | 2013-05-06 | 2014-10-24 | 2014-10-26 | 3580 | 17554 | Up-front Payment
SCG-002029 | Low Income Multifamily Residential | Domestic Hot Water | Gas | Southern California Gas Company | Incentive:Paid | 11376 | 19.23 |  | 1 | 696 |  | 592 |  | 2013-05-01 15:38 | 2013-05-06 | REGREEN INC | Retrofit | Canoga Park | Los Angeles | 91304 | Host Customer is System Owner | [7 empty] | 200.75 | 40.15 |  | Glycol |  | Solar Storage and Auxiliary Tanks are separate |  | 0.85 | 1 | 504 | Z09 | 12 | Units | Apartments/Condos | 2010115A | 5 | 1 | 200 | 1 | 100 | 1 | 199000 | TRUE | 120 | 120 |  |  |  |  | City of Los Angeles | FALSE | 25.22 |  | 2013-05-01 |  | 2013-05-01 | 2013-05-06 | 2014-10-24 | 2014-10-26 | 3580 | 17554 | Up-front Payment
SCG-002030 | Low Income Multifamily Residential | Domestic Hot Water | Gas | Southern California Gas Company | Incentive:Paid | 11376 | 19.23 |  | 1 | 696 |  | 592 |  | 2013-05-01 15:35 | 2013-05-06 | REGREEN INC | Retrofit | Canoga Park | Los Angeles | 91304 | Host Customer is System Owner | [7 empty] | 200.75 | 40.15 |  | Glycol |  | Solar Storage and Auxiliary Tanks are separate |  | 0.85 | 1 | 504 | Z09 | 12 | Units | Apartments/Condos | 2010115A | 5 | 1 | 200 | 1 | 100 | 1 | 199000 | TRUE | 120 | 120 |  |  |  |  | City of Los Angeles | FALSE | 25.22 |  | 2013-05-01 |  | 2013-05-01 | 2013-05-06 | 2014-10-24 | 2014-10-26 | 3580 | 17554 | Up-front Payment
SCG-002031 | Low Income Multifamily Residential | Domestic Hot Water | Gas | Southern California Gas Company | Incentive:Paid | 11376 | 19.23 |  | 1 | 696 |  | 592 |  | 2013-05-01 15:33 | 2013-05-06 | REGREEN INC | Retrofit | Canoga Park | Los Angeles | 91304 | Host Customer is System Owner | [7 empty] | 200.75 | 40.15 |  | Glycol |  | Solar Storage and Auxiliary Tanks are separate |  | 0.85 | 1 | 504 | Z09 | 12 | Units | Apartments/Condos | 2010115A | 5 | 1 | 200 | 1 | 100 | 1 | 199000 | TRUE | 120 | 120 |  |  |  |  | City of Los Angeles | FALSE | 25.22 |  | 2013-05-01 |  | 2013-05-01 | 2013-05-06 | 2014-10-24 | 2014-10-26 | 3580 | 17554 | Up-front Payment
SCG-002032 | Low Income Multifamily Residential | Domestic Hot Water | Gas | Southern California Gas Company | Incentive:Paid | 11376 | 19.23 |  | 1 | 696 |  | 592 |  | 2013-05-01 15:30 | 2013-05-06 | REGREEN INC | Retrofit | Canoga Park | Los Angeles | 91304 | Host Customer is System Owner | [7 empty] | 200.75 | 40.15 |  | Glycol |  | Solar Storage and Auxiliary Tanks are separate |  | 0.85 | 1 | 504 | Z09 | 12 | Units | Apartments/Condos | 2010115A | 5 | 1 | 200 | 1 | 100 | 1 | 199000 | TRUE | 120 | 120 |  |  |  |  | City of Los Angeles | FALSE | 25.22 |  | 2013-05-01 |  | 2013-05-01 | 2013-05-06 | 2014-10-23 | 2014-10-26 | 3580 | 17554 | Up-front Payment
SCG-002033 | Low Income Multifamily Residential | Domestic Hot Water | Gas | Southern California Gas Company | Incentive:Paid | 11376 | 19.23 |  | 1 | 696 |  | 592 |  | 2013-05-01 15:28 | 2013-05-06 | REGREEN INC | Retrofit | Canoga Park | Los Angeles | 91304 | Host Customer is System Owner | [7 empty] | 200.75 | 40.15 |  | Glycol |  | Solar Storage and Auxiliary Tanks are separate |  | 0.85 | 1 | 504 | Z09 | 12 | Units | Apartments/Condos | 2010115A | 5 | 1 | 200 | 1 | 100 | 1 | 199000 | TRUE | 120 | 120 |  |  |  |  | City of Los Angeles | FALSE | 25.22 |  | 2013-05-01 |  | 2013-05-01 | 2013-05-06 | 2014-10-24 | 2014-10-26 | 3580 | 17554 | Up-front Payment
SCG-002034 | Low Income Multifamily Residential | Domestic Hot Water | Gas | Southern California Gas Company | Incentive:Paid | 11834 | 19.23 |  | 1 | 724 |  | 615 |  | 2013-05-01 15:26 | 2013-05-06 | REGREEN INC | Retrofit | Canoga Park | Los Angeles | 91304 | Host Customer is System Owner | [7 empty] | 200.75 | 40.15 |  | Glycol |  | Solar Storage and Auxiliary Tanks are separate |  | 0.85 | 1 | 504 | Z09 | 12 | Units | Apartments/Condos | 2010115A | 5 | 1 | 200 | 1 | 100 | 1 | 199000 | TRUE | 120 | 120 |  |  |  |  | City of Los Angeles | FALSE | 24.27 |  | 2013-05-01 |  | 2013-05-01 | 2013-05-06 | 2014-10-24 | 2014-10-26 | 3580 | 17572 | Up-front Payment
SCG-002035 | Low Income Multifamily Residential | Domestic Hot Water | Gas | Southern California Gas Company | Incentive:Paid | 7029 | 19.23 |  | 1 | 430 |  | 366 |  | 2013-05-01 15:24 | 2013-05-06 | REGREEN INC | Retrofit | Canoga Park | Los Angeles | 91304 | Host Customer is System Owner | [7 empty] | 120.45 | 40.15 |  | Glycol |  | Solar Storage and Auxiliary Tanks are separate |  | 0.85 | 1 | 336 | Z09 | 8 | Units | Apartments/Condos | 2010115A | 3 | 1 | 119 | 1 | 100 | 1 | 199000 | TRUE | 120 | 120 |  |  |  |  | City of Los Angeles | FALSE | 40.82 |  | 2013-05-01 |  | 2013-05-01 | 2013-05-06 | 2014-10-24 | 2014-10-26 | 3580 | 17554 | Up-front Payment
SCG-002036 | Low Income Multifamily Residential | Domestic Hot Water | Gas | Southern California Gas Company | Incentive:Paid | 7029 | 19.23 |  | 1 | 430 |  | 366 |  | 2013-05-01 15:22 | 2013-05-06 | REGREEN INC | Retrofit | Canoga Park | Los Angeles | 91304 | Host Customer is System Owner | [7 empty] | 120.45 | 40.15 |  | Glycol |  | Solar Storage and Auxiliary Tanks are separate |  | 0.85 | 1 | 336 | Z09 | 8 | Units | Apartments/Condos | 2010115A | 3 | 1 | 119 | 1 | 100 | 1 | 199000 | TRUE | 120 | 120 |  |  |  |  | City of Los Angeles | FALSE | 40.82 |  | 2013-05-01 |  | 2013-05-01 | 2013-05-06 | 2014-10-28 | 2014-10-31 | 3580 | 17554 | Up-front Payment
SCG-002037 | Low Income Multifamily Residential | Domestic Hot Water | Gas | Southern California Gas Company | Incentive:Paid | 7339 | 19.23 |  | 1 | 449 |  | 382 |  | 2013-05-01 15:20 | 2013-05-06 | REGREEN INC | Retrofit | Canoga Park | Los Angeles | 91304 | Host Customer is System Owner | [7 empty] | 120.51 | 40.17 |  | Glycol |  | Solar Storage and Auxiliary Tanks are separate |  | 0.85 | 1 | 336 | Z09 | 8 | Units | Apartments/Condos | 2010115A | 3 | 1 | 130 | 1 | 100 | 1 | 199000 | TRUE | 120 | 120 |  |  |  |  | City of Los Angeles | FALSE | 39.1 |  | 2013-05-01 |  | 2013-05-01 | 2013-05-06 | 2014-10-24 | 2014-10-26 | 3614 | 17554 | Up-front Payment
SCG-002038 | Low Income Multifamily Residential | Domestic Hot Water | Gas | Southern California Gas Company | Incentive:Paid | 7029 | 19.23 |  | 1 | 430 |  | 366 |  | 2013-05-01 15:18 | 2013-05-06 | REGREEN INC | Retrofit | Canoga Park | Los Angeles | 91304 | Host Customer is System Owner | [7 empty] | 120.45 | 40.15 |  | Glycol |  | Solar Storage and Auxiliary Tanks are separate |  | 0.85 | 1 | 336 | Z09 | 8 | Units | Apartments/Condos | 2010115A | 3 | 1 | 119 | 1 | 100 | 1 | 199000 | TRUE | 120 | 120 |  |  |  |  | City of Los Angeles | FALSE | 40.82 |  | 2013-05-01 |  | 2013-05-01 | 2013-05-06 | 2014-10-24 | 2014-10-26 | 3580 | 17554 | Up-front Payment
SCG-002039 | Low Income Multifamily Residential | Domestic Hot Water | Gas | Southern California Gas Company | Incentive:Paid | 7029 | 19.23 |  | 1 | 430 |  | 366 |  | 2013-05-01 15:10 | 2013-05-06 | REGREEN INC | Retrofit | Canoga Park | Los Angeles | 91304 | Host Customer is System Owner | [7 empty] | 120.45 | 40.15 |  | Glycol |  | Solar Storage and Auxiliary Tanks are separate |  | 0.85 | 1 | 336 | Z09 | 8 | Units | Apartments/Condos | 2010115A | 3 | 1 | 119 | 1 | 100 | 1 | 199000 | TRUE | 120 | 120 |  |  |  |  | City of Los Angeles | FALSE | 40.82 |  | 2013-05-01 |  | 2013-05-01 | 2013-05-06 | 2014-10-24 | 2014-10-26 | 3580 | 17554 | Up-front Payment
SCG-002040 | Low Income Multifamily Residential | Domestic Hot Water | Gas | Southern California Gas Company | Incentive:Paid | 7029 | 19.23 |  | 1 | 430 |  | 366 |  | 2013-05-01 15:08 | 2013-05-06 | REGREEN INC | Retrofit | Canoga Park | Los Angeles | 91304 | Host Customer is System Owner | [7 empty] | 120.45 | 40.15 |  | Glycol |  | Solar Storage and Auxiliary Tanks are separate |  | 0.85 | 1 | 336 | Z09 | 8 | Units | Apartments/Condos | 2010115A | 3 | 1 | 119 | 1 | 100 | 1 | 199000 | TRUE | 120 | 120 |  |  |  |  | City of Los Angeles | FALSE | 40.82 |  | 2013-05-01 |  | 2013-05-01 | 2013-05-06 | 2014-10-24 | 2014-10-26 | 3580 | 17554 | Up-front Payment
SCG-002041 | Low Income Multifamily Residential | Domestic Hot Water | Gas | Southern California Gas Company | Incentive:Paid | 7029 | 19.23 |  | 1 | 430 |  | 366 |  | 2013-05-01 15:06 | 2013-05-06 | REGREEN INC | Retrofit | Canoga Park | Los Angeles | 91304 | Host Customer is System Owner | [7 empty] | 120.45 | 40.15 |  | Glycol |  | Solar Storage and Auxiliary Tanks are separate |  | 0.85 | 1 | 336 | Z09 | 8 | Units | Apartments/Condos | 2010115A | 3 | 1 | 119 | 1 | 100 | 1 | 199000 | TRUE | 120 | 120 |  |  |  |  | City of Los Angeles | FALSE | 40.82 |  | 2013-05-01 |  | 2013-05-01 | 2013-05-06 | 2014-10-24 | 2014-10-26 | 3580 | 17554 | Up-front Payment
SCG-002042 | Low Income Multifamily Residential | Domestic Hot Water | Gas | Southern California Gas Company | Incentive:Paid | 7029 | 19.23 |  | 1 | 430 |  | 366 |  | 2013-05-01 14:56 | 2013-05-06 | REGREEN INC | Retrofit | Canoga Park | Los Angeles | 91304 | Host Customer is System Owner | [7 empty] | 120.45 | 40.15 |  | Glycol |  | Solar Storage and Auxiliary Tanks are separate |  | 0.85 | 1 | 336 | Z09 | 8 | Units | Apartments/Condos | 2010115A | 3 | 1 | 119 | 1 | 100 | 1 | 199000 | TRUE | 120 | 120 |  |  |  |  | City of Los Angeles | FALSE | 40.82 |  | 2013-05-01 |  | 2013-05-01 | 2013-05-06 | 2014-10-24 | 2014-10-26 | 3580 | 17554 | Up-front Payment
SCG-002043 | Low Income Multifamily Residential | Domestic Hot Water | Gas | Southern California Gas Company | Incentive:Paid | 7339 | 19.23 |  | 1 | 449 |  | 382 |  | 2013-05-01 14:53 | 2013-05-06 | REGREEN INC | Retrofit | Canoga Park | Los Angeles | 91304 | Host Customer is System Owner | [7 empty] | 120.51 | 40.17 |  | Glycol |  | Solar Storage and Auxiliary Tanks are separate |  | 0.85 | 1 | 336 | Z09 | 8 | Units | Apartments/Condos | 2010115A | 3 | 1 | 130 | 1 | 100 | 1 | 199000 | TRUE | 120 | 120 |  |  |  |  | City of Los Angeles | FALSE | 39.1 |  | 2013-05-01 |  | 2013-05-01 | 2013-05-06 | 2014-10-24 | 2014-10-26 | 3614 | 17554 | Up-front Payment
SCG-002044 | Low Income Multifamily Residential | Domestic Hot Water | Gas | Southern California Gas Company | Incentive:Paid | 7029 | 19.23 |  | 1 | 430 |  | 366 |  | 2013-05-01 14:50 | 2013-05-06 | REGREEN INC | Retrofit | Canoga Park | Los Angeles | 91304 | Host Customer is System Owner | [7 empty] | 120.45 | 40.15 |  | Glycol |  | Solar Storage and Auxiliary Tanks are separate |  | 0.85 | 1 | 336 | Z09 | 8 | Units | Apartments/Condos | 2010115A | 3 | 1 | 119 | 1 | 100 | 1 | 199000 | TRUE | 120 | 120 |  |  |  |  | City of Los Angeles | FALSE | 40.82 |  | 2013-05-01 |  | 2013-05-01 | 2013-05-06 | 2014-10-24 | 2014-10-26 | 3580 | 17554 | Up-front Payment
SCG-002045 | Low Income Multifamily Residential | Domestic Hot Water | Gas | Southern California Gas Company | Incentive:Paid | 7355 | 19.23 |  | 1 | 450 |  | 382 |  | 2013-05-01 14:45 | 2013-05-06 | REGREEN INC | Retrofit | Canoga Park | Los Angeles | 91304 | Host Customer is System Owner | [7 empty] | 120.45 | 40.15 |  | Glycol | Advanced Controller with a Vacation or Holiday Mode | Solar Storage and Auxiliary Tanks are separate |  | 0.85 | 1 | 336 | Z09 | 8 | Units | Apartments/Condos | 2010115A | 3 | 1 | 160 | 2 | 100 | 1 | 199000 | TRUE | 120 | 120 |  |  |  |  | City of Los Angeles | FALSE | 39.01 |  | 2013-05-01 | 2014-11-26 | 2013-05-01 | 2013-05-06 | 2014-10-24 | 2014-10-26 | 3489 | 17554 | Up-front Payment
SCG-002046 | Low Income Multifamily Residential | Domestic Hot Water | Gas | Southern California Gas Company | Incentive:Paid | 36075 | 19.23 |  | 1 | 1934 |  | 1876 |  | 2013-05-01 13:52 | 2013-05-13 | REGREEN INC | Retrofit | Reseda |  | 91335 | Host Customer is System Owner | [7 empty] | 562.38 | 40.17 |  | Glycol |  | Solar Storage and Auxiliary Tanks are separate |  | 0.97 | 1 | 1280 | Z09 | 32 | Units | Apartments/Condos | 2010115A | 14 | 1 | 570 | 1 | 200 | 2 | 469000 | TRUE | 120 | 120 |  |  |  | Heliodyne - Delta-T Pro Lite WiFi | City of Los Angeles | FALSE | 47.72 |  | 2013-05-01 |  | 2013-05-01 | 2013-05-13 | 2014-09-17 | 2014-10-02 | 3656 | 92288 | Up-front Payment
SCG-002047 | Low Income Multifamily Residential | Domestic Hot Water | Gas | Southern California Gas Company | Reservation:Canceled | 45028 | 19.23 |  | 1 | 2491 |  | 2342 |  | 2013-07-16 06:21 |  | REGREEN INC | Retrofit | Reseda | Los Angeles | 91335 | Host Customer is System Owner | [7 empty] | 723.06 | 40.17 |  | Glycol | Advanced Controller with a Vacation or Holiday Mode | Solar Storage and Auxiliary Tanks are separate |  | 0.94 | 1 | 1680 | Z09 | 42 | Units | Apartments/Condos | 2010115A | 18 | 1 | 730 | 1 | 200 | 2 | 469000 | TRUE | 120 | 120 | [5 empty] | FALSE | 37.05 |  | 2011-06-01: 2013-05-01; 2011-06-21: 2013-08-07; 2011-06-23: 2013-07-16 | 4098 | 92288 | Up-front Payment
SCG-002050 | Low Income Multifamily Residential | Domestic Hot Water | Gas | Southern California Gas Company | Incentive:Paid | 60613 | 19.23 |  | 1 | 3940 |  | 3152 |  | 2013-05-01 08:31 | 2013-05-13 | REGREEN INC | Retrofit | Reseda | Los Angeles | 91335 | Host Customer is System Owner | [7 empty] | 1124.76 | 40.17 |  | Glycol | Pressure Stagnation Protection (PSP) | Solar Storage and Auxiliary Tanks are separate |  | 0.8 | 1 | 2660 | Z08 | 70 | Units | Apartments/Condos | 2010115A | 28 | 1 | 1130 | 1 | 120 | 1 | 400000 | TRUE | 120 | 120 |  | Heliodyne - Delta-T Pro WiFi |  | Heliodyne - Delta-T Pro WiFi | City of Los Angeles Department of Building and Safety | FALSE | 38.79 |  | 2013-05-01 |  | 2013-05-01 | 2013-05-13 | 2015-04-10 | 2015-05-08 | 3418 | 152852 | Up-front Payment
SCG-002051 | Low Income Multifamily Residential | Domestic Hot Water | Gas | Southern California Gas Company | Incentive:Paid | 60955 | 19.23 |  | 1 | 3522 |  | 3170 |  | 2013-05-01 08:28 | 2013-05-13 | REGREEN INC | Retrofit | Reseda | Los Angeles | 91335 | Host Customer is System Owner | [7 empty] | 1004.25 | 40.17 |  | Glycol | Pressure Stagnation Protection (PSP) | Solar Storage and Auxiliary Tanks are separate |  | 0.9 | 1 | 2394 | Z08 | 63 | Units | Apartments/Condos | 2010115A | 25 | 1 | 1010 | 1 | 120 | 1 | 399000 | TRUE | 120 | 120 |  | Heliodyne - Delta-T Pro WiFi |  | Heliodyne - Delta-T Pro WiFi | City of Los Angeles Department of Building and Safety | FALSE | 43.4 |  | 2013-05-01 |  | 2013-05-01 | 2013-05-13 | 2015-04-10 | 2015-05-08 | 3418 | 152852 | Up-front Payment
SCG-002052 | Low Income Multifamily Residential | Domestic Hot Water | Gas | Southern California Gas Company | Incentive:Paid | 13498 | 19.23 |  | 1 | 709 |  | 702 |  | 2013-05-01 16:44 | 2013-05-03 | REGREEN INC | Retrofit | North Hills | Los Angeles | 91343 | Host Customer is System Owner | [7 empty] | 200.85 | 40.17 |  | Glycol | Advanced Controller with a Vacation or Holiday Mode | Solar Storage and Auxiliary Tanks are separate |  | 0.99 | 1 | 504 | Z09 | 12 | Units | Apartments/Condos | 2010115A | 5 | 1 | 210 | 1 | 100 | 1 | 199000 | TRUE | 120 | 120 |  |  |  |  | City of Los Angeles | FALSE | 34.58 |  | 2013-05-01 |  | 2013-05-01 | 2013-05-03 | 2014-02-28 | 2014-04-02 | 3838 | 24514 | Up-front Payment
SCG-002053 | Low Income Multifamily Residential | Domestic Hot Water | Gas | Southern California Gas Company | Incentive:Paid | 8030 | 19.23 |  | 1 | 435 |  | 418 |  | 2013-05-01 16:42 | 2013-05-03 | REGREEN INC | Retrofit | North Hills | Los Angeles | 91343 | Host Customer is System Owner | [7 empty] | 120.51 | 40.17 |  | Glycol | Advanced Controller with a Vacation or Holiday Mode | Solar Storage and Auxiliary Tanks are separate |  | 0.96 | 1 | 336 | Z09 | 8 | Units | Apartments/Condos | 2010115A | 3 | 1 | 119 | 1 | 100 | 1 | 199000 | TRUE | 120 | 120 |  |  |  |  | City of Los Angeles | FALSE | 56.35 |  | 2013-05-01 |  | 2013-05-01 | 2013-05-03 | 2014-02-28 | 2014-04-02 | 3838 | 24514 | Up-front Payment
SCG-002054 | Low Income Multifamily Residential | Domestic Hot Water | Gas | Southern California Gas Company | Incentive:Paid | 12563 | 19.23 |  | 1 | 695 |  | 653 |  | 2013-05-01 16:40 | 2013-05-03 | REGREEN INC | Retrofit | North Hills | Los Angeles | 91343 | Host Customer is System Owner | [7 empty] | 200.85 | 40.17 |  | Glycol | Advanced Controller with a Vacation or Holiday Mode | Solar Storage and Auxiliary Tanks are separate |  | 0.94 | 1 | 504 | Z09 | 12 | Units | Apartments/Condos | 2010115A | 5 | 1 | 200 | 1 | 100 | 1 | 199000 | TRUE | 120 | 120 |  |  |  |  | City of Los Angeles | FALSE | 35.27 |  | 2013-05-01 |  | 2013-05-01 | 2013-05-03 | 2014-02-28 | 2014-04-02 | 3838 | 24514 | Up-front Payment
SCG-002055 | Low Income Multifamily Residential | Domestic Hot Water | Gas | Southern California Gas Company | Incentive:Paid | 8203 | 19.23 |  | 1 | 449 |  | 427 |  | 2013-05-01 16:38 | 2013-05-03 | REGREEN INC | Retrofit | North Hills | Los Angeles | 91343 | Host Customer is System Owner | [7 empty] | 120.51 | 40.17 |  | Glycol | Advanced Controller with a Vacation or Holiday Mode | Solar Storage and Auxiliary Tanks are separate |  | 0.95 | 1 | 336 | Z09 | 8 | Units | Apartments/Condos | 2010115A | 3 | 1 | 130 | 1 | 100 | 1 | 199000 | TRUE | 120 | 120 |  |  |  |  | City of Los Angeles | FALSE | 54.6 |  | 2013-05-01 |  | 2013-05-01 | 2013-05-03 | 2014-02-28 | 2014-03-09 | 3873 | 24514 | Up-front Payment
SCG-002056 | Low Income Multifamily Residential | Domestic Hot Water | Gas | Southern California Gas Company | Incentive:Paid | 13783 | 19.23 |  | 1 | 724 |  | 717 |  | 2013-05-01 16:36 | 2013-05-03 | REGREEN INC | Retrofit | North Hills | Los Angeles | 91343 | Host Customer is System Owner | [7 empty] | 200.85 | 40.17 |  | Glycol | Advanced Controller with a Vacation or Holiday Mode | Solar Storage and Auxiliary Tanks are separate |  | 0.99 | 1 | 504 | Z09 | 12 | Units | Apartments/Condos | 2010115A | 5 | 1 | 210 | 1 | 100 | 1 | 199000 | TRUE | 120 | 120 |  |  |  |  | City of Los Angeles | FALSE | 33.86 |  | 2013-05-01 |  | 2013-05-01 | 2013-05-03 | 2014-02-28 | 2014-03-09 | 3735 | 24514 | Up-front Payment
SCG-002057 | Low Income Multifamily Residential | Domestic Hot Water | Gas | Southern California Gas Company | Incentive:Paid | 13783 | 19.23 |  | 1 | 724 |  | 717 |  | 2013-05-01 16:34 | 2013-05-03 | REGREEN INC | Retrofit | North Hills | Los Angeles | 91343 | Host Customer is System Owner | [7 empty] | 200.85 | 40.17 |  | Glycol | Advanced Controller with a Vacation or Holiday Mode | Solar Storage and Auxiliary Tanks are separate |  | 0.99 | 1 | 504 | Z09 | 12 | Units | Apartments/Condos | 2010115A | 5 | 1 | 210 | 1 | 100 | 1 | 199000 | TRUE | 120 | 120 |  |  |  |  | City of Los Angeles | FALSE | 33.86 |  | 2013-05-01 |  | 2013-05-01 | 2013-05-03 | 2014-02-28 | 2014-03-12 | 3866 | 24514 | Up-front Payment
SCG-002058 | Low Income Multifamily Residential | Domestic Hot Water | Gas | Southern California Gas Company | Incentive:Paid | 11100 | 19.23 |  | 1 | 589 |  | 577 |  | 2013-05-01 16:32 | 2013-05-03 | REGREEN INC | Retrofit | North Hills | Los Angeles | 91343 | Host Customer is System Owner | [7 empty] | 160.68 | 40.17 |  | Glycol | Advanced Controller with a Vacation or Holiday Mode | Solar Storage and Auxiliary Tanks are separate |  | 0.98 | 1 | 420 | Z09 | 12 | Units | Apartments/Condos | 2010115A | 4 | 1 | 170 | 1 | 100 | 1 | 199000 | TRUE | 120 | 120 |  |  |  |  | City of Los Angeles | FALSE | 41.62 |  | 2013-05-01 |  | 2013-05-01 | 2013-05-03 | 2014-02-28 | 2014-03-12 | 3866 | 24514 | Up-front Payment
SCG-002059 | Low Income Multifamily Residential | Domestic Hot Water | Gas | Southern California Gas Company | Incentive:Paid | 11100 | 19.23 |  | 1 | 589 |  | 577 |  | 2013-05-01 16:30 | 2013-05-03 | REGREEN INC | Retrofit | North Hills | Los Angeles | 91343 | Host Customer is System Owner | [7 empty] | 160.68 | 40.17 |  | Glycol | Advanced Controller with a Vacation or Holiday Mode | Solar Storage and Auxiliary Tanks are separate |  | 0.98 | 1 | 420 | Z09 | 12 | Units | Apartments/Condos | 2010115A | 4 | 1 | 170 | 1 | 100 | 1 | 199000 | TRUE | 120 | 120 |  |  |  |  | City of Los Angeles | FALSE | 41.62 |  | 2013-05-01 |  | 2013-05-01 | 2013-05-03 | 2014-02-28 | 2014-03-09 | 3873 | 24514 | Up-front Payment
SCG-002060 | Low Income Multifamily Residential | Domestic Hot Water | Gas | Southern California Gas Company | Incentive:Paid | 18993 | 19.23 |  | 1 | 1062 |  | 988 |  | 2013-05-01 14:12 | 2013-05-03 | REGREEN INC | Retrofit | Canoga Park | Los Angeles | 91304 | Host Customer is System Owner | [7 empty] | 281.19 | 40.17 |  | Glycol |  | Solar Storage and Auxiliary Tanks are separate |  | 0.93 | 1 | 756 | Z08 | 18 | Units | Apartments/Condos | 2010115A | 7 | 1 | 290 | 1 | 200 | 2 | 400000 | TRUE | 120 | 120 |  |  |  |  | City of Los Angeles | FALSE | 34.76 |  | 2013-05-01 |  | 2013-05-01 | 2013-05-03 | 2014-10-23 | 2014-10-26 | 3614 | 36915 | Up-front Payment
SCG-002061 | Low Income Multifamily Residential | Domestic Hot Water | Gas | Southern California Gas Company | Incentive:Paid | 8173 | 19.23 |  | 1 | 457 |  | 425 |  | 2013-05-01 14:10 | 2013-05-03 | REGREEN INC | Retrofit | Canoga Park | Los Angeles | 91304 | Host Customer is System Owner | [7 empty] | 120.51 | 40.17 |  | Glycol |  | Solar Storage and Auxiliary Tanks are separate |  | 0.93 | 1 | 336 | Z08 | 8 | Units | Apartments/Condos | 2010115A | 3 | 1 | 130 | 1 | 100 | 1 | 199000 | TRUE | 120 | 120 |  |  |  |  | City of Los Angeles | FALSE | 80.78 |  | 2013-05-01 |  | 2013-05-01 | 2013-05-03 | 2014-10-23 | 2014-10-26 | 3614 | 36915 | Up-front Payment
SCG-002062 | Low Income Multifamily Residential | Domestic Hot Water | Gas | Southern California Gas Company | Incentive:Paid | 5955 | 19.23 |  | 1 | 316 |  | 310 |  | 2013-05-01 14:08 | 2013-05-03 | REGREEN INC | Retrofit | Canoga Park | Los Angeles | 91304 | Host Customer is System Owner | [7 empty] | 80.34 | 40.17 |  | Glycol |  | Solar Storage and Auxiliary Tanks are separate |  | 0.98 | 1 | 240 | Z10 | 6 | Units | Apartments/Condos | 2010115A | 2 | 1 | 90 | 1 | 100 | 1 | 199000 | TRUE | 120 | 120 |  |  |  |  | City of Los Angeles | FALSE | 116.82 |  | 2013-05-01 |  | 2013-05-01 | 2013-05-03 | 2014-10-23 | 2014-10-26 | 3614 | 36915 | Up-front Payment
SCG-002063 | Low Income Multifamily Residential | Domestic Hot Water | Gas | Southern California Gas Company | Incentive:Paid | 28702 | 19.23 |  | 1 | 1523 |  | 1493 |  | 2013-05-01 14:05 | 2013-05-07 | REGREEN INC | Retrofit | Canoga Park | Los Angeles | 91304 | Host Customer is System Owner | [7 empty] | 401.7 | 40.17 |  | Glycol |  | Solar Storage and Auxiliary Tanks are separate |  | 0.98 | 1 | 1040 | Z10 | 26 | Units | Apartments/Condos | 2010115A | 10 | 1 | 410 | 1 | 300 | 3 | 744000 | TRUE | 120 | 120 |  |  |  |  | City of Los Angeles | FALSE | 24.24 |  | 2013-05-01 |  | 2013-05-01 | 2013-05-07 | 2014-10-23 | 2014-10-26 | 3614 | 36915 | Up-front Payment
SCG-002064 | Low Income Multifamily Residential | Domestic Hot Water | Gas | Southern California Gas Company | Incentive:Paid | 27835 | 19.23 |  | 1 | 1477 |  | 1447 |  | 2013-05-01 10:29 | 2013-05-03 | REGREEN INC | Retrofit | Canoga Park | Los Angeles | 91304 | Host Customer is System Owner | [7 empty] | 401.7 | 40.17 |  | Glycol |  | Solar Storage and Auxiliary Tanks are separate |  | 0.98 | 1 | 960 | Z10 | 24 | Units | Apartments/Condos | 2010115A | 10 | 1 | 410 | 1 | 300 | 3 | 744000 | TRUE | 120 | 120 |  |  |  |  | City of Los Angeles | FALSE | 24.99 |  | 2013-05-01 |  | 2013-05-01 | 2013-05-03 | 2014-10-23 | 2014-10-26 | 3614 | 36916 | Up-front Payment
SCG-002065 | Low Income Multifamily Residential | Domestic Hot Water | Gas | Southern California Gas Company | Incentive:Paid | 14174 | 19.23 |  | 1 | 819 |  | 737 |  | 2013-05-01 16:26 | 2013-05-03 | REGREEN INC | Retrofit | Reseda | Los Angeles | 91335 | Host Customer is System Owner | [7 empty] | 241.02 | 40.17 |  | Glycol | Advanced Controller with a Vacation or Holiday Mode | Solar Storage and Auxiliary Tanks are separate |  | 0.9 | 1 | 640 | Z09 | 16 | Units | Apartments/Condos | 2010115A | 6 | 1 | 240 | 2 | 100 | 1 | 199000 | TRUE | 120 | 120 |  |  |  |  | City of Los Angeles | FALSE | 33.93 |  | 2013-05-01 |  | 2013-05-01 | 2013-05-03 | 2015-03-11 | 2015-06-09 | 3355 | 27791 | Up-front Payment
SCG-002066 | Low Income Multifamily Residential | Domestic Hot Water | Gas | Southern California Gas Company | Incentive:Paid | 12028 | 19.23 |  | 1 | 695 |  | 626 |  | 2013-05-01 16:23 | 2013-05-03 | REGREEN INC | Retrofit | Reseda | Los Angeles | 91335 | Host Customer is System Owner | [7 empty] | 200.85 | 40.17 |  | Glycol | Advanced Controller with a Vacation or Holiday Mode | Solar Storage and Auxiliary Tanks are separate |  | 0.9 | 1 | 480 | Z09 | 16 | Units | Apartments/Condos | 2010115A | 5 | 1 | 240 | 2 | 100 | 1 | 199000 | TRUE | 120 | 120 |  |  |  |  | City of Los Angeles | FALSE | 39.99 |  | 2013-05-01 |  | 2013-05-01 | 2013-05-03 | 2015-03-11 | 2015-06-09 | 3376 | 27791 | Up-front Payment
SCG-002067 | Low Income Multifamily Residential | Domestic Hot Water | Gas | Southern California Gas Company | Incentive:Paid | 12028 | 19.23 |  | 1 | 695 |  | 626 |  | 2013-05-01 16:14 | 2013-05-03 | REGREEN INC | Retrofit | Reseda | Los Angeles | 91335 | Host Customer is System Owner | [7 empty] | 200.85 | 40.17 |  | Glycol | Advanced Controller with a Vacation or Holiday Mode | Solar Storage and Auxiliary Tanks are separate |  | 0.9 | 1 | 480 | Z09 | 16 | Units | Apartments/Condos | 2010115A | 5 | 1 | 240 | 2 | 100 | 1 | 199000 | TRUE | 120 | 120 |  |  |  |  | City of Los Angeles | FALSE | 39.99 |  | 2013-05-01 |  | 2013-05-01 | 2013-05-03 | 2015-03-11 | 2015-06-09 | 3376 | 27791 | Up-front Payment
SCG-002068 | Low Income Multifamily Residential | Domestic Hot Water | Gas | Southern California Gas Company | Incentive:Paid | 12115 | 19.23 |  | 1 | 700 |  | 630 |  | 2013-05-01 16:11 | 2013-05-03 | REGREEN INC | Retrofit | Reseda | Los Angeles | 91335 | Host Customer is System Owner | [7 empty] | 200.85 | 40.17 |  | Glycol | Advanced Controller with a Vacation or Holiday Mode | Solar Storage and Auxiliary Tanks are separate |  | 0.9 | 1 | 480 | Z09 | 16 | Units | Apartments/Condos | 2010115A | 5 | 1 | 240 | 1 | 100 | 1 | 199000 | TRUE | 120 | 120 |  |  |  |  | City of Los Angeles | FALSE | 39.7 |  | 2013-05-01 |  | 2013-05-01 | 2013-05-03 | 2015-03-11 | 2015-06-09 | 3340 | 27791 | Up-front Payment
SCG-002069 | Low Income Multifamily Residential | Domestic Hot Water | Gas | Southern California Gas Company | Incentive:Paid | 7563 | 19.23 |  | 1 | 437 |  | 393 |  | 2013-05-01 16:10 | 2013-05-03 | REGREEN INC | Retrofit | Reseda | Los Angeles | 91335 | Host Customer is System Owner | [7 empty] | 120.51 | 40.17 |  | Glycol | Advanced Controller with a Vacation or Holiday Mode | Solar Storage and Auxiliary Tanks are separate |  | 0.9 | 1 | 320 | Z09 | 8 | Units | Apartments/Condos | 2010115A | 3 | 1 | 160 | 2 | 100 | 1 | 199000 | TRUE | 120 | 120 |  |  |  |  | City of Los Angeles | FALSE | 63.59 |  | 2013-05-01 |  | 2013-05-01 | 2013-05-03 | 2015-03-11 | 2015-06-09 | 3392 | 27791 | Up-front Payment
SCG-002070 | Low Income Multifamily Residential | Domestic Hot Water | Gas | Southern California Gas Company | Incentive:Paid | 7632 | 19.23 |  | 1 | 441 |  | 397 |  | 2013-05-01 16:08 | 2013-05-03 | REGREEN INC | Retrofit | Reseda | Los Angeles | 91335 | Host Customer is System Owner | [7 empty] | 120.51 | 40.17 |  | Glycol | Advanced Controller with a Vacation or Holiday Mode | Solar Storage and Auxiliary Tanks are separate |  | 0.9 | 1 | 320 | Z09 | 16 | Units | Apartments/Condos | 2010115A | 3 | 1 | 160 | 1 | 100 | 1 | 199000 | TRUE | 120 | 120 |  |  |  |  | City of Los Angeles | FALSE | 63.02 |  | 2013-05-01 |  | 2013-05-01 | 2013-05-03 | 2015-03-11 | 2015-06-09 | 3376 | 27791 | Up-front Payment
SCG-002071 | Low Income Multifamily Residential | Domestic Hot Water | Gas | Southern California Gas Company | Incentive:Canceled | 46144 | 19.23 |  | 1 | 2767 |  | 2490 |  | 2013-05-01 13:35 | 2013-05-13 | REGREEN INC | Retrofit | Los Angeles | Los Angeles | 90018 | Host Customer is System Owner | [7 empty] | 803.4 | 40.17 |  | Glycol | Advanced Controller with a Vacation or Holiday Mode | Solar Storage and Auxiliary Tanks are separate |  | 0.9 | 1 | 1920 | Z09 | 48 | Units | Apartments/Condos | 2010115A | 20 | 1 | 810 | 1 | 100 | 1 | 199000 | TRUE | 120 | 120 | [5 empty] | FALSE | 16.68 |  | 2011-06-01: 2013-05-01; 2011-06-23: 2013-05-01; 2011-07-01: 2013-05-13 | 4185 | 46144 | Up-front Payment
SCG-002072 | Low Income Multifamily Residential | Domestic Hot Water | Gas | Southern California Gas Company | Incentive:Canceled | 46144 | 19.23 |  | 1 | 2767 |  | 2490 |  | 2013-05-01 13:32 | 2013-05-13 | REGREEN INC | Retrofit | Los Angeles | Los Angeles | 90018 | Host Customer is System Owner | [7 empty] | 803.4 | 40.17 |  | Glycol | Advanced Controller with a Vacation or Holiday Mode | Solar Storage and Auxiliary Tanks are separate |  | 0.9 | 1 | 1920 | Z09 | 48 | Units | Apartments/Condos | 2010115A | 20 | 1 | 810 | 1 | 100 | 1 | 199000 | TRUE | 120 | 120 | [5 empty] | FALSE | 16.68 |  | 2011-06-01: 2013-05-01; 2011-06-23: 2013-05-01; 2011-07-01: 2013-05-13 | 4185 | 46144 | Up-front Payment
SCG-002073 | Low Income Multifamily Residential | Domestic Hot Water | Gas | Southern California Gas Company | Incentive:Canceled | 17117 | 19.23 |  | 1 | 989 |  | 890 |  | 2013-05-01 13:30 | 2013-05-03 | REGREEN INC | Retrofit | Los Angeles | Los Angeles | 90018 | Host Customer is System Owner | [7 empty] | 281.19 | 40.17 |  | Glycol | Advanced Controller with a Vacation or Holiday Mode | Solar Storage and Auxiliary Tanks are separate |  | 0.9 | 1 | 672 | Z09 | 16 | Units | Apartments/Condos | 2010115A | 7 | 1 | 290 | 1 | 100 | 1 | 199000 | TRUE | 120 | 120 | [5 empty] | FALSE | 46.66 |  | 2011-06-01: 2013-05-01; 2011-06-23: 2013-05-01; 2011-07-01: 2013-05-03 | 4194 | 46144 | Up-front Payment
SCG-002074 | Low Income Multifamily Residential | Domestic Hot Water | Gas | Southern California Gas Company | Incentive:Canceled | 17117 | 19.23 |  | 1 | 989 |  | 890 |  | 2013-05-01 13:28 | 2013-05-03 | REGREEN INC | Retrofit | Los Angeles | Los Angeles | 90018 | Host Customer is System Owner | [7 empty] | 281.19 | 40.17 |  | Glycol | Advanced Controller with a Vacation or Holiday Mode | Solar Storage and Auxiliary Tanks are separate |  | 0.9 | 1 | 672 | Z09 | 16 | Units | Apartments/Condos | 2010115A | 7 | 1 | 290 | 1 | 100 | 1 | 199000 | TRUE | 120 | 120 | [5 empty] | FALSE | 46.66 |  | 2011-06-01: 2013-05-01; 2011-06-23: 2013-05-01; 2011-07-01: 2013-05-03 | 4194 | 46144 | Up-front Payment
SCG-002075 | Low Income Multifamily Residential | Domestic Hot Water | Gas | Southern California Gas Company | Incentive:Canceled | 17117 | 19.23 |  | 1 | 989 |  | 890 |  | 2013-05-01 13:26 | 2013-05-03 | REGREEN INC | Retrofit | Los Angeles | Los Angeles | 90018 | Host Customer is System Owner | [7 empty] | 281.19 | 40.17 |  | Glycol | Advanced Controller with a Vacation or Holiday Mode | Solar Storage and Auxiliary Tanks are separate |  | 0.9 | 1 | 672 | Z09 | 16 | Units | Apartments/Condos | 2010115A | 7 | 1 | 290 | 1 | 100 | 1 | 199000 | TRUE | 120 | 120 | [5 empty] | FALSE | 46.66 |  | 2011-06-01: 2013-05-01; 2011-06-23: 2013-05-01; 2011-07-01: 2013-05-03 | 4194 | 46144 | Up-front Payment
SCG-002076 | Low Income Multifamily Residential | Domestic Hot Water | Gas | Southern California Gas Company | Incentive:Canceled | 17117 | 19.23 |  | 1 | 989 |  | 890 |  | 2013-05-01 13:24 | 2013-05-03 | REGREEN INC | Retrofit | Los Angeles | Los Angeles | 90018 | Host Customer is System Owner | [7 empty] | 281.19 | 40.17 |  | Glycol | Advanced Controller with a Vacation or Holiday Mode | Solar Storage and Auxiliary Tanks are separate |  | 0.9 | 1 | 672 | Z09 | 16 | Units | Apartments/Condos | 2010115A | 7 | 1 | 290 | 1 | 100 | 1 | 199000 | TRUE | 120 | 120 | [5 empty] | FALSE | 46.66 |  | 2011-06-01: 2013-05-01; 2011-06-23: 2013-05-01; 2011-07-01: 2013-05-03 | 4194 | 46144 | Up-front Payment
SCG-002077 | Low Income Multifamily Residential | Domestic Hot Water | Gas | Southern California Gas Company | Incentive:Canceled | 7788 | 19.23 |  | 1 | 450 |  | 405 |  | 2013-05-01 13:22 | 2013-05-03 | REGREEN INC | Retrofit | Los Angeles | Los Angeles | 90018 | Host Customer is System Owner | [7 empty] | 120.51 | 40.17 |  | Glycol | Advanced Controller with a Vacation or Holiday Mode | Solar Storage and Auxiliary Tanks are separate |  | 0.9 | 1 | 336 | Z09 | 8 | Units | Apartments/Condos | 2010115A | 3 | 1 | 130 | 1 | 100 | 1 | 199000 | TRUE | 120 | 120 | [5 empty] | FALSE | 102.54 |  | 2011-06-01: 2013-05-01; 2011-06-23: 2013-05-01; 2011-07-01: 2013-05-03 | 4194 | 46144 | Up-front Payment
SCG-002078 | Low Income Multifamily Residential | Domestic Hot Water | Gas | Southern California Gas Company | Incentive:Canceled | 7788 | 19.23 |  | 1 | 450 |  | 405 |  | 2013-05-01 13:20 | 2013-05-03 | REGREEN INC | Retrofit | Los Angeles | Los Angeles | 90018 | Host Customer is System Owner | [7 empty] | 120.51 | 40.17 |  | Glycol | Advanced Controller with a Vacation or Holiday Mode | Solar Storage and Auxiliary Tanks are separate |  | 0.9 | 1 | 336 | Z09 | 8 | Units | Apartments/Condos | 2010115A | 3 | 1 | 130 | 1 | 100 | 1 | 199000 | TRUE | 120 | 120 | [5 empty] | FALSE | 102.54 |  | 2011-06-01: 2013-05-01; 2011-06-23: 2013-05-01; 2011-07-01: 2013-05-03 | 4194 | 46144 | Up-front Payment
SCG-002079 | Low Income Multifamily Residential | Domestic Hot Water | Gas | Southern California Gas Company | Incentive:Canceled | 7788 | 19.23 |  | 1 | 450 |  | 405 |  | 2013-05-01 13:17 | 2013-05-03 | REGREEN INC | Retrofit | Los Angeles | Los Angeles | 90018 | Host Customer is System Owner | [7 empty] | 120.51 | 40.17 |  | Glycol | Advanced Controller with a Vacation or Holiday Mode | Solar Storage and Auxiliary Tanks are separate |  | 0.9 | 1 | 336 | Z09 | 8 | Units | Apartments/Condos | 2010115A | 3 | 1 | 130 | 1 | 100 | 1 | 199000 | TRUE | 120 | 120 | [5 empty] | FALSE | 102.54 |  | 2011-06-01: 2013-05-01; 2011-06-23: 2013-05-01; 2011-07-01: 2013-05-03 | 4194 | 46144 | Up-front Payment
SCG-002080 | Low Income Multifamily Residential | Domestic Hot Water | Gas | Southern California Gas Company | Incentive:Canceled | 7788 | 19.23 |  | 1 | 450 |  | 405 |  | 2013-05-01 13:13 | 2013-05-03 | REGREEN INC | Retrofit | Los Angeles | Los Angeles | 90018 | Host Customer is System Owner | [7 empty] | 120.51 | 40.17 |  | Glycol | Advanced Controller with a Vacation or Holiday Mode | Solar Storage and Auxiliary Tanks are separate |  | 0.9 | 1 | 336 | Z09 | 8 | Units | Apartments/Condos | 2010115A | 3 | 1 | 130 | 1 | 100 | 1 | 199000 | TRUE | 120 | 120 | [5 empty] | FALSE | 102.54 |  | 2011-06-01: 2013-05-01; 2011-06-23: 2013-05-01; 2011-07-01: 2013-05-03 | 4194 | 46144 | Up-front Payment
SCG-002081 | Low Income Multifamily Residential | Domestic Hot Water | Gas | Southern California Gas Company | Incentive:Paid | 10090 | 19.23 |  | 1 | 583 |  | 525 |  | 2013-05-01 16:05 | 2013-05-03 | REGREEN INC | Retrofit | Reseda | Los Angeles | 91335 | Host Customer is System Owner | [7 empty] | 200.85 | 40.17 |  | Glycol | Advanced Controller with a Vacation or Holiday Mode | Solar Storage and Auxiliary Tanks are separate |  | 0.9 | 1 | 640 | Z09 | 16 | Units | Apartments/Condos | 2010115A | 5 | 1 | 240 | 2 | 100 | 1 | 199000 | TRUE | 120 | 120 |  |  |  |  | City of Los Angeles | FALSE | 47.67 |  | 2013-05-01 |  | 2013-05-01 | 2013-05-03 | 2015-03-11 | 2015-06-09 | 3355 | 27791 | Up-front Payment
SCG-002082 | Low Income Multifamily Residential | Domestic Hot Water | Gas | Southern California Gas Company | Incentive:Paid | 10107 | 19.23 |  | 1 | 583 |  | 525 |  | 2013-05-01 16:03 | 2013-05-03 | REGREEN INC | Retrofit | Reseda | Los Angeles | 91335 | Host Customer is System Owner | [7 empty] | 200.85 | 40.17 |  | Glycol | Advanced Controller with a Vacation or Holiday Mode | Solar Storage and Auxiliary Tanks are separate |  | 0.9 | 1 | 640 | Z09 | 16 | Units | Apartments/Condos | 2010115A | 5 | 1 | 240 | 2 | 100 | 1 | 199000 | TRUE | 120 | 120 |  |  |  |  | City of Los Angeles | FALSE | 47.67 |  | 2013-05-01 |  | 2013-05-01 | 2013-05-03 | 2015-03-11 | 2015-06-09 | 3376 | 27794 | Up-front Payment
SCG-002083 | Low Income Multifamily Residential | Domestic Hot Water | Gas | Southern California Gas Company | Incentive:Paid | 10107 | 19.23 |  | 1 | 584 |  | 526 |  | 2013-05-01 16:01 | 2013-05-07 | REGREEN INC | Retrofit | Reseda | Los Angeles | 91335 | Host Customer is System Owner | [7 empty] | 200.85 | 40.17 |  | Glycol | Advanced Controller with a Vacation or Holiday Mode | Solar Storage and Auxiliary Tanks are separate |  | 0.9 | 1 | 480 | Z09 | 16 | Units | Apartments/Condos | 2010115A | 5 | 1 | 240 | 2 | 100 | 1 | 199000 | TRUE | 120 | 120 |  |  |  |  | City of Los Angeles | FALSE | 47.59 |  | 2013-05-01 |  | 2013-05-01 | 2013-05-07 | 2015-03-11 | 2015-06-09 | 3376 | 27791 | Up-front Payment
SCG-002084 | Low Income Multifamily Residential | Domestic Hot Water | Gas | Southern California Gas Company | Incentive:Paid | 10090 | 19.23 |  | 1 | 583 |  | 525 |  | 2013-05-01 15:57 | 2013-05-07 | REGREEN INC | Retrofit | Reseda | Los Angeles | 91335 | Host Customer is System Owner | [7 empty] | 200.85 | 40.17 |  | Glycol | Advanced Controller with a Vacation or Holiday Mode | Solar Storage and Auxiliary Tanks are separate |  | 0.9 | 1 | 640 | Z09 | 16 | Units | Apartments/Condos | 2010115A | 5 | 1 | 240 | 2 | 100 | 1 | 199000 | TRUE | 120 | 120 |  |  |  |  | City of Los Angeles | FALSE | 47.67 |  | 2013-05-01 |  | 2013-05-01 | 2013-05-07 | 2015-03-11 | 2015-06-09 | 3376 | 27791 | Up-front Payment
SCG-002085 | Low Income Multifamily Residential | Domestic Hot Water | Gas | Southern California Gas Company | Incentive:Paid | 10194 | 19.23 |  | 1 | 589 |  | 530 |  | 2013-05-01 15:55 | 2013-05-03 | REGREEN INC | Retrofit | Reseda | Los Angeles | 91335 | Host Customer is System Owner | [7 empty] | 200.85 | 40.17 |  | Glycol | Advanced Controller with a Vacation or Holiday Mode | Solar Storage and Auxiliary Tanks are separate |  | 0.9 | 1 | 480 | Z09 | 16 | Units | Apartments/Condos | 2010115A | 5 | 1 | 240 | 1 | 100 | 1 | 199000 | TRUE | 120 | 120 |  |  |  |  | City of Los Angeles | FALSE | 47.18 |  | 2013-05-01 |  | 2013-05-01 | 2013-05-03 | 2015-03-11 | 2015-06-09 | 3376 | 27791 | Up-front Payment
SCG-002087 | Low Income Multifamily Residential | Domestic Hot Water | Gas | Southern California Gas Company | Incentive:Paid | 15715 | 19.23 |  | 1 | 908 |  | 817 |  | 2013-05-01 14:25 | 2013-05-02 | REGREEN INC | Retrofit | Reseda | Los Angeles | 91335 | Host Customer is System Owner | [7 empty] | 241.02 | 40.17 |  | Glycol | Advanced Controller with a Vacation or Holiday Mode | Solar Storage and Auxiliary Tanks are separate |  | 0.9 | 1 | 640 | Z09 | 16 | Units | Apartments/Condos | 2010115A | 6 | 1 | 360 | 3 | 100 | 1 | 19000 | TRUE | 120 | 120 |  |  |  |  | City of Los Angeles | FALSE | 25.41 |  | 2013-05-01 |  | 2013-05-01 | 2013-05-02 | 2015-03-11 | 2015-06-09 | 3340 | 23072 | Up-front Payment
SCG-002088 | Low Income Multifamily Residential | Domestic Hot Water | Gas | Southern California Gas Company | Incentive:Paid | 13690 | 19.23 |  | 1 | 791 |  | 712 |  | 2013-05-01 14:23 | 2013-05-03 | REGREEN INC | Retrofit | Reseda | Los Angeles | 91335 | Host Customer is System Owner | [7 empty] | 241.02 | 40.17 |  | Glycol | Advanced Controller with a Vacation or Holiday Mode | Solar Storage with Tankless Auxiliary Water Heater |  | 0.9 | 1 | 640 | Z09 | 16 | Units | Apartments/Condos | 2010115A | 6 | 1 | 240 | 2 | 100 | 1 | 199000 | TRUE | 120 | 120 |  |  |  |  | City of Los Angeles | FALSE | 29.17 |  | 2013-05-01 |  | 2013-05-01 | 2013-05-03 | 2015-03-11 | 2015-06-09 | 3370 | 23072 | Up-front Payment
SCG-002089 | Low Income Multifamily Residential | Domestic Hot Water | Gas | Southern California Gas Company | Incentive:Paid | 7788 | 19.23 |  | 1 | 450 |  | 405 |  | 2013-05-01 11:34 | 2013-05-03 | REGREEN INC | Retrofit | Reseda | Los Angeles | 91335 | Host Customer is System Owner | [7 empty] | 120.51 | 40.17 |  | Glycol | Advanced Controller with a Vacation or Holiday Mode | Solar Storage with Tankless Auxiliary Water Heater |  | 0.9 | 1 | 336 | Z09 | 16 | Units | Apartments/Condos | 2010115A | 3 | 1 | 200 | 1 | 0 | 0 | 500000 | TRUE | 120 | 120 |  |  |  |  | City of Los Angeles | FALSE | 51.27 |  | 2013-05-01 |  | 2013-05-01 | 2013-05-03 | 2015-03-11 | 2015-06-09 | 3392 | 23072 | Up-front Payment
SCG-002090 | Low Income Multifamily Residential | Domestic Hot Water | Gas | Southern California Gas Company | Incentive:Paid | 6490 | 19.23 |  | 1 | 375 |  | 338 |  | 2013-05-01 14:21 | 2013-05-03 | REGREEN INC | Retrofit | Reseda | Los Angeles | 91335 | Host Customer is System Owner | [7 empty] | 120.51 | 40.17 |  | Glycol | Advanced Controller with a Vacation or Holiday Mode | Solar Storage with Tankless Auxiliary Water Heater |  | 0.9 | 1 | 336 | Z09 | 16 | Units | Apartments/Condos | 2010115A | 3 | 1 | 200 | 2 | 0 | 0 | 500000 | TRUE | 120 | 120 |  |  |  |  | City of Los Angeles | FALSE | 61.53 |  | 2013-05-01 |  | 2013-05-01 | 2013-05-03 | 2015-03-11 | 2015-06-09 | 3376 | 23072 | Up-front Payment
SCG-002091 | Low Income Multifamily Residential | Domestic Hot Water | Gas | Southern California Gas Company | Incentive:Paid | 7788 | 19.23 |  | 1 | 450 |  | 405 |  | 2013-05-01 14:19 | 2013-05-03 | REGREEN INC | Retrofit | Reseda | Los Angeles | 91335 | Host Customer is System Owner | [7 empty] | 120.51 | 40.17 |  | Glycol | Advanced Controller with a Vacation or Holiday Mode | Solar Storage with Tankless Auxiliary Water Heater |  | 0.9 | 1 | 336 | Z09 | 16 | Units | Apartments/Condos | 2010115A | 3 | 1 | 240 | 2 | 0 | 0 | 500000 | TRUE | 120 | 120 |  |  |  |  | City of Los Angeles | FALSE | 51.27 |  | 2013-05-01 |  | 2013-05-01 | 2013-05-03 | 2015-03-11 | 2015-06-09 | 3377 | 23072 | Up-front Payment
SCG-002092 | Low Income Multifamily Residential | Domestic Hot Water | Gas | Southern California Gas Company | Incentive:Paid | 6490 | 19.23 |  | 1 | 375 |  | 338 |  | 2013-05-01 11:40 | 2013-05-03 | REGREEN INC | Retrofit | Reseda | Los Angeles | 91335 | Host Customer is System Owner | [7 empty] | 120.51 | 40.17 |  | Glycol | Advanced Controller with a Vacation or Holiday Mode | Solar Storage with Tankless Auxiliary Water Heater |  | 0.9 | 1 | 336 | Z09 | 16 | Units | Apartments/Condos | 2010115A | 3 | 1 | 235 | 1 | 0 | 0 | 500000 | TRUE | 120 | 120 |  |  |  |  | City of Los Angeles | FALSE | 61.53 |  | 2013-05-01 |  | 2013-05-01 | 2013-05-03 | 2015-03-11 | 2015-06-09 | 3376 | 23072 | Up-front Payment
SCG-002093 | Low Income Multifamily Residential | Domestic Hot Water | Gas | Southern California Gas Company | Incentive:Paid | 7788 | 19.23 |  | 1 | 450 |  | 405 |  | 2013-05-01 14:17 | 2013-05-03 | REGREEN INC | Retrofit | Reseda | Los Angeles | 91335 | Host Customer is System Owner | [7 empty] | 120.51 | 40.17 |  | Glycol | Advanced Controller with a Vacation or Holiday Mode | Solar Storage with Tankless Auxiliary Water Heater |  | 0.9 | 1 | 336 | Z09 | 16 | Units | Apartments/Condos | 2010115A | 3 | 1 | 240 | 2 | 0 | 0 | 500000 | TRUE | 120 | 120 |  |  |  |  | City of Los Angeles | FALSE | 51.27 |  | 2013-05-01 |  | 2013-05-01 | 2013-05-03 | 2015-03-11 | 2015-06-09 | 3377 | 23072 | Up-front Payment
SCG-002094 | Low Income Multifamily Residential | Domestic Hot Water | Gas | Southern California Gas Company | Incentive:Paid | 7702 | 19.23 |  | 1 | 445 |  | 400 |  | 2013-05-01 14:15 | 2013-05-03 | REGREEN INC | Retrofit | Reseda | Los Angeles | 91335 | Host Customer is System Owner | [7 empty] | 120.51 | 40.17 |  | Glycol | Advanced Controller with a Vacation or Holiday Mode | Solar Storage with Tankless Auxiliary Water Heater |  | 0.9 | 1 | 336 | Z09 | 16 | Units | Apartments/Condos | 2010115A | 3 | 1 | 200 | 2 | 0 | 0 | 500000 | TRUE | 120 | 120 |  |  |  |  | City of Los Angeles | FALSE | 51.85 |  | 2013-05-01 |  | 2013-05-01 | 2013-05-03 | 2015-03-11 | 2015-06-09 | 3377 | 23072 | Up-front Payment
SCG-002095 | Low Income Multifamily Residential | Domestic Hot Water | Gas | Southern California Gas Company | Incentive:Paid | 13749 | 19.23 |  | 1 | 715 |  | 715 |  | 2013-05-01 08:16 | 2013-05-03 | REGREEN INC | Retrofit | Sun Valley | Los Angeles | 91352 | Host Customer is System Owner | [7 empty] | 200.85 | 40.17 |  | Glycol | Advanced Controller with a Vacation or Holiday Mode | Solar Storage and Auxiliary Tanks are separate |  | 1 | 1 | 504 | Z09 | 12 | Units | Apartments/Condos | 2010115A | 5 | 1 | 238 | 2 | 99 | 1 | 199000 | TRUE | 120 | 120 |  |  |  |  | City of Los Angeles | FALSE | 26.51 |  | 2013-05-01 |  | 2013-05-01 | 2013-05-03 | 2014-02-28 | 2014-04-08 | 3846 | 18952 | Up-front Payment
SCG-002096 | Low Income Multifamily Residential | Domestic Hot Water | Gas | Southern California Gas Company | Incentive:Paid | 13974 | 19.23 |  | 1 | 734 |  | 727 |  | 2013-05-01 08:13 | 2013-05-03 | REGREEN INC | Retrofit | Sun Valley | Los Angeles | 91352 | Host Customer is System Owner | [7 empty] | 200.85 | 40.17 |  | Glycol | Advanced Controller with a Vacation or Holiday Mode | Solar Storage and Auxiliary Tanks are separate |  | 0.99 | 1 | 504 | Z09 | 12 | Units | Apartments/Condos | 2010115A | 5 | 1 | 238 | 2 | 100 | 1 | 199000 | TRUE | 120 | 120 |  |  |  |  | City of Los Angeles | FALSE | 25.82 |  | 2013-05-01 |  | 2013-05-01 | 2013-05-03 | 2014-02-28 | 2014-04-08 | 3820 | 18952 | Up-front Payment
SCG-002097 | Low Income Multifamily Residential | Domestic Hot Water | Gas | Southern California Gas Company | Incentive:Paid | 8072 | 19.23 |  | 1 | 477 |  | 420 |  | 2013-04-30 16:56 | 2013-05-03 | REGREEN INC | Retrofit | Sun Valley | Los Angeles | 91352 | Host Customer is System Owner | [7 empty] | 120.51 | 40.17 |  | Glycol | Advanced Controller with a Vacation or Holiday Mode | Solar Storage and Auxiliary Tanks are separate |  | 0.88 | 1 | 336 | Z09 | 8 | Units | Apartments/Condos | 2010115A | 3 | 1 | 200 | 1 | 100 | 1 | 199000 | TRUE | 120 | 120 |  |  |  |  | City of Los Angeles | FALSE | 39.73 |  | 2013-04-30 |  | 2013-04-30 | 2013-05-03 | 2014-02-28 | 2014-03-12 | 3866 | 18952 | Up-front Payment
SCG-002098 | Low Income Multifamily Residential | Domestic Hot Water | Gas | Southern California Gas Company | Incentive:Paid | 8346 | 19.23 |  | 1 | 434 |  | 434 |  | 2013-04-30 16:52 | 2013-05-03 | REGREEN INC | Retrofit | Sun Valley | Los Angeles | 91352 | Host Customer is System Owner | [7 empty] | 120.51 | 40.17 |  | Glycol | Advanced Controller with a Vacation or Holiday Mode | Solar Storage and Auxiliary Tanks are separate |  | 1 | 1 | 336 | Z09 | 8 | Units | Apartments/Condos | 2010115A | 3 | 1 | 119 | 1 | 100 | 1 | 199000 | TRUE | 120 | 120 |  |  |  |  | City of Los Angeles | FALSE | 43.67 |  | 2013-04-30 |  | 2013-04-30 | 2013-05-03 | 2014-02-28 | 2014-04-08 | 3834 | 18952 | Up-front Payment
SCG-002099 | Low Income Multifamily Residential | Domestic Hot Water | Gas | Southern California Gas Company | Incentive:Paid | 8072 | 19.23 |  | 1 | 477 |  | 420 |  | 2013-04-30 16:48 | 2013-05-03 | REGREEN INC | Retrofit | Sun Valley | Los Angeles | 91352 | Host Customer is System Owner | [7 empty] | 120.51 | 40.17 |  | Glycol | Advanced Controller with a Vacation or Holiday Mode | Solar Storage and Auxiliary Tanks are separate |  | 0.88 | 1 | 336 | Z09 | 8 | Units | Apartments/Condos | 2010115A | 3 | 1 | 200 | 1 | 100 | 1 | 199000 | TRUE | 120 | 120 |  |  |  |  | City of Los Angeles | FALSE | 39.73 |  | 2013-04-30 |  | 2013-04-30 | 2013-05-03 | 2014-02-28 | 2014-03-12 | 3866 | 18952 | Up-front Payment
SCG-002100 | Low Income Multifamily Residential | Domestic Hot Water | Gas | Southern California Gas Company | Incentive:Paid | 8072 | 19.23 |  | 1 | 477 |  | 420 |  | 2013-04-30 16:44 | 2013-05-03 | REGREEN INC | Retrofit | Sun Valley | Los Angeles | 91352 | Host Customer is System Owner | [7 empty] | 120.51 | 40.17 |  | Glycol | Advanced Controller with a Vacation or Holiday Mode | Solar Storage and Auxiliary Tanks are separate |  | 0.88 | 1 | 336 | Z09 | 8 | Units | Apartments/Condos | 2010115A | 3 | 1 | 200 | 1 | 100 | 1 | 199000 | TRUE | 120 | 120 |  |  |  |  | City of Los Angeles | FALSE | 39.73 |  | 2013-04-30 |  | 2013-04-30 | 2013-05-03 | 2014-02-28 | 2014-03-12 | 3866 | 18952 | Up-front Payment
SCG-002101 | Low Income Multifamily Residential | Domestic Hot Water | Gas | Southern California Gas Company | Incentive:Paid | 7344 | 19.23 |  | 1 | 434 |  | 382 |  | 2013-04-30 16:39 | 2013-05-03 | REGREEN INC | Retrofit | Sun Valley | Los Angeles | 91352 | Host Customer is System Owner | [7 empty] | 120.51 | 40.17 |  | Glycol | Advanced Controller with a Vacation or Holiday Mode | Solar Storage and Auxiliary Tanks are separate |  | 0.88 | 1 | 336 | Z09 | 8 | Units | Apartments/Condos | 2010115A | 3 | 1 | 119 | 1 | 100 | 1 | 199000 | TRUE | 120 | 120 |  |  |  |  | City of Los Angeles | FALSE | 43.67 |  | 2013-04-30 |  | 2013-04-30 | 2013-05-03 | 2014-02-28 | 2014-04-09 | 3834 | 18952 | Up-front Payment
SCG-002102 | Low Income Multifamily Residential | Domestic Hot Water | Gas | Southern California Gas Company | Incentive:Paid | 8072 | 19.23 |  | 1 | 477 |  | 420 |  | 2013-04-30 16:22 | 2013-05-03 | REGREEN INC | Retrofit | Sun Valley | Los Angeles | 91352 | Host Customer is System Owner | [7 empty] | 120.51 | 40.17 |  | Glycol | Advanced Controller with a Vacation or Holiday Mode | Solar Storage and Auxiliary Tanks are separate |  | 0.88 | 1 | 336 | Z09 | 8 | Units | Apartments/Condos | 2010115A | 3 | 1 | 200 | 1 | 100 | 1 | 199000 | TRUE | 120 | 120 |  |  |  |  | City of Los Angeles | FALSE | 39.73 |  | 2013-04-30 |  | 2013-04-30 | 2013-05-03 | 2014-02-28 | 2014-03-12 | 3866 | 18952 | Up-front Payment
SCG-002103 | Low Income Multifamily Residential | Domestic Hot Water | Gas | Southern California Gas Company | Incentive:Paid | 8072 | 19.23 |  | 1 | 477 |  | 420 |  | 2013-04-30 16:15 | 2013-05-03 | REGREEN INC | Retrofit | Sun Valley | Los Angeles | 91352 | Host Customer is System Owner | [7 empty] | 120.51 | 40.17 |  | Glycol | Advanced Controller with a Vacation or Holiday Mode | Solar Storage and Auxiliary Tanks are separate |  | 0.88 | 1 | 336 | Z09 | 8 | Units | Apartments/Condos | 2010115A | 3 | 1 | 200 | 1 | 100 | 1 | 199000 | TRUE | 120 | 120 |  |  |  |  | City of Los Angeles | FALSE | 39.73 |  | 2013-04-30 |  | 2013-04-30 | 2013-05-03 | 2014-02-28 | 2014-03-12 | 3866 | 18952 | Up-front Payment
SCG-002104 | Low Income Multifamily Residential | Domestic Hot Water | Gas | Southern California Gas Company | Incentive:Paid | 8072 | 19.23 |  | 1 | 477 |  | 420 |  | 2013-04-30 16:09 | 2013-05-03 | REGREEN INC | Retrofit | Sun Valley | Los Angeles | 91352 | Host Customer is System Owner | [7 empty] | 120.51 | 40.17 |  | Glycol | Advanced Controller with a Vacation or Holiday Mode | Solar Storage and Auxiliary Tanks are separate |  | 0.88 | 1 | 336 | Z09 | 8 | Units | Apartments/Condos | 2010115A | 3 | 1 | 200 | 1 | 100 | 1 | 199000 | TRUE | 120 | 120 |  |  |  |  | City of Los Angeles | FALSE | 39.73 |  | 2013-04-30 |  | 2013-04-30 | 2013-05-03 | 2014-02-28 | 2014-03-12 | 3866 | 18952 | Up-front Payment
SCG-002105 | Low Income Multifamily Residential | Domestic Hot Water | Gas | Southern California Gas Company | Incentive:Paid | 8072 | 19.23 |  | 1 | 477 |  | 420 |  | 2013-04-30 16:04 | 2013-05-03 | REGREEN INC | Retrofit | Sun Valley | Los Angeles | 91352 | Host Customer is System Owner | [7 empty] | 120.51 | 40.17 |  | Glycol | Advanced Controller with a Vacation or Holiday Mode | Solar Storage and Auxiliary Tanks are separate |  | 0.88 | 1 | 336 | Z09 | 8 | Units | Apartments/Condos | 2010115A | 3 | 1 | 200 | 1 | 100 | 1 | 199000 | TRUE | 120 | 120 |  |  |  |  | City of Los Angeles | FALSE | 39.73 |  | 2013-04-30 |  | 2013-04-30 | 2013-05-03 | 2014-02-28 | 2014-03-12 | 3866 | 18952 | Up-front Payment
SCG-002106 | Low Income Multifamily Residential | Domestic Hot Water | Gas | Southern California Gas Company | Incentive:Paid | 8072 | 19.23 |  | 1 | 477 |  | 420 |  | 2013-04-30 15:58 | 2013-05-03 | REGREEN INC | Retrofit | Sun Valley | Los Angeles | 91352 | Host Customer is System Owner | [7 empty] | 120.51 | 40.17 |  | Glycol | Advanced Controller with a Vacation or Holiday Mode | Solar Storage and Auxiliary Tanks are separate |  | 0.88 | 1 | 336 | Z09 | 8 | Units | Apartments/Condos | 2010115A | 3 | 1 | 200 | 1 | 100 | 1 | 199000 | TRUE | 120 | 120 |  |  |  |  | City of Los Angeles | FALSE | 39.73 |  | 2013-04-30 |  | 2013-04-30 | 2013-05-03 | 2014-02-28 | 2014-03-12 | 3866 | 18952 | Up-front Payment
SCG-002107 | Low Income Multifamily Residential | Domestic Hot Water | Gas | Southern California Gas Company | Incentive:Paid | 8072 | 19.23 |  | 1 | 477 |  | 420 |  | 2013-04-30 15:53 | 2013-05-03 | REGREEN INC | Retrofit | Sun Valley | Los Angeles | 91352 | Host Customer is System Owner | [7 empty] | 120.51 | 40.17 |  | Glycol | Advanced Controller with a Vacation or Holiday Mode | Solar Storage and Auxiliary Tanks are separate |  | 0.88 | 1 | 336 | Z09 | 8 | Units | Apartments/Condos | 2010115A | 3 | 1 | 200 | 1 | 100 | 1 | 199000 | TRUE | 120 | 120 |  |  |  |  | City of Los Angeles | FALSE | 39.73 |  | 2013-04-30 |  | 2013-04-30 | 2013-05-03 | 2014-02-28 | 2014-03-12 | 3866 | 18952 | Up-front Payment
SCG-002108 | Low Income Multifamily Residential | Domestic Hot Water | Gas | Southern California Gas Company | Incentive:Paid | 8072 | 19.23 |  | 1 | 477 |  | 420 |  | 2013-04-30 15:43 | 2013-05-03 | REGREEN INC | Retrofit | Sun Valley | Los Angeles | 91352 | Host Customer is System Owner | [7 empty] | 120.51 | 40.17 |  | Glycol | Advanced Controller with a Vacation or Holiday Mode | Solar Storage and Auxiliary Tanks are separate |  | 0.88 | 1 | 336 | Z09 | 8 | Units | Apartments/Condos | 2010115A | 3 | 1 | 200 | 1 | 100 | 1 | 199000 | TRUE | 120 | 120 |  |  |  |  | City of Los Angeles | FALSE | 39.73 |  | 2013-04-30 |  | 2013-04-30 | 2013-05-03 | 2014-02-28 | 2014-03-12 | 3866 | 18952 | Up-front Payment
SCG-002109 | Low Income Multifamily Residential | Domestic Hot Water | Gas | Southern California Gas Company | Incentive:Paid | 23037 | 19.23 |  | 1 | 1235 |  | 1198 |  | 2013-11-22 08:07 | 2014-02-12 | EMPOWER CONSTRUCTION CORP | New Construction | West Hollywood | Los Angeles | 90046 | Host Customer is System Owner | [7 empty] | 490.8 | 40.9 |  | Glycol | Advanced Controller with a Vacation or Holiday Mode | Solar Storage and Auxiliary Tanks are separate |  | 0.97 | 1 | 1280 | Z09 | 32 | Units | Apartments/Condos | 2007032A | 12 | 1 | 600 | 1 | 650 | 1 | 600000 | TRUE | 120 | 115 |  |  |  | SunReports - SR1000GVFS20-400 | City of West Hollywood | FALSE | 85 |  | 2013-04-23 |  | 2013-11-22 | 2014-02-12 | 2014-02-21 | 2014-05-06 | 3812 | 104981 | Up-front Payment
PGE-002111 | Commercial/Multifamily Residential | Domestic Hot Water | Gas | Pacific Gas and Electric | Incentive:Paid | 28915 | 14.53 |  | 1 | 1990 |  | 1990 |  | 2013-05-03 09:45 | 2013-06-04 | COGENRA DEVELOPMENT INC | Retrofit | SUNNYVALE | Santa Clara | 94089 | Host Customer is System Owner | [7 empty] | 1158.72 | 36.21 |  | Glycol |  | Solar Storage and Auxiliary Tanks are separate |  | 1 | 1 | 3296 | Z03 |  |  | Other | 2011127A | 32 | 2 | 1218 | 2 | 250 | 1 | 600000 | TRUE | 140 | 150 |  | Cogenra - iBOS 1.0 |  | Cogenra - iBOS 1.0 | City of Sunnyvale | FALSE | 66.27 |  | 2013-04-23 | 2013-05-10 | 2013-05-03 | 2013-06-04 | 2013-06-27 | 2013-07-18 | 4104 | 131880 | Up-front Payment
SCG-002114 | Low Income Multifamily Residential | Domestic Hot Water | Gas | Southern California Gas Company | Incentive:Canceled | 1327 | 19.23 |  | 1 | 69 |  | 69 |  | 2013-07-11 10:15 | 2013-07-19 | CALIFORNIA SOLAR THERMAL INC | Retrofit | Rialto | San Bernardino | 92376 | Host Customer is System Owner | 2 |  | 2012012B | Solpal, Inc. | SOLPAL (formerly Solcrafte) | SOLPAL L-G | Direct Integral Collector Storage (DI) | 26.1 |  | Solpal L |  |  | Solar Storage and Auxiliary Tanks are separate | 53 | 1 | 1 | 35 | Z10 | [11 empty] | FALSE | [6 empty] | Rialto | FALSE | 69.97 |  | 2013-04-25 | 2013-09-24 | 2013-07-11 | 2013-07-19 | 2013-07-11 | 2013-07-19 | 4050 | 4828 | Up-front Payment
PGE-002115 | Single Family Residential | Domestic Hot Water | Gas | Pacific Gas and Electric | Incentive:Paid | 2268 | 18.59 |  | 1 | 122 |  | 122 |  | 2013-06-05 14:27 | 2013-06-18 | ACR SOLAR INTERNATIONAL CORP | Retrofit | Vallejo | Solano | 94591 | Host Customer is System Owner | 4 |  | 2001019B | ACR Solar International | Skyline System 5 | 200153C80EX2TG | Indirect Forced Circulation (IF) | 60.2 |  | 20-01 | Glycol | Advanced Controller with a Vacation or Holiday Mode | Solar Storage and Auxiliary Tanks are separate | 80 | 1 | 1 | 55 | Z12 | [18 empty] | City of Vallejo | FALSE | 59.02 |  | 2013-04-26 | 2013-06-07 |  |  | 2013-06-05 | 2013-06-18 | 4146 | 7200 | Up-front Payment
PGE-002116 | Single Family Residential | Domestic Hot Water | Electric | Pacific Gas and Electric | Incentive:Canceled | 1514 |  | 0.54 | 1 |  | 2952 |  | 2804 | 2013-06-05 09:53 |  | ACR SOLAR INTERNATIONAL CORP | Retrofit | RESCUE | El Dorado | 95672 | Host Customer is System Owner | 4 |  | 2000007B | ACR Solar International | Skyline System 5 | 200153C80EX | Indirect Forced Circulation (IF) | 60.2 |  | 20-01 | Glycol | Advanced Controller with a Vacation or Holiday Mode | Solar and Auxiliary Storage are the same Tank | 80 | 1 | 0.95 | 55 | Z12 | [18 empty] | County of El Dorado | FALSE |  | 2.54 | 2011-06-01: 2013-04-26; 2011-06-21: 2016-05-17; 2011-08-03: 2013-06-05 | 3085 | 7500 | Up-front Payment
SCG-002117 | Commercial/Multifamily Residential | Domestic Hot Water | Gas | Southern California Gas Company | Incentive:Paid | 11755 | 14.53 |  | 1 | 809 |  | 809 |  | 2013-08-20 12:39 | 2013-08-23 | ENVIRONMENTAL SOLAR DESIGN INC | Retrofit | La Puente | Los Angeles | 91744 | Host Customer is System Owner | [7 empty] | 320 | 40 |  | Glycol |  | Solar Storage and Auxiliary Tanks are separate |  | 1 | 1 | 500 | Z09 | 12 | Units | Apartments/Condos | 2007032A | 8 | 1 | 360 | 3 | 100 | 1 | 11602161 | TRUE | 130 | 120 |  |  |  |  | La Puente | FALSE | 48.03 |  | 2013-04-29 |  | 2013-08-20 | 2013-08-23 | 2013-10-28 | 2013-10-28 | 4002 | 38860 | Up-front Payment
SCG-002118 | Single Family Residential | Domestic Hot Water | Gas | Southern California Gas Company | Incentive:Paid | 1617 | 18.59 |  | 1 | 87 |  | 87 |  | 2013-08-05 10:23 | 2013-08-09 | ZERO ENERGY CONTRACTING INC | Retrofit | Carson | Los Angeles | 90746 | Host Customer is System Owner | 3 |  | 2012041A | Agua Del Sol | RADCO DRAINBACK HEAT EXCHANGER | R-DBHX-8-50GD-40P | Indirect Self Pumped (IS) | 39.91 |  | 410P-HP |  |  | Solar Storage with Tankless Auxiliary Water Heater | 52 | 1 | 1 | 45 | Z08 | [18 empty] | County of Los Angeles | FALSE | 114.71 |  | 2011-06-01: 2013-04-30; 2011-08-03: 2013-08-05; 2011-09-20: 2013-08-09 | 4091 | 9980 | Up-front Payment
SCG-002119 | Single Family Residential | Domestic Hot Water | Gas | Southern California Gas Company | Incentive:Paid | 2719 | 18.59 |  | 1 | 154 |  | 146 |  | 2013-08-27 15:27 | 2013-09-03 | RIBBENS CONSTRUCTION INC | New Construction | Pacoima | Los Angeles | 91331 | Lease |  | 3 | SM-EF-4PV-2T-TL | EchoFirst |  | SM-EF-4PV-2T-TL | Indirect Thermosyphon (IT) | 35.52 |  | SM-EL-90 | Glycol | HartStat, or equivalent | Solar Storage with Tankless Auxiliary Water Heater | 80.04 | 1 | 0.95 | 45 | Z09 | [18 empty] | LA City | FALSE | 60.32 |  | 2011-06-01: 2013-04-30; 2011-08-03: 2013-08-27; 2011-09-20: 2013-09-03 | 4068 | 9289 | Up-front Payment
SCG-002120 | Single Family Residential | Domestic Hot Water | Gas | Southern California Gas Company | Incentive:Paid | 2719 | 18.59 |  | 1 | 154 |  | 146 |  | 2013-08-27 15:33 | 2013-09-03 | RIBBENS CONSTRUCTION INC | New Construction | Pacoima | Los Angeles | 91331 | Lease |  | 3 | SM-EF-4PV-2T-TL | EchoFirst |  | SM-EF-4PV-2T-TL | Indirect Thermosyphon (IT) | 35.52 |  | SM-EL-90 | Glycol | HartStat, or equivalent | Solar Storage with Tankless Auxiliary Water Heater | 80.04 | 1 | 0.95 | 45 | Z09 | [18 empty] | LA City | FALSE | 60.32 |  | 2011-06-01: 2013-04-30; 2011-08-03: 2013-08-27; 2011-09-20: 2013-09-03 | 4068 | 9289 | Up-front Payment
SCG-002121 | Single Family Residential | Domestic Hot Water | Gas | Southern California Gas Company | Incentive:Paid | 2719 | 18.59 |  | 1 | 154 |  | 146 |  | 2013-08-27 15:50 | 2013-09-03 | RIBBENS CONSTRUCTION INC | New Construction | Pacoima | Los Angeles | 91331 | Lease |  | 3 | SM-EF-4PV-2T-TL | EchoFirst |  | SM-EF-4PV-2T-TL | Indirect Thermosyphon (IT) | 35.52 |  | SM-EL-90 | Glycol | HartStat, or equivalent | Solar Storage with Tankless Auxiliary Water Heater | 80.04 | 1 | 0.95 | 45 | Z09 | [18 empty] | LA City | FALSE | 60.32 |  | 2011-06-01: 2013-04-30; 2011-08-03: 2013-08-27; 2011-09-20: 2013-09-03 | 4068 | 9289 | Up-front Payment
SCG-002122 | Single Family Residential | Domestic Hot Water | Gas | Southern California Gas Company | Incentive:Paid | 2719 | 18.59 |  | 1 | 154 |  | 146 |  | 2013-08-29 14:51 | 2013-09-18 | RIBBENS CONSTRUCTION INC | New Construction | Pacoima | Los Angeles | 91331 | Lease |  | 3 | SM-EF-4PV-2T-TL | EchoFirst |  | SM-EF-4PV-2T-TL | Indirect Thermosyphon (IT) | 35.52 |  | SM-EL-90 | Glycol | HartStat, or equivalent | Solar Storage with Tankless Auxiliary Water Heater | 80.04 | 1 | 0.95 | 45 | Z09 | [18 empty] | LA City | FALSE | 60.32 |  | 2011-06-01: 2013-04-30; 2011-08-03: 2013-08-29; 2011-09-20: 2013-09-18 | 4044 | 9289 | Up-front Payment
SCG-002123 | Single Family Residential | Domestic Hot Water | Gas | Southern California Gas Company | Incentive:Paid | 2577 | 18.59 |  | 1 | 154 |  | 139 |  | 2013-08-29 14:51 | 2013-09-06 | RIBBENS CONSTRUCTION INC | New Construction | Pacoima | Los Angeles | 91331 | Lease |  | 3 | SM-EF-4PV-2T-TL | EchoFirst |  | SM-EF-4PV-2T-TL | Indirect Thermosyphon (IT) | 35.52 |  | SM-EL-90 | Glycol | HartStat, or equivalent | Solar Storage with Tankless Auxiliary Water Heater | 80.04 | 1 | 0.9 | 45 | Z09 | [18 empty] | LA City | FALSE | 60.32 |  | 2011-06-01: 2013-04-30; 2011-08-03: 2013-08-29; 2011-09-20: 2013-09-06 | 4062 | 9289 | Up-front Payment
SCG-002124 | Single Family Residential | Domestic Hot Water | Gas | Southern California Gas Company | Incentive:Paid | 2577 | 18.59 |  | 1 | 154 |  | 139 |  | 2013-08-29 14:51 | 2013-09-06 | RIBBENS CONSTRUCTION INC | New Construction | Pacoima | Los Angeles | 91331 | Lease |  | 3 | SM-EF-4PV-2T-TL | EchoFirst |  | SM-EF-4PV-2T-TL | Indirect Thermosyphon (IT) | 35.52 |  | SM-EL-90 | Glycol | HartStat, or equivalent | Solar Storage with Tankless Auxiliary Water Heater | 80.04 | 1 | 0.9 | 45 | Z09 | [18 empty] | LA City | FALSE | 60.32 |  | 2011-06-01: 2013-04-30; 2011-08-03: 2013-08-29; 2011-09-20: 2013-09-06 | 4062 | 9289 | Up-front Payment
SCG-002125 | Single Family Residential | Domestic Hot Water | Gas | Southern California Gas Company | Incentive:Paid | 2577 | 18.59 |  | 1 | 154 |  | 139 |  | 2013-08-29 14:58 | 2013-09-06 | RIBBENS CONSTRUCTION INC | New Construction | Pacoima | Los Angeles | 91331 | Lease |  | 3 | SM-EF-4PV-2T-TL | EchoFirst |  | SM-EF-4PV-2T-TL | Indirect Thermosyphon (IT) | 35.52 |  | SM-EL-90 | Glycol | HartStat, or equivalent | Solar Storage with Tankless Auxiliary Water Heater | 80.04 | 1 | 0.9 | 45 | Z09 | [18 empty] | LA City | FALSE | 60.32 |  | 2011-06-01: 2013-04-30; 2011-08-03: 2013-08-29; 2011-09-20: 2013-09-06 | 4062 | 9289 | Up-front Payment
SCG-002126 | Single Family Residential | Domestic Hot Water | Gas | Southern California Gas Company | Incentive:Paid | 2577 | 18.59 |  | 1 | 154 |  | 139 |  | 2013-08-29 14:58 | 2013-09-06 | RIBBENS CONSTRUCTION INC | New Construction | Pacoima | Los Angeles | 91331 | Lease |  | 3 | SM-EF-4PV-2T-TL | EchoFirst |  | SM-EF-4PV-2T-TL | Indirect Thermosyphon (IT) | 35.52 |  | SM-EL-90 | Glycol | HartStat, or equivalent | Solar Storage with Tankless Auxiliary Water Heater | 80.04 | 1 | 0.9 | 45 | Z09 | [18 empty] | LA City | FALSE | 60.32 |  | 2011-06-01: 2013-04-30; 2011-08-03: 2013-08-29; 2011-09-20: 2013-09-06 | 4062 | 9289 | Up-front Payment
SCG-002127 | Single Family Residential | Domestic Hot Water | Gas | Southern California Gas Company | Incentive:Paid | 2577 | 18.59 |  | 1 | 154 |  | 139 |  | 2013-08-29 14:58 | 2013-09-06 | RIBBENS CONSTRUCTION INC | New Construction | Pacoima | Los Angeles | 91331 | Lease |  | 3 | SM-EF-4PV-2T-TL | EchoFirst |  | SM-EF-4PV-2T-TL | Indirect Thermosyphon (IT) | 35.52 |  | SM-EL-90 | Glycol | HartStat, or equivalent | Solar Storage with Tankless Auxiliary Water Heater | 80.04 | 1 | 0.9 | 45 | Z09 | [18 empty] | LA City | FALSE | 60.32 |  | 2011-06-01: 2013-04-30; 2011-08-03: 2013-08-29; 2011-09-20: 2013-09-06 | 4062 | 9289 | Up-front Payment
SCG-002128 | Commercial/Multifamily Residential | Domestic Hot Water | Gas | Southern California Gas Company | Incentive:Paid | 19209 | 14.53 |  | 1 | 1322 |  | 1322 |  | 2013-05-02 15:22 | 2013-05-09 | ALL VALLEY SOLAR INC | Retrofit | Los Angeles | Los Angeles | 90025 | Host Customer is System Owner | [7 empty] | 408.6 | 40.86 |  | Drainback |  | Solar Storage and Auxiliary Tanks are separate |  | 1 | 1 | 756 | Z06 | 18 | Units | Apartments/Condos | 2006024E | 10 | 2 | 600 | 1 | 100 | 1 | 199000 | TRUE | 120 | 140 |  |  |  |  | LADBS | FALSE | 30.11 |  | 2013-05-01 |  | 2013-05-02 | 2013-05-09 | 2013-06-10 | 2013-06-17 | 4134 | 39803 | Up-front Payment
SCG-002129 | Single Family Residential | Domestic Hot Water | Gas | Southern California Gas Company | Incentive:Paid | 2454 | 18.59 |  | 1 | 132 |  | 132 |  | 2013-05-10 11:03 | 2013-05-30 | ACCESS SOLAR INC | Retrofit | Yucaipa | Riverside | 92399 | Host Customer is System Owner | 3 |  | 2001001A | SunEarth, Inc. | SolaRay | TE40P-80-2G | Indirect Forced Circulation (IF) | 40.9 |  | EP-40 | Glycol | Advanced Controller with a Vacation or Holiday Mode | Solar Storage and Auxiliary Tanks are separate | 80 | 1 | 1 | 45 | Z10 | [18 empty] | yucaipa | FALSE | 42.89 |  | 2011-06-01: 2013-05-01; 2011-08-03: 2013-05-10; 2011-09-20: 2013-05-30 | 4162 | 5662 | Up-front Payment
SCG-002130 | Low Income Multifamily Residential | Domestic Hot Water | Gas | Southern California Gas Company | Incentive:Paid | 45028 | 19.23 |  | 1 | 2491 |  | 2342 |  | 2013-05-02 07:52 | 2013-05-14 | REGREEN INC | Retrofit | Reseda | Los Angeles | 91335 | Host Customer is System Owner | [7 empty] | 723.06 | 40.17 |  | Glycol |  | Solar Storage and Auxiliary Tanks are separate |  | 0.94 | 1 | 1680 | Z09 | 42 | Units | Apartments/Condos | 2010115A | 18 | 1 | 730 | 1 | 200 | 2 | 469000 | TRUE | 120 | 120 |  |  |  | Heliodyne - Delta-T Pro Lite WiFi | City of Los Angeles | FALSE | 37.05 |  | 2013-05-02 |  | 2013-05-02 | 2013-05-14 | 2014-09-17 | 2014-10-09 | 3656 | 92288 | Up-front Payment
SCG-002131 | Commercial/Multifamily Residential | Domestic Hot Water | Gas | Southern California Gas Company | Incentive:Paid | 22013 | 14.53 |  | 1 | 1515 |  | 1515 |  | 2013-05-02 15:34 | 2013-05-09 | ALL VALLEY SOLAR INC | Retrofit | Los Angeles | Los Angeles | 90034 | Host Customer is System Owner | [7 empty] | 449.9 | 40.9 |  | Drainback |  | Solar Storage and Auxiliary Tanks are separate |  | 1 | 1 | 960 | Z09 | 24 | Units | Apartments/Condos | 2007032F | 11 | 1 | 575 | 2 | 115 | 1 | 399000 | TRUE | 120 | 140 |  |  |  |  | LADBS | FALSE | 25.14 |  | 2013-05-02 |  | 2013-05-02 | 2013-05-09 | 2013-08-14 | 2013-08-16 | 4068 | 38092 | Up-front Payment
SCG-002132 | Commercial/Multifamily Residential | Domestic Hot Water | Gas | Southern California Gas Company | Incentive:Paid | 32663 | 14.53 |  | 1 | 2248 |  | 2248 |  | 2013-05-06 12:39 | 2013-05-16 | ALL VALLEY SOLAR INC | Retrofit | Los Angeles | Los Angeles | 90034 | Host Customer is System Owner | [7 empty] | 654.4 | 40.9 |  | Drainback |  | Solar Storage and Auxiliary Tanks are separate |  | 1 | 1 | 1520 | Z09 | 38 | Units | Apartments/Condos | 2007032A | 16 | 1 | 824 | 1 | 115 | 1 | 627000 | TRUE | 120 | 140 |  |  |  | SunEarth - SETR A503 TTR U + VFS 5-100 | LADBS | FALSE | 26.45 |  | 2013-05-02 |  | 2013-05-06 | 2013-05-16 | 2013-08-14 | 2013-08-16 | 4071 | 59457 | Up-front Payment
SCG-002133 | Commercial/Multifamily Residential | Domestic Hot Water | Gas | Southern California Gas Company | Incentive:Paid | 27069 | 14.53 |  | 1 | 1863 |  | 1863 |  | 2013-05-06 13:39 | 2013-05-16 | ALL VALLEY SOLAR INC | Retrofit | Los Angeles | Los Angeles | 90034 | Host Customer is System Owner | [7 empty] | 572.6 | 40.9 |  | Drainback |  | Solar Storage and Auxiliary Tanks are separate |  | 1 | 1 | 1080 | Z09 | 27 | Units | Apartments/Condos | 2007032A | 14 | 1 | 698 | 3 | 115 | 1 | 399000 | TRUE | 130 | 140 |  |  |  | SunEarth - SETR A503 TTR U + VFS 5-100 | LADBS | FALSE | 25.56 |  | 2013-05-03 |  | 2013-05-06 | 2013-05-16 | 2013-08-14 | 2013-09-13 | 4055 | 47624 | Up-front Payment
PGE-002134 | Single Family Residential | Domestic Hot Water | Electric | Pacific Gas and Electric | Incentive:Canceled | 1346 |  | 0.54 | 1 |  | 2933 |  | 2493 | 2013-05-10 13:42 |  | FORSBERG CONSTRUCTION INC | Retrofit | RESCUE | El Dorado | 95672 | Host Customer is System Owner | 3 |  | 2010084I | Rheem Water Heaters | SolPak | RS80-48BP-2E, RUS80-48BP-2E, RMS80-48BP-2E | Indirect Forced Circulation (IF) | 49.3 |  | RS24-BP | Glycol | Advanced Controller with a Thermal Cycling Function | Solar and Auxiliary Storage are the same Tank | 80 | 1 | 0.85 | 45 | Z12 | [18 empty] | El Dorado County | FALSE |  | 1.4 | 2011-06-01: 2013-05-03; 2011-06-21: 2016-05-17; 2011-08-03: 2013-05-10 | 3085 | 4101 | Up-front Payment
SCG-002135 | Commercial/Multifamily Residential | Domestic Hot Water | Gas | Southern California Gas Company | Incentive:Paid | 16884 | 14.53 |  | 1 | 1162 |  | 1162 |  | 2013-05-09 14:40 | 2013-05-14 | ALL VALLEY SOLAR INC | Retrofit | N Hollywood | Los Angeles | 91606 | Host Customer is System Owner | [7 empty] | 327.2 | 40.9 |  | Drainback |  | Solar Storage and Auxiliary Tanks are separate |  | 1 | 1 | 672 | Z09 | 16 | Units | Apartments/Condos | 2007032A | 8 | 1 | 500 | 1 | 115 | 1 | 399000 | TRUE | 120 | 140 |  |  |  |  | LADBS | FALSE | 29.14 |  | 2013-05-06 | 2013-07-24 | 2013-05-09 | 2013-05-14 | 2013-07-10 | 2013-07-16 | 4071 | 33866 | Up-front Payment
SCE-002136 | Single Family Residential | Domestic Hot Water | Propane | Southern California Edison | Incentive:Paid | 1834 | 0.54 |  | 1 | 4161 |  | 4078 |  | 2013-06-25 13:49 | 2013-06-26 | SOLAR NOW | Retrofit | 29 PALMS | San Bernardino | 92277 | Host Customer is System Owner | 4 |  | 2001001A | SunEarth, Inc. | SolaRay | TE40P-80-2G | Indirect Forced Circulation (IF) | 40.9 |  | EP-40 | Glycol | Advanced Controller with a Vacation or Holiday Mode | Solar Storage and Auxiliary Tanks are separate | 80 | 0.98 | 1 | 55 | Z15 | [18 empty] | CITY OF TWENTYNINE PALMS | FALSE | 1.56 |  | 2011-06-01: 2013-05-07; 2011-08-03: 2013-06-25; 2011-09-20: 2013-06-26 | 4134 | 6500 | Up-front Payment
SCG-002137 | Single Family Residential | Domestic Hot Water | Gas | Southern California Gas Company | Incentive:Paid | 1606 | 18.59 |  | 1 | 90 |  | 86 |  | 2013-05-08 10:57 | 2013-05-15 | ZERO ENERGY CONTRACTING INC | Retrofit | Whittier | Los Angeles | 90603 | Host Customer is System Owner | 3 |  | 2012041A | Agua Del Sol | RADCO DRAINBACK HEAT EXCHANGER | R-DBHX-8-50GD-40P | Indirect Self Pumped (IS) | 39.91 |  | 410P-HP |  |  | Solar Storage and Auxiliary Tanks are separate | 52 | 0.96 | 1 | 45 | Z09 | [18 empty] | City of Whittier | FALSE | 110.89 |  | 2011-06-01: 2013-05-08; 2011-08-03: 2013-05-08; 2011-09-20: 2013-05-15 | 4175 | 9980 | Up-front Payment
SCG-002138 | Single Family Residential | Domestic Hot Water | Gas | Southern California Gas Company | Incentive:Paid | 1462 | 18.59 |  | 1 | 90 |  | 79 |  | 2013-07-31 09:01 | 2013-09-12 | ZERO ENERGY CONTRACTING INC | Retrofit | Whittier | Los Angeles | 90602 | Host Customer is System Owner | 3 |  | 2012041A | Agua Del Sol | RADCO DRAINBACK HEAT EXCHANGER | R-DBHX-8-50GD-40P | Indirect Self Pumped (IS) | 39.91 |  | 410P-HP |  |  | Solar and Auxiliary Storage are the same Tank | 52 | 0.92 | 0.95 | 45 | Z09 | [18 empty] | City of Whittier | FALSE | 110.89 |  | 2011-06-01: 2013-05-08; 2011-08-03: 2013-07-31; 2011-09-20: 2013-09-12 | 4061 | 9980 | Up-front Payment
SCG-002139 | Single Family Residential | Domestic Hot Water | Gas | Southern California Gas Company | Incentive:Paid | 1623 | 18.59 |  | 1 | 90 |  | 87 |  | 2013-07-03 10:32 | 2013-07-16 | ZERO ENERGY CONTRACTING INC | Retrofit | West Covina | Los Angeles | 91790 | Host Customer is System Owner | 4 |  | 2012041A | Agua Del Sol | RADCO DRAINBACK HEAT EXCHANGER | R-DBHX-8-50GD-40P | Indirect Self Pumped (IS) | 39.91 |  | 410P-HP |  |  | Solar and Auxiliary Storage are the same Tank | 52 | 0.97 | 1 | 55 | Z09 | [18 empty] | City of West Covina | FALSE | 110.89 |  | 2011-06-01: 2013-05-08; 2011-08-03: 2013-07-03; 2011-09-20: 2013-07-16 | 4114 | 9980 | Up-front Payment
SCG-002140 | Commercial/Multifamily Residential | Domestic Hot Water | Gas | Southern California Gas Company | Incentive:Paid | 40931 | 14.53 |  | 1 | 2817 |  | 2817 |  | 2013-05-09 14:16 | 2013-05-16 | ALL VALLEY SOLAR INC | Retrofit | N Hollywood | Los Angeles | 91606 | Host Customer is System Owner | [7 empty] | 818 | 40.9 |  | Drainback |  | Solar Storage and Auxiliary Tanks are separate |  | 1 | 1 | 1480 | Z09 | 37 | Units | Apartments/Condos | 2007032F | 20 | 2 | 1120 | 4 | 230 | 2 | 650000 | TRUE | 120 | 140 |  |  |  | SunEarth - SETR A503 TTR U + VFS 5-100 | LADBS | FALSE | 24.58 |  | 2013-05-09 |  | 2013-05-09 | 2013-05-16 | 2013-10-02 | 2013-10-16 | 4019 | 69244 | Up-front Payment
SCG-002141 | Commercial/Multifamily Residential | Domestic Hot Water | Gas | Southern California Gas Company | Incentive:Paid | 36310 | 14.53 |  | 1 | 2499 |  | 2499 |  | 2013-05-09 13:02 | 2013-05-16 | ALL VALLEY SOLAR INC | Retrofit | Los Angeles | Los Angeles | 90064 | Host Customer is System Owner | [7 empty] | 654.4 | 40.9 |  | Drainback |  | Solar Storage and Auxiliary Tanks are separate |  | 1 | 1 | 1976 | Z09 | 52 | Units | Apartments/Condos | 2007032A | 16 | 2 | 870 | 1 | 115 | 1 | 750000 | TRUE | 130 | 140 |  |  |  | SunEarth - SETR A503 TTR U + VFS 5-100 | LADBS | FALSE | 25.23 |  | 2013-05-09 |  | 2013-05-09 | 2013-05-16 | 2013-06-19 | 2013-06-20 | 4134 | 63040 | Up-front Payment
SCG-002142 | Single Family Residential | Domestic Hot Water | Gas | Southern California Gas Company | Incentive:Paid | 1560 | 18.59 |  | 1 | 105 |  | 84 |  | 2013-09-18 15:28 | 2013-10-17 | AMERI TECH CONSTRUCTION INC | Retrofit | Granada Hills | Los Angeles | 91344 | Lease | 5 |  | CL-EF-4PV-2T-G | EchoFirst |  | CL-EF-4PV-2T-G | Indirect Thermosyphon (IT) | 35.52 |  | CL-EL-90 | Glycol | Other | Solar Storage and Auxiliary Tanks are separate | 80.04 | 0.94 | 0.85 | 65 | Z09 | [18 empty] | Granada Hills, Los Angeles, CA | FALSE | 88.57 |  | 2011-06-01: 2013-05-09; 2011-08-03: 2013-09-18; 2011-09-20: 2013-10-17 | 4019 | 9300 | Up-front Payment
PGE-002143 | Single Family Residential | Domestic Hot Water | Electric | Pacific Gas and Electric | Incentive:Canceled | 624 |  | 0.54 | 1 |  | 1520 |  | 1155 | 2013-12-18 16:03 |  | B M I INC | Retrofit | West Sacramento | Sacramento | 95691 | Host Customer is System Owner | 2 |  | 2012011B | Solpal, Inc. | SOLPAL (formerly Solcrafte) | SOLPAL L-E | Direct Integral Collector Storage (DI) | 26.1 |  | Solpal L |  |  | Solar and Auxiliary Storage are the same Tank | 53 | 0.8 | 0.95 | 35 | Z12 | [18 empty] | Sacramento County | FALSE |  | 4.19 | 2011-06-01: 2013-05-10; 2011-06-21: 2016-05-17; 2011-08-03: 2013-12-18 | 3085 | 6376 | Up-front Payment
SCG-002144 | Single Family Residential | Domestic Hot Water | Gas | Southern California Gas Company | Incentive:Paid | 1854 | 18.59 |  | 1 | 105 |  | 100 |  | 2013-12-02 14:57 | 2014-01-06 | AMERI TECH CONSTRUCTION INC | Retrofit | Chatsworth | Los Angeles | 91311 | Lease | 5 |  | CL-EF-4PV-2T-G | EchoFirst |  | CL-EF-4PV-2T-G | Indirect Thermosyphon (IT) | 35.52 |  | CL-EL-90 | Glycol | HartStat, or equivalent | Solar Storage and Auxiliary Tanks are separate | 80.04 | 1 | 0.95 | 65 | Z09 | [18 empty] | Chatsworth, LA, CA | FALSE | 88.57 |  | 2011-06-01: 2013-05-10; 2011-08-03: 2013-12-02; 2011-09-20: 2014-01-06 | 3936 | 9300 | Up-front Payment
SCG-002145 | Single Family Residential | Domestic Hot Water | Gas | Southern California Gas Company | Incentive:Paid | 1835 | 18.59 |  | 1 | 105 |  | 99 |  | 2013-08-21 16:16 | 2013-09-06 | AMERI TECH CONSTRUCTION INC | Retrofit | North Hollywood | Los Angeles | 91601 | Lease | 4 |  | CL-EF-4PV-2T-G | EchoFirst |  | CL-EF-4PV-2T-G | Indirect Thermosyphon (IT) | 35.52 |  | CL-EL-90 | Glycol | Pressure Stagnation Protection (PSP) | Solar Storage and Auxiliary Tanks are separate | 80.04 | 0.94 | 1 | 55 | Z09 | [18 empty] | North Hollywood,LA,CA | FALSE | 88.57 |  | 2011-06-01: 2013-05-14; 2011-08-03: 2013-08-21; 2011-09-20: 2013-09-06 | 4061 | 9300 | Up-front Payment
PGE-002146 | Single Family Residential | Domestic Hot Water | Propane | Pacific Gas and Electric | Incentive:Canceled | 1834 | 0.54 |  | 1 | 3662 |  | 3662 |  | 2013-06-03 16:57 |  | GREG CROSS INC | Retrofit | SOQUEL | Santa Cruz | 95073 | Host Customer is System Owner | 5 |  | 2011070B | Solar Heat Exchange Manufacturing, LLC | Simple Drainback System w/Gas Backup | 80SDB-XG-VHP30-2 | Indirect Forced Circulation (IF) | 74.1 |  | ThermoPower-VHP20 | Automatic Drainback |  | Solar and Auxiliary Storage are the same Tank | 80 | 1 | 1 | 65 | Z03 | [18 empty] | Santa Cruz County | FALSE | 4.68 |  | 2011-06-01: 2013-05-14; 2011-06-21: 2016-05-17; 2011-08-03: 2013-06-03 | 3085 | 17139.64 | Up-front Payment
PGE-002147 | Low Income Multifamily Residential | Domestic Hot Water | Gas | Pacific Gas and Electric | Incentive:Paid | 68305 | 19.23 |  | 1 | 3552 |  | 3552 |  | 2013-05-20 09:13 | 2013-06-13 | LUMINALT ENERGY CORPORATION | New Construction | SAN FRANCISCO | San Francisco | 94105 | Host Customer is System Owner | [7 empty] | 1205.1 | 40.17 |  | Glycol | Pressure Stagnation Protection (PSP) | Solar Storage and Auxiliary Tanks are separate |  | 1 | 1 | 2600 | Z03 | 120 | Units | Apartments/Condos | 2010115A | 30 | 1 | 1950 | 1 | 200 | 1 | 1000000 | TRUE | 140 | 120 |  | Heliodyne - Delta-T Pro Ethernet |  | Heliodyne - Delta-T Pro Ethernet | San Francisco Department of Building Inspections | FALSE | 35.04 |  | 2013-05-15 | 2013-05-29 | 2013-05-20 | 2013-06-13 | 2014-01-28 | 2014-01-29 | 3919 | 124450 | Up-front Payment
SCG-002149 | Low Income Multifamily Residential | Domestic Hot Water | Gas | Southern California Gas Company | Reservation:Canceled | 29962 | 24.89 |  | 1 | 1241 |  | 1204 |  |  |  |  | New Construction | West Hollywood | Los Angeles | 90046 | Host Customer is System Owner | [7 empty] | 490.8 | 40.9 |  | Glycol | Advanced Controller with a Vacation or Holiday Mode | Solar Storage and Auxiliary Tanks are separate |  | 0.97 | 1 | 1280 | Z09 | 32 | Units | Apartments/Condos | 2007032A | 12 | 1 | 600 | 1 | 650 | 1 | 510000 | TRUE | 125 | 120 | [5 empty] | FALSE | 84.59 | [7 empty] | 0 | 104981 | Up-front Payment
PGE-002151 | Commercial/Multifamily Residential | Domestic Hot Water | Gas | Pacific Gas and Electric | Incentive:Paid | 31399 | 14.53 |  | 1 | 2161 |  | 2161 |  | 2013-05-23 19:37 | 2013-05-30 | SUNWATER SOLAR INC | Retrofit | Mountain View | Santa Clara | 94043 | Host Customer is System Owner | [7 empty] | 562.38 | 40.17 |  | Drainback |  | Solar Storage and Auxiliary Tanks are separate |  | 1 | 1 | 1920 | Z03 | 48 | Units | Apartments/Condos | 2010115A | 14 | 1 | 792 | 3 | 200 | 2 | 199000 | TRUE | 130 | 130 |  | SunReports - SR1000GVFS10-200 | SunReports, Inc | SunReports - SR1000GVFS10-200 | City of Mountain View | FALSE | 34.98 |  | 2013-05-20 |  | 2013-05-23 | 2013-05-30 | 2013-05-31 | 2013-06-04 | 4156 | 75600.23 | Up-front Payment
PGE-002153 | Low Income Multifamily Residential | Domestic Hot Water | Gas | Pacific Gas and Electric | Incentive:Paid | 24941 | 19.23 |  | 1 | 1297 |  | 1297 |  | 2013-06-20 10:55 | 2013-06-25 | SUN LIGHT & POWER | Retrofit | Fremont | Alameda | 94539 | Host Customer is System Owner | [7 empty] | 401.7 | 40.17 |  | Glycol | Advanced Controller with a Vacation or Holiday Mode | Solar Storage and Auxiliary Tanks are separate |  | 1 | 1 | 1120 | Z03 | 28 | Units | Apartments/Condos | 2010115A | 10 | 2 | 600 | 3 | 75 | 1 | 399000 | TRUE | 120 | 120 |  |  |  |  | City of Fremont | FALSE | 53.9 |  | 2013-05-30 |  | 2013-06-20 | 2013-06-25 | 2013-10-18 | 2013-10-22 | 3887 | 69902.04 | Up-front Payment
SDG-002154 | Low Income Multifamily Residential | Domestic Hot Water | Gas | San Diego Gas and Electric | Incentive:Paid | 6510 | 19.23 |  | 1 | 372 |  | 339 |  | 2013-05-22 13:16 | 2013-05-23 | EKIM BUILDERS INC | Retrofit | San Diego | San Diego | 92111 | Host Customer is System Owner | [7 empty] | 166.02 | 27.67 |  | Glycol | Steam Back | Solar Storage and Auxiliary Tanks are separate |  | 0.91 | 1 | 240 | Z07 | 6 | Units | Apartments/Condos | 2009046A | 6 | 6 | 264 | 2 | 50 | 1 | 100000 | FALSE | 140 | 140 |  |  |  |  | San Diego | FALSE | 57.03 |  | 2013-05-21 |  | 2013-05-22 | 2013-05-23 | 2013-05-23 | 2013-05-24 | 4155 | 21216.33 | Up-front Payment
SDG-002155 | Low Income Multifamily Residential | Domestic Hot Water | Gas | San Diego Gas and Electric | Incentive:Paid | 7154 | 19.23 |  | 1 | 372 |  | 372 |  | 2013-05-22 13:26 | 2013-05-23 | EKIM BUILDERS INC | Retrofit | San Diego | San Diego | 92111 | Host Customer is System Owner | [7 empty] | 166.02 | 27.67 |  | Glycol | Steam Back | Solar Storage and Auxiliary Tanks are separate |  | 1 | 1 | 240 | Z07 | 6 | Units | Apartments/Condos | 2009046A | 6 | 6 | 264 | 2 | 50 | 1 | 100000 | FALSE | 140 | 140 |  |  |  |  | San Diego | FALSE | 57.03 |  | 2013-05-21 | 2013-05-24 | 2013-05-22 | 2013-05-23 | 2013-05-23 | 2013-05-24 | 4155 | 21216.33 | Up-front Payment
PGE-002156 | Low Income Multifamily Residential | Domestic Hot Water | Gas | Pacific Gas and Electric | Incentive:Paid | 31926 | 19.23 |  | 1 | 1677 |  | 1660 |  | 2013-06-20 10:54 | 2013-07-16 | SUN LIGHT & POWER | Retrofit | Fremont | Alameda | 94539 | Host Customer is System Owner | [7 empty] | 482.04 | 40.17 |  | Glycol | Advanced Controller with a Vacation or Holiday Mode | Solar Storage and Auxiliary Tanks are separate |  | 0.99 | 1 | 1200 | Z03 | 30 | Units | Apartments/Condos | 2010115A | 12 | 2 | 800 | 1 | 100 | 1 | 399000 | TRUE | 120 | 120 |  | Heliodyne - Delta-T Pro Ethernet |  | Heliodyne - Delta-T Pro Ethernet | City of Fremont | FALSE | 45.96 |  | 2013-05-30 | 2013-06-25 | 2013-06-20 | 2013-07-16 | 2013-10-18 | 2013-10-22 | 3887 | 77067.7 | Up-front Payment
PGE-002157 | Low Income Multifamily Residential | Domestic Hot Water | Gas | Pacific Gas and Electric | Incentive:Paid | 32691 | 19.23 |  | 1 | 1700 |  | 1700 |  | 2013-06-20 10:54 | 2013-07-16 | SUN LIGHT & POWER | Retrofit | FREMONT | Alameda | 94539 | Host Customer is System Owner | [7 empty] | 482.04 | 40.17 |  | Glycol | Advanced Controller with a Vacation or Holiday Mode | Solar Storage and Auxiliary Tanks are separate |  | 1 | 1 | 1120 | Z03 | 28 | Units | Apartments/Condos | 2010115A | 12 | 2 | 800 | 1 | 75 | 1 | 399000 | TRUE | 120 | 120 |  | Heliodyne - Delta-T Pro Ethernet |  | Heliodyne - Delta-T Pro Ethernet | City of Fremont | FALSE | 49.42 |  | 2013-06-14 | 2013-06-25 | 2013-06-20 | 2013-07-16 | 2013-10-18 | 2013-10-22 | 3887 | 84007.29 | Up-front Payment
PGE-002158 | Low Income Multifamily Residential | Domestic Hot Water | Gas | Pacific Gas and Electric | Incentive:Paid | 14360 | 19.23 |  | 1 | 762 |  | 747 |  | 2013-06-20 10:53 | 2013-06-25 | SUN LIGHT & POWER | Retrofit | Fremont | Alameda | 94539 | Host Customer is System Owner | [7 empty] | 241.02 | 40.17 |  | Glycol | Advanced Controller with a Vacation or Holiday Mode | Solar Storage and Auxiliary Tanks are separate |  | 0.98 | 1 | 588 | Z03 | 14 | Units | Apartments/Condos | 2010115A | 6 | 2 | 360 | 1 | 100 | 1 | 270000 | TRUE | 120 | 120 |  |  |  |  | City of Fremont | FALSE | 61.35 |  | 2013-06-14 |  | 2013-06-20 | 2013-06-25 | 2013-10-18 | 2013-10-21 | 3887 | 46748.67 | Up-front Payment
PGE-002160 | Low Income Multifamily Residential | Domestic Hot Water | Gas | Pacific Gas and Electric | Incentive:Paid | 110188 | 19.23 |  | 1 | 5730 |  | 5730 |  | 2013-07-19 12:29 | 2013-08-15 | SUNWATER SOLAR INC | Retrofit | SAN FRANCISCO | San Francisco | 94103 | Power Purchase Agreements | [7 empty] | 1785.3 | 27.05 |  | Glycol | Advanced Controller with a Vacation or Holiday Mode | Solar Storage and Auxiliary Tanks are separate |  | 1 | 1 | 4588 | Z03 | 124 | Units | Apartments/Condos | 2011023A | 66 | 1 | 2500 | 1 | 360 | 2 | 400000 | TRUE | 130 | 130 |  | SunReports - SR1000GVFS5-100 | SunReports, Inc | SunReports - SR1000GVFS5-100 | San Francisco | FALSE | 36.5 |  | 2013-06-21 | 2013-07-23 | 2013-07-19 | 2013-08-15 | 2013-09-19 | 2013-09-27 | 4029 | 209133 | Up-front Payment
SDG-002161 | Low Income Multifamily Residential | Domestic Hot Water | Gas | San Diego Gas and Electric | Incentive:Paid | 8577 | 19.23 |  | 1 | 446 |  | 446 |  | 2013-05-22 14:51 | 2013-05-23 | EKIM BUILDERS INC | Retrofit | San Diego | San Diego | 92111 | Host Customer is System Owner | [7 empty] | 166.02 | 27.67 |  | Glycol | Steam Back | Solar Storage and Auxiliary Tanks are separate |  | 1 | 1 | 240 | Z07 | 6 | Units | Apartments/Condos | 2009046A | 6 | 6 | 264 | 2 | 50 | 1 | 100000 | FALSE | 140 | 140 |  |  |  |  | San Diego | FALSE | 47.57 |  | 2013-05-22 | 2013-05-24 | 2013-05-22 | 2013-05-23 | 2013-05-23 | 2013-05-24 | 4155 | 21217.33 | Up-front Payment
PGE-002162 | Low Income Multifamily Residential | Domestic Hot Water | Gas | Pacific Gas and Electric | Incentive:Paid | 36575 | 19.23 |  | 1 | 1902 |  | 1902 |  | 2013-09-06 10:28 | 2013-09-18 | SUN LIGHT & POWER | Retrofit | OAKLAND | Alameda | 94612 | Host Customer is System Owner | [7 empty] | 642.72 | 40.17 |  | Glycol | Advanced Controller with a Vacation or Holiday Mode | Solar Storage and Auxiliary Tanks are separate |  | 1 | 1 | 1095 | Z03 | 73 | Units | Hotels/Motels | 2010115A | 16 | 2 | 1000 | 5 | 119 | 1 | 329000 | TRUE | 150 | 140 |  | Heliodyne - Delta-T Pro Ethernet |  | Heliodyne - Delta-T Pro Ethernet | City of Oakland | FALSE | 76.45 |  | 2013-09-04 | 2013-09-09 | 2013-09-06 | 2013-09-18 | 2014-02-18 | 2014-02-25 | 3887 | 145408 | Up-front Payment
SCG-002163 | Low Income Multifamily Residential | Domestic Hot Water | Gas | Southern California Gas Company | Reservation:Canceled | 27100 | 24.89 |  | 1 | 1111 |  | 1089 |  |  |  |  | New Construction | Huntington | Orange | 90255 | Host Customer is System Owner | [7 empty] | 321.36 | 40.17 |  | Glycol | Advanced Controller with a Vacation or Holiday Mode | Solar Storage and Auxiliary Tanks are separate |  | 0.98 | 1 | 960 | Z08 | 24 | Units | Apartments/Condos | 2010115A | 8 | 2 | 480 | 1 | 100 | 1 | 300000 | TRUE | 120 | 120 | [5 empty] | FALSE | 69.67 |  | 2011-06-01: 2013-07-09 | 4127 | 77404.44 | Up-front Payment
PGE-002164 | Low Income Multifamily Residential | Domestic Hot Water | Gas | Pacific Gas and Electric | Reservation:Canceled | 99740 | 24.89 |  | 1 | 4089 |  | 4007 |  |  |  |  | New Construction | West Sacramento | Sacramento | 95691 | Host Customer is System Owner | [7 empty] | 1205.1 | 40.17 |  | Glycol | Advanced Controller with a Vacation or Holiday Mode | Solar Storage and Auxiliary Tanks are separate |  | 0.98 | 1 | 2660 | Z12 | 70 | Units | Apartments/Condos | 2010115A | 30 | 2 | 1950 | 1 | 430 | 1 | 800000 | TRUE | 120 | 120 | [5 empty] | FALSE | 39.98 | [7 empty] | 0 | 163495.8 | Up-front Payment
SCG-002165 | Commercial/Multifamily Residential | Domestic Hot Water | Gas | Southern California Gas Company | Incentive:Paid | 33535 | 14.53 |  | 1 | 2308 |  | 2308 |  | 2013-06-10 15:34 | 2013-07-10 | ALL VALLEY SOLAR INC | Retrofit | Studio City | Los Angeles | 91604 | Host Customer is System Owner | [7 empty] | 614.25 | 40.95 |  | Drainback |  | Solar Storage and Auxiliary Tanks are separate |  | 1 | 1 | 1440 | Z09 | 36 | Units | Apartments/Condos | 10001803 | 15 | 3 | 1000 | 1 | 115 | 1 | 399000 | TRUE | 125 | 140 |  |  |  | SunEarth - SETR A503 TTR U + VFS 5-100 | ladbs | FALSE | 28.63 |  | 2013-05-23 |  | 2013-06-10 | 2013-07-10 | 2014-02-26 | 2014-02-26 | 3883 | 66072 | Up-front Payment
SCG-002166 | Commercial/Multifamily Residential | Domestic Hot Water | Gas | Southern California Gas Company | Incentive:Paid | 61564 | 14.53 |  | 1 | 4237 |  | 4237 |  | 2013-06-04 13:28 | 2013-06-20 | ALL VALLEY SOLAR INC | Retrofit | Studio City | Los Angeles | 91604 | Host Customer is System Owner | [7 empty] | 1310.4 | 40.95 |  | Drainback |  | Solar Storage with Tankless Auxiliary Water Heater |  | 1 | 1 | 2394 | Z09 | 63 | Units | Apartments/Condos | 10001803 | 32 | 3 | 2000 | 1 | 0 | 0 | 1083000 | TRUE | 125 | 140 |  |  |  | SunEarth - SETR A503 TTR U + VFS 5-100 | ladbs | FALSE | 28.18 |  | 2013-05-23 |  | 2013-06-04 | 2013-06-20 | 2014-02-26 | 2014-03-07 | 3866 | 119404 | Up-front Payment
SCG-002167 | Commercial/Multifamily Residential | Domestic Hot Water | Gas | Southern California Gas Company | Incentive:Canceled | 38225 | 25 |  | 1 SCG | 1529 |  | 1529 |  | 2013-06-04 14:24 | 2013-06-17 | ALL VALLEY SOLAR INC | Retrofit | Sherman Oaks | Los Angeles | 91403 | Host Customer is System Owner | [7 empty] | 449.9 | 40.9 |  | Drainback |  | Solar Storage and Auxiliary Tanks are separate |  | 1 | 1 | 840 | Z09 | 21 | Units | Apartments/Condos | 2007032A | 11 | 1 | 650 | 1 | 115 | 1 | 399000 | TRUE | 125 | 140 | [5 empty] | FALSE | 33.38 |  | 2011-06-01: 2013-05-23; 2011-06-23: 2013-06-04; 2011-07-01: 2013-06-17 | 4149 | 51035 | Up-front Payment
SDG-002168 | Single Family Residential | Domestic Hot Water | Gas | San Diego Gas and Electric | Incentive:Paid | 1262 | 18.59 |  | 1 | 70 |  | 68 |  | 2013-07-25 15:05 | 2013-07-25 | CLEANTECH ENERGY SOLUTIONS INC | Retrofit | La Mesa | San Diego | 91942 | Host Customer is System Owner | 2 |  | 2012012B | Solpal, Inc. | SOLPAL (formerly Solcrafte) | SOLPAL L-G | Direct Integral Collector Storage (DI) | 26.1 |  | Solpal L |  |  | Solar Storage and Auxiliary Tanks are separate | 53 | 0.97 | 1 | 35 | Z07 | [18 empty] | La Mesa | FALSE | 83.36 |  | 2011-06-01: 2013-05-23; 2011-08-03: 2013-07-25; 2011-09-20: 2013-07-25 | 4093 | 5835 | Up-front Payment
SCG-002169 | Commercial/Multifamily Residential | Domestic Hot Water | Gas | Southern California Gas Company | Incentive:Paid | 32402 | 14.53 |  | 1 | 2230 |  | 2230 |  | 2013-06-04 12:10 | 2013-06-25 | ALL VALLEY SOLAR INC | Retrofit | Sherman Oaks | Los Angeles | 91403 | Host Customer is System Owner | [7 empty] | 654.4 | 40.9 |  | Drainback |  | Solar Storage and Auxiliary Tanks are separate |  | 1 | 1 | 1200 | Z09 | 30 | Units | Apartments/Condos | 2007032A | 16 | 2 | 1000 | 1 | 115 | 1 | 502000 | TRUE | 120 | 140 |  |  |  | SunEarth - SETR A503 TTR U + VFS 2-40 | ladbs | FALSE | 31.27 |  | 2013-05-23 |  | 2013-06-04 | 2013-06-25 | 2014-02-26 | 2014-02-27 | 3884 | 69723 | Up-front Payment
SCE-002170 | Single Family Residential | Domestic Hot Water | Electric | Southern California Edison | Incentive:Paid | 1356 |  | 0.54 | 1 |  | 2754 |  | 2512 | 2013-09-20 16:10 | 2013-10-03 | PRECIS DEVELOPMENT INC | Retrofit | Canyon Lake | Riverside | 92587 | Lease | 2 |  | SM-EF-4PV-2T-E | EchoFirst |  | SM-EF-4PV-2T-E | Indirect Thermosyphon (IT) | 35.52 |  | SM-EL-90 | Glycol | HartStat, or equivalent | Solar and Auxiliary Storage are the same Tank | 119.93 | 0.96 | 0.95 | 35 | Z10 | [18 empty] | Canyon Lake | FALSE |  | 3.27 | 2011-06-01: 2013-05-24; 2011-08-03: 2013-09-20; 2011-09-20: 2013-10-03 | 4019 | 9000 | Up-front Payment
SCG-002171 | Low Income Multifamily Residential | Domestic Hot Water | Gas | Southern California Gas Company | Incentive:Paid | 17557 | 19.23 |  | 1 | 913 |  | 913 |  | 2013-06-06 16:45 | 2013-06-20 | SUN LIGHT & POWER | New Construction | Van Nuys | Los Angeles | 91401 | Host Customer is System Owner | [7 empty] | 238.68 | 39.78 |  | Glycol |  | Solar Storage and Auxiliary Tanks are separate |  | 1 | 1 | 960 | Z09 | 24 | Units | Apartments/Condos | 2002001F | 6 | 1 | 400 | 2 | 130 | 1 | 300000 | TRUE | 125 | 125 |  |  |  |  | Los Angeles | FALSE | 77.8 |  | 2013-06-06 |  | 2013-06-06 | 2013-06-20 | 2014-09-11 | 2014-10-02 | 3656 | 71028 | Up-front Payment
SCG-002172 | Single Family Residential | Domestic Hot Water | Gas | Southern California Gas Company | Incentive:Paid | 2380 | 18.59 |  | 1 | 128 |  | 128 |  | 2013-05-31 15:57 | 2013-06-03 | THE SOLAR ENERGY COMPANY INC | Retrofit | Goleta | Santa Barbara | 93117 | Host Customer is System Owner | 3 |  | 2001003A | SunEarth, Inc. | SolaRay | TE40P-80-2G-PV | Indirect Forced Circulation (IF) | 40.9 |  | EP-40 | Glycol | Steam Back | Solar Storage and Auxiliary Tanks are separate | 80 | 1 | 1 | 45 | Z05 | [18 empty] | Goleta | FALSE | 70.27 |  | 2011-06-01: 2013-05-24; 2011-08-03: 2013-05-31; 2011-09-20: 2013-06-03 | 4156 | 8995 | Up-front Payment
SCE-002173 | Single Family Residential | Domestic Hot Water | Electric | Southern California Edison | Incentive:Paid | 1487 |  | 0.54 | 1 |  | 2754 |  | 2754 | 2013-07-02 16:55 | 2013-07-29 | PRECIS DEVELOPMENT INC | Retrofit | Canyon Lake | Riverside | 92587 | Lease | 2 |  | SM-EF-4PV-2T-E | EchoFirst |  | SM-EF-4PV-2T-E | Indirect Thermosyphon (IT) | 35.52 |  | SM-EL-90 | Glycol | HartStat, or equivalent | Solar Storage and Auxiliary Tanks are separate | 119.93 | 1 | 1 | 35 | Z10 | [18 empty] | Canyon Lake | FALSE |  | 2.54 | 2013-05-28 | 2013-07-09 |  |  | 2013-07-02 | 2013-07-29 | 4092 | 7000 | Up-front Payment
PGE-002174 | Single Family Residential | Domestic Hot Water | Gas | Pacific Gas and Electric | Incentive:Paid | 1976 | 18.59 |  | 1 | 119 |  | 106 |  | 2013-05-28 16:34 | 2013-05-30 | SUNTREK INDUSTRIES INC | Retrofit | BAKERSFIELD | Kern | 93311 | Host Customer is System Owner | 4 |  | 2001001I | SunEarth, Inc. | SolaRay | TE32P-80-2G | Indirect Forced Circulation (IF) | 32.8 |  | EP-32 | Glycol | Advanced Controller with a Vacation or Holiday Mode | Solar Storage and Auxiliary Tanks are separate | 80 | 0.94 | 0.95 | 55 | Z13 | [18 empty] | Bakersfield, CA | FALSE | 71.34 |  | 2011-06-01: 2013-05-28; 2011-08-03: 2013-05-28; 2011-09-20: 2013-05-30 | 4163 | 8490 | Up-front Payment
SCG-002176 | Single Family Residential | Domestic Hot Water | Gas | Southern California Gas Company | Incentive:Paid | 1913 | 18.59 |  | 1 | 105 |  | 103 |  | 2013-12-02 14:56 | 2013-12-06 | AMERI TECH CONSTRUCTION INC | Retrofit | Northridge | Los Angeles | 91326 | Lease | 4 |  | CL-EF-4PV-2T-G | EchoFirst |  | CL-EF-4PV-2T-G | Indirect Thermosyphon (IT) | 35.52 |  | CL-EL-90 |  |  | Solar Storage and Auxiliary Tanks are separate | 80.04 | 0.98 | 1 | 55 | Z09 | [18 empty] | Northridge, LA, CA | FALSE | 88.57 |  | 2011-06-01: 2013-05-30; 2011-08-03: 2013-12-02; 2011-09-20: 2013-12-06 | 3965 | 9300 | Up-front Payment
SCG-002177 | Single Family Residential | Domestic Hot Water | Gas | Southern California Gas Company | Incentive:Paid | 2050 | 29.85 |  | 1 | 101 |  | 69 |  | 2014-07-25 16:11 | 2014-10-24 | PACIFIC STONEGATE INC | Retrofit | West Covina | Los Angeles | 91791 | Lease | 4 |  | SM-EF-4PV-2T-G | EchoFirst |  | SM-EF-4PV-2T-G | Indirect Thermosyphon (IT) | 35.52 |  | SM-EL-90 | Glycol | Advanced Controller with a Vacation or Holiday Mode | Solar Storage with Tankless Auxiliary Water Heater | 80 | 0.85 | 0.8 | 55 | Z09 | [18 empty] | West Covina | FALSE | 258.67 |  | 2011-06-01: 2013-05-31; 2011-08-03: 2014-07-25; 2011-09-20: 2014-10-24 | 3400 | 26125.2 | Up-front Payment
SDG-002178 | Single Family Residential | Domestic Hot Water | Electric | San Diego Gas and Electric | Incentive:Paid | 1354 |  | 0.54 | 1 |  | 2508 |  | 2508 | 2013-06-17 13:50 | 2013-11-18 | SOLAR SERVICES OF SAN DIEGO INC | Retrofit | El Cajon | San Diego | 92021 | Host Customer is System Owner | 3 |  | 2001010C | Solahart Industries | SOLAHART | 302J & 302J Free Heat | Indirect Thermosyphon (IT) | 42.7 |  | J | Glycol | HartStat, or equivalent | Solar and Auxiliary Storage are the same Tank | 80 | 1 | 1 | 45 | Z10 | [18 empty] | san diego county | FALSE |  | 2.94 | 2013-06-04 | 2013-11-14 |  |  | 2013-06-17 | 2013-11-18 | 3973 | 7371 | Up-front Payment
SCG-002179 | Commercial/Multifamily Residential | Domestic Hot Water | Gas | Southern California Gas Company | Incentive:Paid | 59297 | 14.53 |  | 1 | 4081 |  | 4081 |  | 2013-06-04 13:04 | 2013-06-17 | ALL VALLEY SOLAR INC | Retrofit | Los Angeles | Los Angeles | 90034 | Host Customer is System Owner | [7 empty] | 1145.2 | 40.9 |  | Drainback |  | Solar Storage and Auxiliary Tanks are separate |  | 1 | 1 | 2470 | Z09 | 65 | Units | Apartments/Condos | 2007032A | 28 | 2 | 1700 | 1 | 115 | 1 | 798000 | TRUE | 120 | 140 |  |  |  | SunEarth - SETR A503 TTR U + VFS 5-100 | ladbs | FALSE | 28.75 |  | 2013-06-04 |  | 2013-06-04 | 2013-06-17 | 2014-02-26 | 2014-02-26 | 3883 | 117333 | Up-front Payment
SCG-002180 | Low Income Multifamily Residential | Domestic Hot Water | Gas | Southern California Gas Company | Incentive:Paid | 20095 | 19.23 |  | 1 | 1045 |  | 1045 |  | 2013-06-11 19:06 | 2013-06-20 | ALL VALLEY SOLAR INC | Retrofit | Sherman Oaks | Los Angeles | 91403 | Host Customer is System Owner | [7 empty] | 327.2 | 40.9 |  | Drainback |  | Solar Storage and Auxiliary Tanks are separate |  | 1 | 1 | 588 | Z09 | 14 | Units | Apartments/Condos | 2007032A | 8 | 1 | 400 | 1 | 230 | 2 | 254000 | TRUE | 130 | 140 |  |  |  |  | LADBS | FALSE | 31.84 |  | 2013-06-04 |  | 2013-06-11 | 2013-06-20 | 2014-03-05 | 2014-03-13 | 3866 | 33268 | Up-front Payment
SDG-002181 | Single Family Residential | Domestic Hot Water | Electric | San Diego Gas and Electric | Incentive:Paid | 1354 |  | 0.54 | 1 |  | 2508 |  | 2508 | 2013-06-27 11:07 | 2013-12-16 | SOLAR SERVICES OF SAN DIEGO INC | Retrofit | spring valley | San Diego | 91977 | Host Customer is System Owner | 2 |  | 2001010C | Solahart Industries | SOLAHART | 302J & 302J Free Heat | Indirect Thermosyphon (IT) | 42.7 |  | J | Glycol | HartStat, or equivalent | Solar and Auxiliary Storage are the same Tank | 80 | 1 | 1 | 35 | Z10 | [18 empty] | san diego county | FALSE |  | 2.91 | 2011-06-01: 2013-06-04; 2011-08-03: 2013-06-27; 2011-09-20: 2013-12-16 | 3953 | 7295 | Up-front Payment
PGE-002183 | Single Family Residential | Domestic Hot Water | Gas | Pacific Gas and Electric | Incentive:Canceled | 2687 | 29.85 |  | 1 | 90 |  | 90 |  |  |  | BERGQUAM ENERGY SYSTEMS | Retrofit | sacramento | Sacramento | 95864 | Host Customer is System Owner |  |  | 2001002C | SunEarth, Inc. | CopperHeart | CP-40G | Direct Integral Collector Storage (DI) | 24.9 |  | (No Model Number) |  |  | Solar Storage with Tankless Auxiliary Water Heater | 38.89 | 1 | 1 | 0 | Z12 | [18 empty] | sacramento | FALSE | 82.96 |  | 2011-06-01: 2013-06-04 | 4162 | 7466 | Up-front Payment
SCG-002184 | Single Family Residential | Domestic Hot Water | Gas | Southern California Gas Company | Incentive:Paid | 1673 | 18.59 |  | 1 | 90 |  | 90 |  | 2014-01-10 16:28 | 2014-02-02 | ZERO ENERGY CONTRACTING INC | Retrofit | West Covina | Los Angeles | 90602 | Host Customer is System Owner | 7 |  | 2012041A | Agua Del Sol | RADCO DRAINBACK HEAT EXCHANGER | R-DBHX-8-50GD-40P | Indirect Self Pumped (IS) | 39.91 |  | 410P-HP |  |  | Solar and Auxiliary Storage are the same Tank | 52 | 1 | 1 | 85 | Z09 | [18 empty] | City of West Covina | FALSE | 110.89 |  | 2011-06-01: 2013-06-05; 2011-08-03: 2014-01-10; 2011-09-20: 2014-02-02 | 3694 | 9980 | Up-front Payment
SCG-002185 | Single Family Residential | Domestic Hot Water | Gas | Southern California Gas Company | Incentive:Paid | 1415 | 18.59 |  | 1 | 90 |  | 76 |  | 2013-08-07 11:01 | 2013-08-14 | ZERO ENERGY CONTRACTING INC | Retrofit | Whittier | Los Angeles | 90603 | Host Customer is System Owner | 4 |  | 2012041A | Agua Del Sol | RADCO DRAINBACK HEAT EXCHANGER | R-DBHX-8-50GD-40P | Indirect Self Pumped (IS) | 39.91 |  | 410P-HP |  |  | Solar and Auxiliary Storage are the same Tank | 52 | 0.89 | 0.95 | 55 | Z09 | [18 empty] | City of Whittier | FALSE | 110.89 |  | 2011-06-01: 2013-06-05; 2011-08-03: 2013-08-07; 2011-09-20: 2013-08-14 | 4080 | 9980 | Up-front Payment
SCG-002186 | Single Family Residential | Domestic Hot Water | Gas | Southern California Gas Company | Incentive:Paid | 1542 | 18.59 |  | 1 | 90 |  | 83 |  | 2013-07-31 09:36 | 2013-08-09 | ZERO ENERGY CONTRACTING INC | Retrofit | Whittier | Los Angeles | 90604 | Host Customer is System Owner | 4 |  | 2012041A | Agua Del Sol | RADCO DRAINBACK HEAT EXCHANGER | R-DBHX-8-50GD-40P | Indirect Self Pumped (IS) | 39.91 |  | 410P-HP |  |  | Solar and Auxiliary Storage are the same Tank | 52 | 0.97 | 0.95 | 55 | Z09 | [18 empty] | City of Whittier | FALSE | 110.44 |  | 2011-06-01: 2013-06-05; 2011-08-03: 2013-07-31; 2011-09-20: 2013-08-09 | 4080 | 9940 | Up-front Payment
SCG-002188 | Single Family Residential | Domestic Hot Water | Gas | Southern California Gas Company | Incentive:Paid | 1766 | 18.59 |  | 1 | 95 |  | 95 |  | 2014-03-22 13:08 | 2014-03-27 | ZERO ENERGY CONTRACTING INC | Retrofit | La Mirada | Los Angeles | 90638 | Host Customer is System Owner | 4 |  | 30003975 | Agua Del Sol | RADCO DRAINBACK HEAT EXCHANGER | R-DBHX-8-50GD-40P | Indirect Forced Circulation (IF) | 39.9 |  | 410P-HP |  |  | Solar and Auxiliary Storage are the same Tank | 49.929 | 1 | 1 | 55 | Z09 | [18 empty] | County of Los Angeles | FALSE | 105.05 |  | 2011-06-01: 2013-06-05; 2011-08-03: 2014-03-22; 2011-09-20: 2014-03-27 | 3852 | 9980 | Up-front Payment
SCG-002189 | Single Family Residential | Domestic Hot Water | Gas | Southern California Gas Company | Incentive:Paid | 1678 | 18.59 |  | 1 | 95 |  | 90 |  | 2014-03-28 11:02 | 2014-06-05 | ZERO ENERGY CONTRACTING INC | Retrofit | Covina | Los Angeles | 91722 | Host Customer is System Owner | 3 |  | 30003975 | Agua Del Sol | RADCO DRAINBACK HEAT EXCHANGER | R-DBHX-8-50GD-40P | Indirect Forced Circulation (IF) | 39.9 |  | 410P-HP |  |  | Solar and Auxiliary Storage are the same Tank | 49.929 | 1 | 0.95 | 45 | Z09 | [18 empty] | City of Covina | FALSE | 105.05 |  | 2011-06-01: 2013-06-05; 2011-08-03: 2014-03-28; 2011-09-20: 2014-06-05 | 3784 | 9980 | Up-front Payment
SCG-002191 | Single Family Residential | Domestic Hot Water | Gas | Southern California Gas Company | Incentive:Paid | 2501 | 29.85 |  | 1 | 90 |  | 84 |  | 2016-02-04 08:32 | 2016-02-23 | ZERO ENERGY CONTRACTING INC | Retrofit | Whittier | Los Angeles | 90605 | Host Customer is System Owner | 4 |  | 2012041A | Agua Del Sol | RADCO DRAINBACK HEAT EXCHANGER | R-DBHX-8-50GD-40P | Indirect Self Pumped (IS) | 39.91 |  | 410P-HP | Automatic Drainback |  | Solar Storage and Auxiliary Tanks are separate | 52 | 0.98 | 0.95 | 55 | Z09 | [18 empty] | Los Angeles | FALSE | 110.89 |  | 2011-06-01: 2013-06-05; 2011-08-03: 2016-02-04; 2011-09-20: 2016-02-23 | 3166 | 9980 | Up-front Payment
SCG-002192 | Single Family Residential | Domestic Hot Water | Gas | Southern California Gas Company | Incentive:Paid | 1617 | 18.59 |  | 1 | 87 |  | 87 |  | 2014-01-10 16:37 | 2014-01-15 | ZERO ENERGY CONTRACTING INC | Retrofit | Downey | Los Angeles | 90241 | Host Customer is System Owner | 3 |  | 2012041A | Agua Del Sol | RADCO DRAINBACK HEAT EXCHANGER | R-DBHX-8-50GD-40P | Indirect Self Pumped (IS) | 39.91 |  | 410P-HP |  |  | Solar and Auxiliary Storage are the same Tank | 52 | 1 | 1 | 45 | Z08 | [18 empty] | City of Downey | FALSE | 114.71 |  | 2011-06-01: 2013-06-05; 2011-08-03: 2014-01-10; 2011-09-20: 2014-01-15 | 3925 | 9980 | Up-front Payment
SCG-002194 | Single Family Residential | Domestic Hot Water | Gas | Southern California Gas Company | Incentive:Paid | 1673 | 18.59 |  | 1 | 90 |  | 90 |  | 2013-07-25 11:01 | 2013-08-09 | ZERO ENERGY CONTRACTING INC | Retrofit | West Covina | Los Angeles | 91790 | Host Customer is System Owner | 3 |  | 2012041A | Agua Del Sol | RADCO DRAINBACK HEAT EXCHANGER | R-DBHX-8-50GD-40P | Indirect Self Pumped (IS) | 39.91 |  | 410P-HP |  |  | Solar and Auxiliary Storage are the same Tank | 52 | 1 | 1 | 45 | Z09 | [18 empty] | City of West Covina | FALSE | 110.89 |  | 2011-06-01: 2013-06-05; 2011-08-03: 2013-07-25; 2011-09-20: 2013-08-09 | 4080 | 9980 | Up-front Payment
PGE-002195 | Single Family Residential | Domestic Hot Water | Gas | Pacific Gas and Electric | Incentive:Paid | 2260 | 18.59 |  | 1 | 143 |  | 122 |  | 2013-09-24 11:21 | 2013-12-20 | SOL - TEK INDUSTRIES INC | Retrofit | FRESNO | Fresno | 93722 | Host Customer is System Owner | 4 |  | 30003814 | Solahart Industries | Solahart | ASG 302KF & ASG 302KF FREE HEAT | Indirect Thermosyphon (IT) | 43.1 |  | Kf | Glycol | HartStat, or equivalent | Solar Storage and Auxiliary Tanks are separate | 79 | 1 | 0.85 | 55 | Z13 | [18 empty] | City of Fresno | FALSE | 51.01 |  | 2013-06-05 | 2013-09-27 |  |  | 2013-09-24 | 2013-12-20 | 3951 | 7295 | Up-front Payment
SCG-002196 | Single Family Residential | Domestic Hot Water | Gas | Southern California Gas Company | Incentive:Paid | 1673 | 18.59 |  | 1 | 90 |  | 90 |  | 2013-08-15 10:39 | 2013-08-16 | ZERO ENERGY CONTRACTING INC | Retrofit | Whittier | Los Angeles | 90605 | Host Customer is System Owner | 7 |  | 2012041A | Agua Del Sol | RADCO DRAINBACK HEAT EXCHANGER | R-DBHX-8-50GD-40P | Indirect Self Pumped (IS) | 39.91 |  | 410P-HP |  |  | Solar and Auxiliary Storage are the same Tank | 52 | 1 | 1 | 85 | Z09 | [18 empty] | County of Los Angeles | FALSE | 110.89 |  | 2011-06-01: 2013-06-06; 2011-08-03: 2013-08-15; 2011-09-20: 2013-08-16 | 4079 | 9980 | Up-front Payment
SCG-002197 | Single Family Residential | Domestic Hot Water | Gas | Southern California Gas Company | Incentive:Paid | 1640 | 18.59 |  | 1 | 90 |  | 88 |  | 2013-08-08 08:19 | 2013-08-14 | ZERO ENERGY CONTRACTING INC | Retrofit | Northridge | Los Angeles | 91325 | Host Customer is System Owner | 3 |  | 2012041A | Agua Del Sol | RADCO DRAINBACK HEAT EXCHANGER | R-DBHX-8-50GD-40P | Indirect Self Pumped (IS) | 39.91 |  | 410P-HP |  |  | Solar and Auxiliary Storage are the same Tank | 52 | 0.98 | 1 | 45 | Z09 | [18 empty] | Los Angeles Dept. of Building & Safety | FALSE | 110.89 |  | 2011-06-01: 2013-06-06; 2011-08-03: 2013-08-08; 2011-09-20: 2013-08-14 | 4080 | 9980 | Up-front Payment
SCG-002199 | Single Family Residential | Domestic Hot Water | Gas | Southern California Gas Company | Incentive:Paid | 1640 | 18.59 |  | 1 | 90 |  | 88 |  | 2013-08-07 11:33 | 2013-08-14 | ZERO ENERGY CONTRACTING INC | Retrofit | Whittier | Los Angeles | 90603 | Host Customer is System Owner | 4 |  | 2012041A | Agua Del Sol | RADCO DRAINBACK HEAT EXCHANGER | R-DBHX-8-50GD-40P | Indirect Self Pumped (IS) | 39.91 |  | 410P-HP |  |  | Solar and Auxiliary Storage are the same Tank | 52 | 0.98 | 1 | 55 | Z09 | [18 empty] | City of Whittier | FALSE | 110.89 |  | 2011-06-01: 2013-06-06; 2011-08-03: 2013-08-07; 2011-09-20: 2013-08-14 | 4079 | 9980 | Up-front Payment
SCG-002200 | Single Family Residential | Domestic Hot Water | Gas | Southern California Gas Company | Incentive:Paid | 1656 | 18.59 |  | 1 | 90 |  | 89 |  | 2014-02-19 14:47 | 2014-02-20 | ZERO ENERGY CONTRACTING INC | Retrofit | Whittier | Los Angeles | 90603 | Host Customer is System Owner | 3 |  | 2012041A | Agua Del Sol | RADCO DRAINBACK HEAT EXCHANGER | R-DBHX-8-50GD-40P | Indirect Self Pumped (IS) | 39.91 |  | 410P-HP |  |  | Solar and Auxiliary Storage are the same Tank | 52 | 0.99 | 1 | 45 | Z09 | [18 empty] | City of Whittier | FALSE | 110.89 |  | 2011-06-01: 2013-06-06; 2011-08-03: 2014-02-19; 2011-09-20: 2014-02-20 | 3895 | 9980 | Up-front Payment
SCG-002201 | Single Family Residential | Domestic Hot Water | Gas | Southern California Gas Company | Incentive:Paid | 2127 | 29.85 |  | 1 | 95 |  | 71 |  | 2014-08-02 14:44 | 2014-08-11 | ZERO ENERGY CONTRACTING INC | Retrofit | Covina | Los Angeles | 91722 | Host Customer is System Owner | 4 |  | 30003975 | Agua Del Sol | RADCO DRAINBACK HEAT EXCHANGER | R-DBHX-8-50GD-40P | Indirect Forced Circulation (IF) | 39.9 |  | 410P-HP |  |  | Solar and Auxiliary Storage are the same Tank | 50 | 0.75 | 1 | 55 | Z09 | [18 empty] | City of Covina | FALSE | 105.05 |  | 2011-06-01: 2013-06-06; 2011-08-03: 2014-08-02; 2011-09-20: 2014-08-11 | 3414 | 9980 | Up-front Payment
SCG-002203 | Single Family Residential | Domestic Hot Water | Gas | Southern California Gas Company | Incentive:Paid | 1589 | 18.59 |  | 1 | 90 |  | 86 |  | 2014-01-10 16:47 | 2014-01-27 | ZERO ENERGY CONTRACTING INC | Retrofit | Whittier | Los Angeles | 90606 | Host Customer is System Owner | 3 |  | 2012041A | Agua Del Sol | RADCO DRAINBACK HEAT EXCHANGER | R-DBHX-8-50GD-40P | Indirect Self Pumped (IS) | 39.91 |  | 410P-HP |  |  | Solar and Auxiliary Storage are the same Tank | 52 | 1 | 0.95 | 45 | Z09 | [18 empty] | County of Los Angeles | FALSE | 110.89 |  | 2011-06-01: 2013-06-06; 2011-08-03: 2014-01-10; 2011-09-20: 2014-01-27 | 3914 | 9980 | Up-front Payment
SCG-002204 | Single Family Residential | Domestic Hot Water | Gas | Southern California Gas Company | Incentive:Paid | 1656 | 18.59 |  | 1 | 90 |  | 89 |  | 2013-10-31 12:38 | 2013-11-05 | ZERO ENERGY CONTRACTING INC | Retrofit | Whittier | Los Angeles | 90603 | Host Customer is System Owner | 3 |  | 2012041A | Agua Del Sol | RADCO DRAINBACK HEAT EXCHANGER | R-DBHX-8-50GD-40P | Indirect Self Pumped (IS) | 39.91 |  | 410P-HP |  |  | Solar and Auxiliary Storage are the same Tank | 52 | 0.99 | 1 | 45 | Z09 | [18 empty] | City of Whittier | FALSE | 110.89 |  | 2011-06-01: 2013-06-06; 2011-08-03: 2013-10-31; 2011-09-20: 2013-11-05 | 4002 | 9980 | Up-front Payment
SCG-002205 | Single Family Residential | Domestic Hot Water | Gas | Southern California Gas Company | Incentive:Paid | 2527 | 29.85 |  | 1 | 90 |  | 85 |  | 2015-10-30 07:41 | 2015-11-20 | ZERO ENERGY CONTRACTING INC | Retrofit | Whittier | Los Angeles | 90601 | Host Customer is System Owner | 3 |  | 2012041A | Agua Del Sol | RADCO DRAINBACK HEAT EXCHANGER | R-DBHX-8-50GD-40P | Indirect Self Pumped (IS) | 39.91 |  | 410P-HP | Automatic Drainback |  | Solar and Auxiliary Storage are the same Tank | 52 | 0.99 | 0.95 | 45 | Z09 | [18 empty] | City of Whittier | FALSE | 110.89 |  | 2011-06-01: 2013-06-06; 2011-08-03: 2015-10-30; 2011-09-20: 2015-11-20 | 3254 | 9980 | Up-front Payment
SCG-002208 | Single Family Residential | Domestic Hot Water | Gas | Southern California Gas Company | Incentive:Paid | 1748 | 18.59 |  | 1 | 95 |  | 94 |  | 2014-03-29 11:40 | 2014-04-02 | ZERO ENERGY CONTRACTING INC | Retrofit | La Habra | Los Angeles | 90631 | Host Customer is System Owner | 3 |  | 30003975 | Agua Del Sol | RADCO DRAINBACK HEAT EXCHANGER | R-DBHX-8-50GD-40P | Indirect Forced Circulation (IF) | 39.9 |  | 410P-HP |  |  | Solar and Auxiliary Storage are the same Tank | 49.929 | 0.99 | 1 | 45 | Z09 | [18 empty] | City of La Habra | FALSE | 105.05 |  | 2011-06-01: 2013-06-06; 2011-08-03: 2014-03-29; 2011-09-20: 2014-04-02 | 3847 | 9980 | Up-front Payment
SCG-002213 | Low Income Multifamily Residential | Domestic Hot Water | Gas | Southern California Gas Company | Incentive:Paid | 42691 | 19.23 |  | 1 | 2220 |  | 2220 |  | 2013-06-11 19:59 | 2013-07-10 | ALL VALLEY SOLAR INC | Retrofit | Van Nuys | Los Angeles | 91411 | Host Customer is System Owner | [7 empty] | 655.2 | 40.95 |  | Drainback |  | Solar Storage with Tankless Auxiliary Water Heater |  | 1 | 1 | 1280 | Z09 | 32 | Units | Apartments/Condos | 10001803 | 16 | 2 | 1000 | 1 | 0 | 0 | 726000 | TRUE | 120 | 140 |  |  |  | SunEarth - SETR A503 TTR U + VFS 5-100 | ladbs | FALSE | 29.39 |  | 2013-06-06 |  | 2013-06-11 | 2013-07-10 | 2014-02-26 | 2014-02-26 | 3884 | 65238 | Up-front Payment
SCG-002214 | Low Income Multifamily Residential | Domestic Hot Water | Gas | Southern California Gas Company | Incentive:Paid | 50748 | 19.23 |  | 1 | 2639 |  | 2639 |  | 2013-06-11 20:10 | 2013-06-25 | ALL VALLEY SOLAR INC | Retrofit | Sherman Oaks | Los Angeles | 91411 | Host Customer is System Owner | [7 empty] | 736.2 | 40.9 |  | Drainback |  | Solar Storage and Auxiliary Tanks are separate |  | 1 | 1 | 1760 | Z09 | 44 | Units | Apartments/Condos | 2007032A | 18 | 2 | 900 | 1 | 115 | 1 | 399000 | TRUE | 120 | 140 |  |  |  | SunEarth - SETR A503 TTR U + VFS 5-100 | ladbs | FALSE | 25.26 |  | 2013-06-06 |  | 2013-06-11 | 2013-06-25 | 2013-12-23 | 2014-01-10 | 3936 | 66658 | Up-front Payment
SCG-002215 | Low Income Multifamily Residential | Domestic Hot Water | Gas | Southern California Gas Company | Incentive:Paid | 37768 | 19.23 |  | 1 | 1964 |  | 1964 |  | 2013-06-28 08:32 | 2013-07-08 | ALL VALLEY SOLAR INC | Retrofit | Reseda | Los Angeles | 91335 | Host Customer is System Owner | [7 empty] | 613.5 | 40.9 |  | Drainback |  | Solar Storage and Auxiliary Tanks are separate |  | 1 | 1 | 1040 | Z09 | 26 | Units | Apartments/Condos | 2007032A | 15 | 2 | 900 | 1 | 115 | 1 | 399000 | TRUE | 118 | 140 |  |  |  | SunEarth - SETR A503 TTR U + VFS 5-100 | ladbs | FALSE | 29.11 |  | 2013-06-06 |  | 2013-06-28 | 2013-07-08 | 2014-03-12 | 2014-03-18 | 3865 | 57175 | Up-front Payment
SCG-002216 | Low Income Multifamily Residential | Domestic Hot Water | Gas | Southern California Gas Company | Incentive:Paid | 37845 | 19.23 |  | 1 | 1968 |  | 1968 |  | 2013-06-12 12:55 | 2013-06-25 | ALL VALLEY SOLAR INC | Retrofit | Reseda | Los Angeles | 91335 | Host Customer is System Owner | [7 empty] | 613.5 | 40.9 |  | Drainback |  | Solar Storage and Auxiliary Tanks are separate |  | 1 | 1 | 1040 | Z09 | 26 | Units | Apartments/Condos | 2007032A | 15 | 2 | 900 | 1 | 115 | 1 | 399000 | TRUE | 120 | 140 |  |  |  | SunEarth - SETR A503 TTR U + VFS 5-100 | ladbs | FALSE | 29.05 |  | 2013-06-06 |  | 2013-06-12 | 2013-06-25 | 2014-03-12 | 2014-03-18 | 3865 | 57175 | Up-front Payment
SCG-002217 | Single Family Residential | Domestic Hot Water | Gas | Southern California Gas Company | Incentive:Paid | 1656 | 18.59 |  | 1 | 90 |  | 89 |  | 2013-12-18 13:09 | 2013-12-23 | ZERO ENERGY CONTRACTING INC | Retrofit | La Habra | Los Angeles | 90631 | Host Customer is System Owner | 3 |  | 2012041A | Agua Del Sol | RADCO DRAINBACK HEAT EXCHANGER | R-DBHX-8-50GD-40P | Indirect Self Pumped (IS) | 39.91 |  | 410P-HP |  |  | Solar Storage with Tankless Auxiliary Water Heater | 52 | 0.99 | 1 | 45 | Z09 | [18 empty] | City of La Habra | FALSE | 110.89 |  | 2011-06-01: 2013-06-07; 2011-08-03: 2013-12-18; 2011-09-20: 2013-12-23 | 3947 | 9980 | Up-front Payment
SCG-002219 | Single Family Residential | Domestic Hot Water | Gas | Southern California Gas Company | Incentive:Paid | 1656 | 18.59 |  | 1 | 90 |  | 89 |  | 2013-06-18 16:15 | 2013-06-24 | ZERO ENERGY CONTRACTING INC | Retrofit | Whittier | Los Angeles | 90604 | Host Customer is System Owner | 3 |  | 2012041A | Agua Del Sol | RADCO DRAINBACK HEAT EXCHANGER | R-DBHX-8-50GD-40P | Indirect Self Pumped (IS) | 39.91 |  | 410P-HP |  |  | Solar and Auxiliary Storage are the same Tank | 52 | 0.99 | 1 | 45 | Z09 | [18 empty] | County of Los Angeles | FALSE | 110.89 |  | 2011-06-01: 2013-06-07; 2011-08-03: 2013-06-18; 2011-09-20: 2013-06-24 | 4134 | 9980 | Up-front Payment
SCG-002220 | Single Family Residential | Domestic Hot Water | Gas | Southern California Gas Company | Incentive:Paid | 1589 | 18.59 |  | 1 | 90 |  | 86 |  | 2013-08-07 11:24 | 2013-08-23 | ZERO ENERGY CONTRACTING INC | Retrofit | Whittier | Los Angeles | 90604 | Host Customer is System Owner | 3 |  | 2012041A | Agua Del Sol | RADCO DRAINBACK HEAT EXCHANGER | R-DBHX-8-50GD-40P | Indirect Self Pumped (IS) | 39.91 |  | 410P-HP |  |  | Solar and Auxiliary Storage are the same Tank | 52 | 0.96 | 1 | 45 | Z09 | [18 empty] | County of Los Angeles | FALSE | 110.89 |  | 2011-06-01: 2013-06-07; 2011-08-03: 2013-08-07; 2011-09-20: 2013-08-23 | 4071 | 9980 | Up-front Payment
SCG-002222 | Single Family Residential | Domestic Hot Water | Gas | Southern California Gas Company | Incentive:Paid | 1695 | 18.59 |  | 1 | 95 |  | 91 |  | 2014-03-28 15:39 | 2014-04-01 | ZERO ENERGY CONTRACTING INC | Retrofit | Whittier | Los Angeles | 90606 | Host Customer is System Owner | 3 |  | 30003975 | Agua Del Sol | RADCO DRAINBACK HEAT EXCHANGER | R-DBHX-8-50GD-40P | Indirect Forced Circulation (IF) | 39.9 |  | 410P-HP |  |  | Solar and Auxiliary Storage are the same Tank | 49.929 | 0.96 | 1 | 45 | Z09 | [18 empty] | County of Los Angeles | FALSE | 105.05 |  | 2011-06-01: 2013-06-07; 2011-08-03: 2014-03-28; 2011-09-20: 2014-04-01 | 3846 | 9980 | Up-front Payment
SCG-002223 | Single Family Residential | Domestic Hot Water | Gas | Southern California Gas Company | Incentive:Paid | 1574 | 18.59 |  | 1 | 90 |  | 86 |  | 2013-10-29 09:34 | 2013-12-03 | ZERO ENERGY CONTRACTING INC | Retrofit | Whittier | Los Angeles | 90604 | Host Customer is System Owner | 4 |  | 2012041A | Agua Del Sol | RADCO DRAINBACK HEAT EXCHANGER | R-DBHX-8-50GD-40P | Indirect Self Pumped (IS) | 39.91 |  | 410P-HP |  |  | Solar and Auxiliary Storage are the same Tank | 52 | 1 | 0.95 | 55 | Z09 | [18 empty] | County of Los Angeles | FALSE | 110.89 |  | 2011-06-01: 2013-06-07; 2011-08-03: 2013-10-29; 2011-09-20: 2013-12-03 | 3980 | 9980 | Up-front Payment
SCG-002224 | Single Family Residential | Domestic Hot Water | Gas | Southern California Gas Company | Incentive:Paid | 1526 | 18.59 |  | 1 | 90 |  | 82 |  | 2013-07-31 09:42 | 2013-08-09 | ZERO ENERGY CONTRACTING INC | Retrofit | Whittier | Los Angeles | 90605 | Host Customer is System Owner | 4 |  | 2012041A | Agua Del Sol | RADCO DRAINBACK HEAT EXCHANGER | R-DBHX-8-50GD-40P | Indirect Self Pumped (IS) | 39.91 |  | 410P-HP |  |  | Solar and Auxiliary Storage are the same Tank | 52 | 0.96 | 0.95 | 55 | Z09 | [18 empty] | City of Whittier | FALSE | 110.89 |  | 2011-06-01: 2013-06-07; 2011-08-03: 2013-07-31; 2011-09-20: 2013-08-09 | 4080 | 9980 | Up-front Payment
SCG-002225 | Single Family Residential | Domestic Hot Water | Gas | Southern California Gas Company | Incentive:Paid | 1623 | 18.59 |  | 1 | 90 |  | 87 |  | 2013-08-07 11:11 | 2013-08-14 | ZERO ENERGY CONTRACTING INC | Retrofit | Whittier | Los Angeles | 90603 | Host Customer is System Owner | 4 |  | 2012041A | Agua Del Sol | RADCO DRAINBACK HEAT EXCHANGER | R-DBHX-8-50GD-40P | Indirect Self Pumped (IS) | 39.91 |  | 410P-HP |  |  | Solar and Auxiliary Storage are the same Tank | 52 | 0.97 | 1 | 55 | Z09 | [18 empty] | City of Whittier | FALSE | 110.89 |  | 2011-06-01: 2013-06-07; 2011-08-03: 2013-08-07; 2011-09-20: 2013-08-14 | 4080 | 9980 | Up-front Payment
SCG-002227 | Single Family Residential | Domestic Hot Water | Gas | Southern California Gas Company | Incentive:Paid | 1695 | 18.59 |  | 1 | 95 |  | 91 |  | 2014-03-29 11:32 | 2014-04-02 | ZERO ENERGY CONTRACTING INC | Retrofit | La Habra | Los Angeles | 90631 | Host Customer is System Owner | 7 |  | 30003975 | Agua Del Sol | RADCO DRAINBACK HEAT EXCHANGER | R-DBHX-8-50GD-40P | Indirect Forced Circulation (IF) | 39.9 |  | 410P-HP |  |  | Solar and Auxiliary Storage are the same Tank | 49.929 | 0.96 | 1 | 85 | Z09 | [18 empty] | City of La Habra | FALSE | 105.05 |  | 2011-06-01: 2013-06-07; 2011-08-03: 2014-03-29; 2011-09-20: 2014-04-02 | 3846 | 9980 | Up-front Payment
SCG-002228 | Single Family Residential | Domestic Hot Water | Gas | Southern California Gas Company | Incentive:Paid | 1656 | 18.59 |  | 1 | 90 |  | 89 |  | 2013-10-03 11:20 | 2013-10-04 | ZERO ENERGY CONTRACTING INC | Retrofit | La Mirada | Los Angeles | 90638 | Host Customer is System Owner | 3 |  | 2012041A | Agua Del Sol | RADCO DRAINBACK HEAT EXCHANGER | R-DBHX-8-50GD-40P | Indirect Self Pumped (IS) | 39.91 |  | 410P-HP |  |  | Solar Storage and Auxiliary Tanks are separate | 52 | 0.99 | 1 | 45 | Z09 | [18 empty] | County of Los Angeles | FALSE | 110.89 |  | 2011-06-01: 2013-06-07; 2011-08-03: 2013-10-03; 2011-09-20: 2013-10-04 | 4034 | 9980 | Up-front Payment
SCG-002230 | Single Family Residential | Domestic Hot Water | Gas | Southern California Gas Company | Incentive:Paid | 1542 | 18.59 |  | 1 | 90 |  | 83 |  | 2013-11-27 08:58 | 2013-12-20 | ZERO ENERGY CONTRACTING INC | Retrofit | Whittier | Los Angeles | 90604 | Host Customer is System Owner | 7 |  | 2012041A | Agua Del Sol | RADCO DRAINBACK HEAT EXCHANGER | R-DBHX-8-50GD-40P | Indirect Self Pumped (IS) | 39.91 |  | 410P-HP |  |  | Solar and Auxiliary Storage are the same Tank | 52 | 0.97 | 0.95 | 85 | Z09 | [18 empty] | County of Los Angeles | FALSE | 110.89 |  | 2011-06-01: 2013-06-07; 2011-08-03: 2013-11-27; 2011-09-20: 2013-12-20 | 3947 | 9980 | Up-front Payment
SCG-002231 | Single Family Residential | Domestic Hot Water | Gas | Southern California Gas Company | Incentive:Paid | 1656 | 18.59 |  | 1 | 90 |  | 89 |  | 2013-08-05 10:44 | 2013-08-09 | ZERO ENERGY CONTRACTING INC | Retrofit | Whittier | Los Angeles | 90604 | Host Customer is System Owner | 5 |  | 2012041A | Agua Del Sol | RADCO DRAINBACK HEAT EXCHANGER | R-DBHX-8-50GD-40P | Indirect Self Pumped (IS) | 39.91 |  | 410P-HP |  |  | Solar and Auxiliary Storage are the same Tank | 52 | 0.99 | 1 | 65 | Z09 | [18 empty] | County of Los Angeles | FALSE | 110.89 |  | 2011-06-01: 2013-06-07; 2011-08-03: 2013-08-05; 2011-09-20: 2013-08-09 | 4080 | 9980 | Up-front Payment
SCG-002232 | Single Family Residential | Domestic Hot Water | Gas | Southern California Gas Company | Incentive:Paid | 1656 | 18.59 |  | 1 | 90 |  | 89 |  | 2013-07-19 16:22 | 2013-07-24 | ZERO ENERGY CONTRACTING INC | Retrofit | Whittier | Los Angeles | 90604 | Host Customer is System Owner | 3 |  | 2012041A | Agua Del Sol | RADCO DRAINBACK HEAT EXCHANGER | R-DBHX-8-50GD-40P | Indirect Self Pumped (IS) | 39.91 |  | 410P-HP |  |  | Solar and Auxiliary Storage are the same Tank | 52 | 0.99 | 1 | 45 | Z09 | [18 empty] | County of Los Angeles | FALSE | 110.89 |  | 2011-06-01: 2013-06-07; 2011-08-03: 2013-07-19; 2011-09-20: 2013-07-24 | 4091 | 9980 | Up-front Payment
SDG-002233 | Single Family Residential | Domestic Hot Water | Gas | San Diego Gas and Electric | Incentive:Paid | 2231 | 18.59 |  | 1 | 120 |  | 120 |  | 2013-07-10 13:36 | 2013-08-15 | SOLAR SERVICES OF SAN DIEGO INC | Retrofit | san diego | San Diego | 92120 | Host Customer is System Owner | 3 |  | 2001016C | Solahart Industries | SOLAHART | ASG 302J & ASG 302J Free Heat | Indirect Thermosyphon (IT) | 42.7 |  | J | Glycol | HartStat, or equivalent | Solar Storage and Auxiliary Tanks are separate | 80 | 1 | 1 | 45 | Z10 | [18 empty] | city of san diego | FALSE | 66.67 |  | 2011-06-01: 2013-06-10; 2011-08-03: 2013-07-10; 2011-09-20: 2013-08-15 | 4064 | 8000 | Up-front Payment
SCG-002234 | Low Income Multifamily Residential | Domestic Hot Water | Gas | Southern California Gas Company | Incentive:Paid | 37768 | 19.23 |  | 1 | 1964 |  | 1964 |  | 2013-06-12 13:01 | 2013-06-25 | ALL VALLEY SOLAR INC | Retrofit | Reseda | Los Angeles | 91335 | Host Customer is System Owner | [7 empty] | 613.5 | 40.9 |  | Drainback |  | Solar Storage and Auxiliary Tanks are separate |  | 1 | 1 | 1040 | Z09 | 26 | Units | Apartments/Condos | 2007032A | 15 | 2 | 900 | 1 | 115 | 1 | 399000 | TRUE | 118 | 140 |  |  |  | SunEarth - SETR A503 TTR U + VFS 5-100 | ladbs | FALSE | 29.11 |  | 2013-06-10 |  | 2013-06-12 | 2013-06-25 | 2014-01-09 | 2014-01-10 | 3936 | 57175 | Up-front Payment
SCG-002235 | Low Income Multifamily Residential | Domestic Hot Water | Gas | Southern California Gas Company | Incentive:Paid | 37768 | 19.23 |  | 1 | 1964 |  | 1964 |  | 2013-06-12 13:22 | 2013-06-25 | ALL VALLEY SOLAR INC | Retrofit | Reseda | Los Angeles | 91335 | Host Customer is System Owner | [8 empty] | 40.9 |  | Drainback |  | Solar Storage and Auxiliary Tanks are separate |  | 1 | 1 | 1040 | Z09 | 26 | Units | Apartments/Condos |  | 15 | 2 | 900 | 1 | 115 | 1 | 399000 | TRUE | 118 | 140 |  |  |  | SunEarth - SETR A503 TTR U + VFS 5-100 | ladbs | FALSE | 29.52 |  | 2013-06-10 |  | 2013-06-12 | 2013-06-25 | 2014-01-08 | 2014-01-10 | 3936 | 57975 | Up-front Payment
SCG-002237 | Low Income Multifamily Residential | Domestic Hot Water | Gas | Southern California Gas Company | Incentive:Paid | 37768 | 19.23 |  | 1 | 1964 |  | 1964 |  | 2013-06-12 13:27 | 2013-06-25 | ALL VALLEY SOLAR INC | Retrofit | Reseda | Los Angeles | 91335 | Host Customer is System Owner | [7 empty] | 612.9 | 40.86 |  | Drainback |  | Solar Storage and Auxiliary Tanks are separate |  | 1 | 1 | 1040 | Z09 | 26 | Units | Apartments/Condos | 2006024E | 15 | 2 | 900 | 1 | 115 | 1 | 399000 | TRUE | 118 | 140 |  |  |  | SunEarth - SETR A503 TTR U + VFS 5-100 | ladbs | FALSE | 29.11 |  | 2013-06-10 |  | 2013-06-12 | 2013-06-25 | 2014-01-08 | 2014-01-10 | 3925 | 57175 | Up-front Payment
SCG-002238 | Commercial/Multifamily Residential | Domestic Hot Water | Gas | Southern California Gas Company | Incentive:Paid | 6204 | 14.53 |  | 1 | 427 |  | 427 |  | 2013-06-11 07:00 | 2013-06-17 | MCVEIGH CONSTRUCTION | Retrofit | Hawthorne | Los Angeles | 90250 | Host Customer is System Owner | [7 empty] | 131.36 | 32.84 |  | Drainback |  | Solar Storage and Auxiliary Tanks are separate |  | 1 | 1 | 252 | Z08 | 6 | Units | Apartments/Condos | 2007032D | 4 | 1 | 392 | 1 | 100 | 1 | 75000 | TRUE | 140 | 140 |  |  |  |  | Hawthorne | FALSE | 20.58 |  | 2013-06-11 |  | 2013-06-11 | 2013-06-17 | 2013-07-19 | 2013-08-20 | 4019 | 8787 | Up-front Payment
SCG-002239 | Commercial/Multifamily Residential | Domestic Hot Water | Gas | Southern California Gas Company | Incentive:Paid | 124261 | 14.53 |  | 1 | 8552 |  | 8552 |  | 2013-09-16 16:24 | 2013-09-24 | ELECTRO-THERMAL EQUIPMENT CORP | Retrofit | Los Angeles | Los Angeles | 90006 | Host Customer is System Owner | [7 empty] | 2620.8 | 40.95 |  | Drainback |  | Solar Storage and Auxiliary Tanks are separate |  | 1 | 1 | 4736 | Z09 | 128 | Units | Apartments/Condos | 10001803 | 64 | 4 | 3241 | 1 | 200 | 2 | 1260000 | TRUE | 130 | 130 |  | Amatis Controls - AM-JOULE |  | Amatis Controls - AM-JOULE | Los Angeles | FALSE | 21.57 |  | 2013-09-11 |  | 2013-09-16 | 2013-09-24 | 2014-12-05 | 2014-12-29 | 3524 | 184498 | Up-front Payment
PGE-002240 | Low Income Multifamily Residential | Domestic Hot Water | Gas | Pacific Gas and Electric | Incentive:Paid | 57781 | 19.23 |  | 1 | 3535 |  | 3005 |  | 2013-06-25 09:19 | 2013-07-18 | LUMINALT ENERGY CORPORATION | New Construction | San Francisco | San Francisco | 94103 | Host Customer is System Owner | [7 empty] | 1205.1 | 40.17 |  | Glycol | Advanced Controller with a Vacation or Holiday Mode | Solar Storage and Auxiliary Tanks are separate |  | 0.85 | 1 | 2212 | Z03 | 73 | Units | Apartments/Condos | 2010115A | 30 | 1 | 1950 | 1 | 310 | 1 | 1000000 | TRUE | 140 | 120 | Heliodyne | Delta-T Pro Ethernet |  | Heliodyne - Delta-T Pro Ethernet | City and County of San Francisco Department of Building Inspection | FALSE | 34.95 |  | 2013-06-14 | 2013-07-01 | 2013-06-25 | 2013-07-18 | 2014-01-09 | 2014-01-14 | 3923 | 123550 | Up-front Payment
SCE-002241 | Single Family Residential | Domestic Hot Water | Propane | Southern California Edison | Incentive:Paid | 1519 | 0.54 |  | 1 | 2813 |  | 2813 |  | 2013-06-10 14:03 | 2013-06-17 | GRENERGY INC | Retrofit | Menifee | Riverside | 92584 | Host Customer is System Owner | 4 |  | 2007004G | Fafco, Inc. | 200 Series | VDB-24UX2-50G-50S, VDB-16UX3- 50G-50S | Indirect Forced Circulation (IF) | 48.8 |  | Sungrabber | Automatic Drainback |  | Solar Storage and Auxiliary Tanks are separate | 50 | 1 | 1 | 55 | Z10 | [18 empty] | Menifee | FALSE | 1.32 |  | 2011-06-01: 2013-06-10; 2011-08-03: 2013-06-10; 2011-09-20: 2013-06-17 | 4145 | 3700 | Up-front Payment
SCG-002242 | Single Family Residential | Domestic Hot Water | Gas | Southern California Gas Company | Incentive:Canceled | 1596 | 18.59 |  | 1 | 101 |  | 86 |  | 2013-12-06 16:27 |  | PACIFIC STONEGATE INC | Retrofit | Anaheim | Orange | 92801 | Lease | 5 |  | SM-EF-4PV-2T-G | EchoFirst |  | SM-EF-4PV-2T-G | Indirect Thermosyphon (IT) | 35.52 |  | SM-EL-90 | Glycol | HartStat, or equivalent | Solar Storage and Auxiliary Tanks are separate | 80.04 | 0.85 | 1 | 65 | Z08 | [18 empty] | Anaheim | FALSE | 92.08 |  | 2011-06-01: 2013-06-10; 2011-06-21: 2014-02-18; 2011-08-03: 2013-12-06 | 3687 | 9300 | Up-front Payment
SDG-002244 | Single Family Residential | Domestic Hot Water | Electric | San Diego Gas and Electric | Incentive:Paid | 1230 |  | 0.54 | 1 |  | 2446 |  | 2277 | 2013-08-05 17:44 | 2013-11-19 | COSMIC SOLAR INC | Retrofit | Pauma Valley | San Diego | 92061 | Host Customer is System Owner | 2 |  | 2002003A | ACR Solar International | Skyline System 5 | 200152C80EX2TE | Indirect Forced Circulation (IF) | 40.1 |  | 20-01 | Glycol | Advanced Controller with a Vacation or Holiday Mode | Solar Storage and Auxiliary Tanks are separate | 80 | 0.98 | 0.95 | 35 | Z14 | [18 empty] | San Diego County | FALSE |  | 3.3 | 2011-06-01: 2013-06-12; 2011-08-03: 2013-08-05; 2011-09-20: 2013-11-19 | 3973 | 8080 | Up-front Payment
SCG-002245 | Low Income Multifamily Residential | Domestic Hot Water | Gas | Southern California Gas Company | Incentive:Paid | 51421 | 19.23 |  | 1 | 2674 |  | 2674 |  | 2013-06-18 16:17 | 2013-06-25 | ALL VALLEY SOLAR INC | Retrofit | N Hollywood | Los Angeles | 91602 | Host Customer is System Owner | [7 empty] | 736.2 | 40.9 |  | Drainback |  | Solar Storage and Auxiliary Tanks are separate |  | 1 | 1 | 1520 | Z09 | 38 | Units | Apartments/Condos | 2007032F | 18 | 2 | 1150 | 1 | 115 | 1 | 399000 | TRUE | 130 | 140 |  |  |  | SunEarth - SETR A503 TTR U + VFS 5-100 | ladbs | FALSE | 29.13 |  | 2013-06-12 |  | 2013-06-18 | 2013-06-25 | 2014-03-21 | 2014-03-27 | 3852 | 77889 | Up-front Payment
SCG-002246 | Low Income Multifamily Residential | Domestic Hot Water | Gas | Southern California Gas Company | Incentive:Paid | 44306 | 19.23 |  | 1 | 2304 |  | 2304 |  | 2013-06-18 16:07 | 2013-06-25 | ALL VALLEY SOLAR INC | Retrofit | N Hollywood | Los Angeles | 91602 | Host Customer is System Owner | [7 empty] | 654.4 | 40.9 |  | Drainback |  | Solar Storage and Auxiliary Tanks are separate |  | 1 | 1 | 1520 | Z09 | 38 | Units | Apartments/Condos | 2007032A | 16 | 2 | 950 | 1 | 115 | 1 | 399000 | TRUE | 130 | 140 |  |  |  | SunEarth - SETR A503 TTR U + VFS 5-100 | ladbs | FALSE | 27.69 |  | 2013-06-12 |  | 2013-06-18 | 2013-06-25 | 2014-03-21 | 2014-03-27 | 3852 | 63791 | Up-front Payment
PGE-002247 | Single Family Residential | Domestic Hot Water | Gas | Pacific Gas and Electric | Incentive:Paid | 1392 | 18.59 |  | 1 | 96 |  | 75 |  | 2013-09-16 13:47 | 2013-09-18 | ACR SOLAR INTERNATIONAL CORP | Retrofit | CARMICHAEL | Sacramento | 95608 | Host Customer is System Owner | 4 |  | 2001019A | ACR Solar International | Skyline System 5 | 200152C80EX2TG | Indirect Forced Circulation (IF) | 40.1 |  | 20-01 | Glycol | Advanced Controller with a Vacation or Holiday Mode | Solar Storage and Auxiliary Tanks are separate | 80 | 0.78 | 1 | 55 | Z12 | [18 empty] | Sacramento County | FALSE | 67.72 |  | 2011-06-01: 2013-06-12; 2011-08-03: 2013-09-16; 2011-09-20: 2013-09-18 | 4033 | 6500.87 | Up-front Payment
PGE-002249 | Single Family Residential | Domestic Hot Water | Electric | Pacific Gas and Electric | Incentive:Canceled | 1378 |  | 0.54 | 1 |  | 2740 |  | 2551 | 2013-07-11 15:57 |  | SIERRA PACIFIC HOME & COMFORT INC | Retrofit | CAMERON PARK | El Dorado | 95682 | Host Customer is System Owner | 2 |  | 2010141A | Solene | Aurora/AO Smith | SLAR40DC-80HE | Indirect Forced Circulation (IF) | 38.9 |  | SLCO-40 | Glycol | Advanced Controller with a Vacation or Holiday Mode | Solar and Auxiliary Storage are the same Tank | 80 | 0.98 | 0.95 | 35 | Z12 | [18 empty] | El Dorado County | FALSE |  | 2.88 | 2011-06-01: 2013-06-14; 2011-06-21: 2016-05-17; 2011-08-03: 2013-07-11 | 3085 | 7878 | Up-front Payment
SCG-002250 | Low Income Multifamily Residential | Domestic Hot Water | Gas | Southern California Gas Company | Incentive:Paid | 50267 | 19.23 |  | 1 | 2614 |  | 2614 |  | 2013-10-31 12:13 | 2013-12-18 | PROMISE ENERGY INC | New Construction | Los Angeles | Los Angeles | 90033 | Host Customer is System Owner | [7 empty] | 960 | 40 |  | Glycol | Steam Back | Solar Storage and Auxiliary Tanks are separate |  | 1 | 1 | 2052 | Z09 | 54 | Units | Apartments/Condos | 2009058C | 24 | 1 | 1056 | 4 | 235 | 1 | 399000 | TRUE | 140 | 120 |  | SunReports - SR1000GVFS20-400 |  | SunReports - SR1000GVFS20-400 | Los Angeles | FALSE | 52.79 |  | 2013-06-14 |  | 2013-10-31 | 2013-12-18 | 2015-02-03 | 2015-02-26 | 3495 | 138000 | Up-front Payment
SCE-002251 | Single Family Residential | Domestic Hot Water | Propane | Southern California Edison | Incentive:Paid | 1801 | 0.54 |  | 1 | 4131 |  | 3336 |  | 2013-09-10 10:00 | 2013-09-13 | SOLAR NOW | Retrofit | Joshua Tree | San Bernardino | 92252 | Host Customer is System Owner | 4 |  | 2001001A | SunEarth, Inc. | SolaRay | TE40P-80-2G | Indirect Forced Circulation (IF) | 40.9 |  | EP-40 | Glycol | Advanced Controller with a Vacation or Holiday Mode | Solar Storage and Auxiliary Tanks are separate | 80 | 0.95 | 0.85 | 55 | Z14 | [18 empty] | San Bernardino County | FALSE | 1.51 |  | 2011-06-01: 2013-06-17; 2011-08-03: 2013-09-10; 2011-09-20: 2013-09-13 | 4037 | 6250 | Up-front Payment
SCG-002252 | Commercial/Multifamily Residential | Domestic Hot Water | Gas | Southern California Gas Company | Incentive:Paid | 29743 | 14.53 |  | 1 | 2047 |  | 2047 |  | 2013-08-02 14:05 | 2013-08-23 | EMPOWER CONSTRUCTION CORP | Retrofit | Port Hueneme | Ventura | 93043 | Host Customer is System Owner | [7 empty] | 912 | 38 |  | Glycol | Other | Solar Storage and Auxiliary Tanks are separate |  | 1 | 1 | 2288 | Z06 | 176 | Persons | Military Barracks | 2012045A | 24 | 2 | 1750 | 1 | 2000 | 1 | 990000 | TRUE | 140 | 150 |  |  |  | Cogenra - C3 Comm VFS 10-200 | Naval Base Ventura County Pt. Hueneme | FALSE | 88.02 |  | 2013-06-18 |  | 2013-08-02 | 2013-08-23 | 2013-09-10 | 2013-09-16 | 4019 | 180171 | Up-front Payment
SCG-002253 | Low Income Multifamily Residential | Domestic Hot Water | Gas | Southern California Gas Company | Incentive:Paid | 61594 | 19.23 |  | 1 | 3203 |  | 3203 |  | 2013-08-01 09:32 | 2013-08-29 | REGREEN INC | Retrofit | Los Angeles | Los Angeles | 90057 | Host Customer is System Owner | [7 empty] | 923.91 | 40.17 |  | Glycol |  | Solar Storage and Auxiliary Tanks are separate |  | 1 | 1 | 2166 | Z09 | 57 | Units | Apartments/Condos | 2010115A | 23 | 1 | 930 | 1 | 345 | 3 | 999000 | TRUE | 120 | 120 |  |  |  | Heliodyne - Delta-T Pro WiFi | City of Los Angeles | FALSE | 41.27 |  | 2013-07-30 |  | 2013-08-01 | 2013-08-29 | 2014-06-27 | 2014-07-02 | 3760 | 132182 | Up-front Payment
SCG-002254 | Low Income Multifamily Residential | Domestic Hot Water | Gas | Southern California Gas Company | Incentive:Paid | 61594 | 19.23 |  | 1 | 3203 |  | 3203 |  | 2013-08-01 09:32 | 2013-08-29 | REGREEN INC | Retrofit | Los Angeles | Los Angeles | 90057 | Host Customer is System Owner | [7 empty] | 923.91 | 40.17 |  | Glycol |  | Solar Storage and Auxiliary Tanks are separate |  | 1 | 1 | 2166 | Z09 | 57 | Units | Apartments/Condos | 2010115A | 23 | 1 | 930 | 1 | 345 | 3 | 999000 | TRUE | 120 | 120 |  |  |  | Heliodyne - Delta-T Pro WiFi | City of Los Angeles | FALSE | 41.27 |  | 2013-07-30 |  | 2013-08-01 | 2013-08-29 | 2014-06-27 | 2014-07-02 | 3760 | 132182 | Up-front Payment
SDG-002255 | Low Income Multifamily Residential | Domestic Hot Water | Gas | San Diego Gas and Electric | Incentive:Paid | 45122 | 19.23 |  | 1 | 2419 |  | 2346 |  | 2013-08-01 09:34 | 2013-09-04 | REGREEN INC | Retrofit | San Marcos | San Diego | 92078 | Host Customer is System Owner | [7 empty] | 642.72 | 40.17 |  | Glycol | Advanced Controller with a Vacation or Holiday Mode | Solar Storage and Auxiliary Tanks are separate |  | 0.97 | 1 | 1976 | Z07 | 52 | Units | Apartments/Condos | 2010115A | 16 | 1 | 645 | 1 | 115 | 1 | 800000 | TRUE | 120 | 120 |  |  |  | Heliodyne - Delta-T Pro WiFi | City of San Marcos | FALSE | 31.22 |  | 2013-07-30 | 2013-08-14 | 2013-08-01 | 2013-09-04 | 2013-12-24 | 2014-03-21 | 3854 | 75532 | Up-front Payment
SDG-002256 | Low Income Multifamily Residential | Domestic Hot Water | Gas | San Diego Gas and Electric | Incentive:Paid | 43079 | 19.23 |  | 1 | 2435 |  | 2240 |  | 2013-08-01 09:34 | 2013-09-04 | REGREEN INC | Retrofit | San Marcos | San Diego | 92078 | Host Customer is System Owner | [7 empty] | 642.72 | 40.17 |  | Glycol | Advanced Controller with a Vacation or Holiday Mode | Solar Storage and Auxiliary Tanks are separate |  | 0.92 | 1 | 2052 | Z07 | 54 | Units | Apartments/Condos | 2010115A | 16 | 1 | 645 | 1 | 115 | 1 | 800000 | TRUE | 120 | 120 |  |  |  | Heliodyne - Delta-T Pro WiFi | City of San Marcos | FALSE | 31.02 |  | 2013-07-30 | 2013-08-14 | 2013-08-01 | 2013-09-04 | 2013-12-24 | 2014-03-21 | 3854 | 75532 | Up-front Payment
SDG-002257 | Low Income Multifamily Residential | Domestic Hot Water | Gas | San Diego Gas and Electric | Incentive:Paid | 45252 | 19.23 |  | 1 | 2426 |  | 2353 |  | 2013-08-01 09:35 | 2013-09-04 | REGREEN INC | Retrofit | San Marcos | San Diego | 92078 | Host Customer is System Owner | [7 empty] | 642.72 | 40.17 |  | Glycol | Advanced Controller with a Vacation or Holiday Mode | Solar Storage and Auxiliary Tanks are separate |  | 0.97 | 1 | 2014 | Z07 | 53 | Units | Apartments/Condos | 2010115A | 16 | 1 | 645 | 1 | 115 | 1 | 800000 | TRUE | 120 | 120 |  |  |  | Heliodyne - Delta-T Pro WiFi | City of San Marcos | FALSE | 31.13 |  | 2013-07-30 | 2013-08-14 | 2013-08-01 | 2013-09-04 | 2013-12-24 | 2014-03-21 | 3854 | 75532 | Up-front Payment
SDG-002258 | Low Income Multifamily Residential | Domestic Hot Water | Gas | San Diego Gas and Electric | Incentive:Paid | 75833 | 19.23 |  | 1 | 4151 |  | 3943 |  | 2013-08-01 09:36 | 2013-09-04 | REGREEN INC | Retrofit | Escondido | San Diego | 92025 | Host Customer is System Owner | [7 empty] | 1285.44 | 40.17 |  | Glycol | Advanced Controller with a Vacation or Holiday Mode | Solar Storage and Auxiliary Tanks are separate |  | 0.95 | 1 | 3040 | Z07 | 80 | Units | Apartments/Condos | 2010115A | 32 | 1 | 1290 | 1 | 175 | 1 | 999000 | TRUE | 120 | 120 |  |  |  | Heliodyne - Delta-T Pro WiFi | city of escondido | FALSE | 36.39 |  | 2013-07-30 | 2013-08-14 | 2013-08-01 | 2013-09-04 | 2013-12-24 | 2014-03-21 | 3854 | 151065 | Up-front Payment
SDG-002259 | Low Income Multifamily Residential | Domestic Hot Water | Gas | San Diego Gas and Electric | Incentive:Paid | 83651 | 19.23 |  | 1 | 4350 |  | 4350 |  | 2013-08-01 09:36 | 2013-09-04 | REGREEN INC | Retrofit | San Marcos | San Diego | 92078 | Host Customer is System Owner | [7 empty] | 1124.76 | 40.17 |  | Glycol | Advanced Controller with a Vacation or Holiday Mode | Solar Storage and Auxiliary Tanks are separate |  | 1 | 1 | 4440 | Z07 | 120 | Units | Apartments/Condos | 2010115A | 28 | 1 | 1140 | 1 | 125 | 1 | 1650000 | TRUE | 120 | 120 |  |  |  | Heliodyne - Delta-T Pro WiFi | City of San Marcos | FALSE | 30.39 |  | 2013-07-30 | 2013-08-14 | 2013-08-01 | 2013-09-04 | 2013-12-24 | 2014-03-21 | 3854 | 132182 | Up-front Payment
PGE-002260 | Low Income Multifamily Residential | Domestic Hot Water | Gas | Pacific Gas and Electric | Incentive:Paid | 10000 | 19.23 |  | 1 | 520 |  | 520 |  | 2013-10-31 11:59 | 2013-11-13 | SABBATINI PLUMBING INC | New Construction | Gilroy | Santa Clara | 95020 | Host Customer is System Owner | [7 empty] | 159.12 | 39.78 |  | Drainback |  | Solar and Auxiliary Storage are the same Tank |  | 1 | 1 | 546 | Z03 | 13 | Units | Apartments/Condos | 2009039F | 4 | 1 | 248 | 1 | 119 | 1 | 199000 | TRUE | 119 | 120 |  |  |  |  | Gilroy,Santa Clara County, CA | FALSE | 61.78 |  | 2013-06-20 | 2013-11-07 | 2013-10-31 | 2013-11-13 | 2013-11-15 | 2013-12-20 | 3951 | 32124 | Up-front Payment
PGE-002261 | Low Income Multifamily Residential | Domestic Hot Water | Gas | Pacific Gas and Electric | Incentive:Paid | 10403 | 19.23 |  | 1 | 541 |  | 541 |  | 2013-10-31 12:06 | 2013-11-07 | SABBATINI PLUMBING INC | New Construction | Gilroy | Santa Clara | 95020 | Host Customer is System Owner | [7 empty] | 159.12 | 39.78 |  | Drainback |  | Solar and Auxiliary Storage are the same Tank |  | 1 | 1 | 588 | Z03 | 14 | Units | Apartments/Condos | 2009039F | 4 | 1 | 248 | 1 | 119 | 1 | 199000 | TRUE | 119 | 120 |  |  |  |  | Gilroy,Santa Clara County, CA | FALSE | 59.38 |  | 2013-06-20 |  | 2013-10-31 | 2013-11-07 | 2013-11-15 | 2013-12-03 | 3975 | 32124 | Up-front Payment
SCE-002262 | Single Family Residential | Domestic Hot Water | Propane | Southern California Edison | Incentive:Paid | 1834 | 0.54 |  | 1 | 4131 |  | 3924 |  | 2013-08-28 16:17 | 2013-08-29 | SOLAR NOW | Retrofit | Pioneertown | San Bernardino | 92268 | Host Customer is System Owner | 4 |  | 2001001A | SunEarth, Inc. | SolaRay | TE40P-80-2G | Indirect Forced Circulation (IF) | 40.9 |  | EP-40 | Glycol | Advanced Controller with a Vacation or Holiday Mode | Solar Storage and Auxiliary Tanks are separate | 80 | 0.95 | 1 | 55 | Z14 | [18 empty] | San Bernardino County | FALSE | 1.57 |  | 2011-06-01: 2013-06-21; 2011-08-03: 2013-08-28; 2011-09-20: 2013-08-29 | 4037 | 6500 | Up-front Payment
SCG-002265 | Low Income Multifamily Residential | Domestic Hot Water | Gas | Southern California Gas Company | Reservation:Canceled | 24441 | 19.23 |  | 1 | 1271 |  | 1271 |  | 2013-07-08 14:11 |  | SOLAR - TEC SYSTEMS INC | New Construction | Los Angeles | Los Angeles | 90012 | Host Customer is System Owner | [7 empty] | 326.88 | 40.86 |  | Glycol | Advanced Controller with a Vacation or Holiday Mode | Solar Storage and Auxiliary Tanks are separate |  | 1 | 1 | 2280 | Z09 | 60 | Units | Apartments/Condos | 2006024E | 8 | 1 | 480 | 4 | 400 | 2 | 399000 | TRUE | 120 | 105 | [5 empty] | FALSE | 24.08 |  | 2011-06-01: 2013-06-21; 2011-06-21: 2013-09-06; 2011-06-23: 2013-07-08 | 4068 | 30610 | Up-front Payment
SCG-002266 | Low Income Multifamily Residential | Domestic Hot Water | Gas | Southern California Gas Company | Incentive:Paid | 43152 | 19.23 |  | 1 | 2244 |  | 2244 |  | 2013-07-08 13:31 | 2013-08-30 | SOLAR - TEC SYSTEMS INC | New Construction | Carson | Los Angeles | 90745 | Host Customer is System Owner | [7 empty] | 964.08 | 40.17 |  | Glycol | Advanced Controller with a Vacation or Holiday Mode | Solar Storage and Auxiliary Tanks are separate |  | 1 | 1 | 1600 | Z08 | 40 | Units | Apartments/Condos | 2010115A | 24 | 1 | 1450 | 1 | 235 | 1 | 399000 | TRUE | 120 | 105 |  | Heliodyne - Delta-T Pro Ethernet |  | Heliodyne - Delta-T Pro Ethernet | Carson, LA County, California | FALSE | 24.81 |  | 2013-06-21 |  | 2013-07-08 | 2013-08-30 | 2015-06-22 | 2015-07-22 | 3355 | 55666 | Up-front Payment
SDG-002268 | Low Income Multifamily Residential | Domestic Hot Water | Gas | San Diego Gas and Electric | Incentive:Canceled | 21518 | 19.23 |  | 1 | 1119 |  | 1119 |  | 2013-08-28 16:28 | 2013-09-05 |  | Retrofit | El Cajon | San Diego | 92021 | Host Customer is System Owner | [7 empty] | 327.6 | 40.95 |  | Glycol | Steam Back | Solar Storage and Auxiliary Tanks are separate |  | 1 | 1 | 672 | Z10 | 16 | Units | Apartments/Condos | 10001803 | 8 | 1 | 600 | 1 | 166 | 2 | 564000 | TRUE | 140 | 140 | [5 empty] | FALSE | 29.49 |  | 2011-06-01: 2013-06-26; 2011-06-23: 2013-08-28; 2011-07-01: 2013-09-05 | 4069 | 33000 | Up-front Payment
SDG-002269 | Low Income Multifamily Residential | Domestic Hot Water | Gas | San Diego Gas and Electric | Incentive:Canceled | 33787 | 19.23 |  | 1 | 1757 |  | 1757 |  | 2013-08-28 16:26 | 2013-09-18 |  | Retrofit | El Cajon | San Diego | 92021 | Host Customer is System Owner | [7 empty] | 491.4 | 40.95 |  | Glycol | Steam Back | Solar Storage and Auxiliary Tanks are separate |  | 1 | 1 | 960 | Z10 | 24 | Units | Apartments/Condos | 10001803 | 12 | 1 | 792 | 3 | 98 | 1 | 250000 | TRUE | 140 | 140 | [5 empty] | FALSE | 27.89 |  | 2013-06-26 | 2013-09-05 | 2013-08-28 | 2013-09-18 |  |  | 4056 | 49000 | Up-front Payment
SDG-002270 | Low Income Multifamily Residential | Domestic Hot Water | Gas | San Diego Gas and Electric | Incentive:Canceled | 33768 | 19.23 |  | 1 | 1756 |  | 1756 |  | 2013-08-28 16:24 | 2013-09-18 |  | Retrofit | El Cajon | San Diego | 92021 | Host Customer is System Owner | [7 empty] | 491.4 | 40.95 |  | Glycol | Steam Back | Solar Storage and Auxiliary Tanks are separate |  | 1 | 1 | 960 | Z10 | 24 | Units | Apartments/Condos | 10001803 | 12 | 1 | 792 | 3 | 81 | 1 | 399900 | TRUE | 140 | 140 | [5 empty] | FALSE | 27.9 |  | 2013-06-26 | 2013-09-05 | 2013-08-28 | 2013-09-18 |  |  | 4056 | 49000 | Up-front Payment
SCG-002271 | Commercial/Multifamily Residential | Domestic Hot Water | Gas | Southern California Gas Company | Incentive:Canceled | 18549 | 25 |  | 1 SCG | 781 |  | 742 |  | 2013-07-15 15:55 | 2013-08-09 | MURDON CORP | New Construction | Brea | Orange | 92821 | Host Customer is System Owner | [7 empty] | 327.2 | 40.9 |  | Glycol | Advanced Controller with a Vacation or Holiday Mode | Solar Storage and Auxiliary Tanks are separate |  | 0.95 | 1 | 600 | Z08 |  | Pounds of Laundry | Coin-op Laundries | 2007032A | 8 | 1 | 330 | 1 | 97 | 1 | 199000 | FALSE | 112 | 112 | [5 empty] | FALSE | 61.34 |  | 2011-06-01: 2013-06-27; 2011-06-23: 2013-07-15; 2011-07-01: 2013-08-09 | 4096 | 47904 | Up-front Payment
SDG-002272 | Low Income Multifamily Residential | Domestic Hot Water | Gas | San Diego Gas and Electric | Incentive:Canceled | 42344 | 19.23 |  | 1 | 2202 |  | 2202 |  | 2013-08-28 16:22 | 2013-09-18 |  | Retrofit | El Cajon | San Diego | 92021 | Host Customer is System Owner | [7 empty] | 655.2 | 40.95 |  | Glycol | Steam Back | Solar Storage and Auxiliary Tanks are separate |  | 1 | 1 | 1280 | Z10 | 32 | Units | Apartments/Condos | 10001803 | 16 | 1 | 1100 | 1 | 200 | 2 | 500000 | TRUE | 140 | 140 | [5 empty] | FALSE | 25.3 |  | 2013-06-27 | 2013-09-05 | 2013-08-28 | 2013-09-18 |  |  | 4056 | 55700 | Up-front Payment
SDG-002273 | Low Income Multifamily Residential | Domestic Hot Water | Gas | San Diego Gas and Electric | Incentive:Canceled | 11057 | 19.23 |  | 1 | 575 |  | 575 |  | 2013-08-28 16:19 | 2013-09-05 |  | Retrofit | El Cajon | San Diego | 92021 | Host Customer is System Owner | [7 empty] | 163.8 | 40.95 |  | Glycol | Steam Back | Solar Storage and Auxiliary Tanks are separate |  | 1 | 1 | 294 | Z10 | 7 | Units | Apartments/Condos | 10001803 | 4 | 1 | 264 | 1 | 72 | 1 | 250000 | TRUE | 140 | 140 | [5 empty] | FALSE | 36.52 |  | 2011-06-01: 2013-06-27; 2011-06-23: 2013-08-28; 2011-07-01: 2013-09-05 | 4069 | 21000 | Up-front Payment
SDG-002274 | Low Income Multifamily Residential | Domestic Hot Water | Gas | San Diego Gas and Electric | Incentive:Canceled | 32191 | 19.23 |  | 1 | 1674 |  | 1674 |  | 2013-08-28 16:10 | 2013-09-18 |  | Retrofit | El Cajon | San Diego | 92021 | Host Customer is System Owner | [7 empty] | 491.4 | 40.95 |  | Glycol | Steam Back | Solar Storage and Auxiliary Tanks are separate |  | 1 | 1 | 960 | Z10 | 24 | Units | Apartments/Condos | 10001803 | 12 | 1 | 1000 | 1 | 65 | 1 | 305000 | TRUE | 140 | 140 | [5 empty] | FALSE | 28.85 |  | 2013-06-27 | 2013-09-05 | 2013-08-28 | 2013-09-18 |  |  | 4056 | 48300 | Up-front Payment
SCG-002279 | Low Income Multifamily Residential | Domestic Hot Water | Gas | Southern California Gas Company | Reservation:Canceled | 66517 | 19.23 |  | 1 | 3459 |  | 3459 |  | 2013-07-24 12:44 |  | CALIFORNIA SOLAR THERMAL INC | Retrofit | Van Nuys | Los Angeles | 91406 | Host Customer is System Owner | [7 empty] | 1307.52 | 40.86 |  | Glycol | Steam Back | Solar Storage and Auxiliary Tanks are separate |  | 1 | 1 | 1560 | Z06 | 39 | Units | Apartments/Condos | 2006024E | 32 | 1 | 2000 | 1 | 240 | 2 | 500000 | TRUE | 140 | 140 | [5 empty] | FALSE | 28.91 |  | 2011-06-01: 2013-07-02; 2011-06-21: 2013-09-24; 2011-06-23: 2013-07-24 | 4050 | 100000 | Up-front Payment
SCG-002280 | Single Family Residential | Domestic Hot Water | Gas | Southern California Gas Company | Incentive:Paid | 1391 | 18.59 |  | 1 | 105 |  | 75 |  | 2013-12-10 14:31 | 2013-12-13 | AMERI TECH CONSTRUCTION INC | Retrofit | Gardena | Los Angeles | 90247 | Lease | 5 |  | CL-EF-4PV-2T-G | EchoFirst |  | CL-EF-4PV-2T-G | Indirect Thermosyphon (IT) | 35.52 |  | CL-EL-90 | Glycol | HartStat, or equivalent | Solar Storage and Auxiliary Tanks are separate | 80.04 | 0.95 | 0.75 | 65 | Z08 | [18 empty] | Gardena, Los Angeles,CA | FALSE | 88.57 |  | 2011-06-01: 2013-07-02; 2011-08-03: 2013-12-10; 2011-09-20: 2013-12-13 | 3961 | 9300 | Up-front Payment
PGE-002281 | Single Family Residential | Domestic Hot Water | Gas | Pacific Gas and Electric | Incentive:Paid | 2640 | 18.59 |  | 1 | 142 |  | 142 |  | 2013-07-24 09:43 | 2013-08-21 | O'DOWD PLUMBING INC | Retrofit | BELMONT | San Mateo | 94002 | Host Customer is System Owner | 3 |  | 2007023A | Heat Transfer Products | Phoenix Solar | PH-80S | Indirect Forced Circulation (IF) | 39.8 |  | AE-40E |  |  | Solar and Auxiliary Storage are the same Tank | 80 | 1 | 1 | 45 | Z03 | [18 empty] | Belmont | FALSE | 89.27 |  | 2013-07-03 | 2013-08-15 |  |  | 2013-07-24 | 2013-08-21 | 4033 | 12675.9 | Up-front Payment
SCG-002282 | Single Family Residential | Domestic Hot Water | Gas | Southern California Gas Company | Incentive:Paid | 1762 | 18.59 |  | 1 | 105 |  | 95 |  | 2013-10-04 14:53 | 2013-10-30 | AMERI TECH CONSTRUCTION INC | Retrofit | Los Angeles | Los Angeles | 90068 | Lease | 5 |  | CL-EF-4PV-2T-G | EchoFirst |  | CL-EF-4PV-2T-G | Indirect Thermosyphon (IT) | 35.52 |  | CL-EL-90 | Glycol | HartStat, or equivalent | Solar Storage and Auxiliary Tanks are separate | 80.04 | 0.95 | 0.95 | 65 | Z09 | [18 empty] | LOS ANGELES,LOS ANGELES, CA | FALSE | 88.57 |  | 2011-06-01: 2013-07-05; 2011-08-03: 2013-10-04; 2011-09-20: 2013-10-30 | 3999 | 9300 | Up-front Payment
SCG-002283 | Single Family Residential | Domestic Hot Water | Gas | Southern California Gas Company | Incentive:Paid | 1765 | 18.59 |  | 1 | 101 |  | 95 |  | 2013-12-02 14:51 | 2013-12-06 | AMERI TECH CONSTRUCTION INC | Retrofit | Palos Verdes Estates | Los Angeles | 90274 | Lease | 5 |  | CL-EF-4PV-2T-G | EchoFirst |  | CL-EF-4PV-2T-G | Indirect Thermosyphon (IT) | 35.52 |  | CL-EL-90 | Glycol | HartStat, or equivalent | Solar Storage and Auxiliary Tanks are separate | 80.04 | 0.94 | 1 | 65 | Z06 | [18 empty] | Palos Verdes Estates, Los Angeles, CA | FALSE | 92.08 |  | 2011-06-01: 2013-07-05; 2011-08-03: 2013-12-02; 2011-09-20: 2013-12-06 | 3965 | 9300 | Up-front Payment
SCG-002284 | Single Family Residential | Domestic Hot Water | Gas | Southern California Gas Company | Incentive:Paid | 1854 | 18.59 |  | 1 | 105 |  | 100 |  | 2013-10-04 14:56 | 2013-10-25 | AMERI TECH CONSTRUCTION INC | Retrofit | Northridge | Los Angeles | 91324 | Lease | 5 |  | CL-EF-4PV-2T-G | EchoFirst |  | CL-EF-4PV-2T-G | Indirect Thermosyphon (IT) | 35.52 |  | CL-EL-90 | Glycol | HartStat, or equivalent | Solar Storage and Auxiliary Tanks are separate | 80.04 | 0.95 | 1 | 65 | Z09 | [18 empty] | Northridege,CA | FALSE | 88.57 |  | 2011-06-01: 2013-07-05; 2011-08-03: 2013-10-04; 2011-09-20: 2013-10-25 | 4014 | 9300 | Up-front Payment
SCG-002285 | Low Income Multifamily Residential | Domestic Hot Water | Gas | Southern California Gas Company | Incentive:Paid | 33149 | 19.23 |  | 1 | 1759 |  | 1724 |  | 2013-08-23 15:10 | 2013-09-24 | SOUTHERN CALIFORNIA SOLAR INC | New Construction | Los Angeles | Los Angeles | 90013 | Host Customer is System Owner | [7 empty] | 482.04 | 40.17 |  | Glycol | Advanced Controller with a Vacation or Holiday Mode | Solar Storage and Auxiliary Tanks are separate |  | 0.98 | 1 | 2160 | Z09 | 108 | Units | Apartments/Condos | 2010116A | 12 | 1 | 846 | 1 | 846 | 1 | 18200 | TRUE | 105 | 120 |  | Heliodyne - Delta-T Pro Ethernet |  | Heliodyne - Delta-T Pro Ethernet | Los Angeles, CA | FALSE | 52.64 |  | 2013-07-09 |  | 2013-08-23 | 2013-09-24 | 2014-03-04 | 2014-03-13 | 3866 | 92590 | Up-front Payment
SCG-002286 | Single Family Residential | Domestic Hot Water | Gas | Southern California Gas Company | Incentive:Paid | 2719 | 18.59 |  | 1 | 183 |  | 165 |  | 2013-08-07 17:59 | 2013-08-14 | THE SOLAR ENERGY COMPANY INC | Retrofit | Santa Barbara | Santa Barbara | 93103 | Host Customer is System Owner | 4 |  | 2008024H | SunEarth, Inc. | SolaRay | TE64P-80-TLG | Indirect Forced Circulation (IF) | 65.7 |  | EP-32 | Glycol | Advanced Controller with a Vacation or Holiday Mode | Solar Storage with Tankless Auxiliary Water Heater | 80 | 1 | 0.9 | 55 | Z06 | [18 empty] | Santa Barbara City | FALSE | 51.91 |  | 2011-06-01: 2013-07-10; 2011-08-03: 2013-08-07; 2011-09-20: 2013-08-14 | 4079 | 9500 | Up-front Payment
SCG-002287 | Low Income Multifamily Residential | Domestic Hot Water | Gas | Southern California Gas Company | Incentive:Paid | 24932 | 19.23 |  | 1 | 1323 |  | 1297 |  | 2013-09-05 13:26 | 2013-10-08 | SOUTHERN CALIFORNIA SOLAR INC | Retrofit | Los Angeles | Los Angeles | 90017 | Host Customer is System Owner | [7 empty] | 642.72 | 40.17 |  | Glycol | Advanced Controller with a Vacation or Holiday Mode | Solar Storage and Auxiliary Tanks are separate |  | 0.98 | 1 | 860 | Z09 | 43 | Units | Apartments/Condos | 2010116A | 16 | 1 | 1000 | 2 | 1000 | 1 | 18200 | FALSE | 105 | 120 |  |  |  | Heliodyne - Delta-T Pro Ethernet | City of Los Angeles | FALSE | 91.25 |  | 2013-07-10 |  | 2013-09-05 | 2013-10-08 | 2014-02-19 | 2014-02-20 | 3883 | 120719 | Up-front Payment
SCG-002288 | Commercial/Multifamily Residential | Domestic Hot Water | Gas | Southern California Gas Company | Incentive:Paid | 55752 | 14.53 |  | 1 | 3837 |  | 3837 |  | 2013-07-22 14:32 | 2013-08-07 | ZHICHEN WANG | Retrofit | El Monte | Los Angeles | 91731 | Host Customer is System Owner | [7 empty] | 1741.12 | 54.41 |  | Drainback | Advanced Controller with a Thermal Cycling Function | Solar Storage and Auxiliary Tanks are separate |  | 1 | 1 | 1440 | Z09 | 96 | Units | Hotels/Motels | 2012005A | 32 | 4 | 3168 | 1 | 400 | 4 | 525000 | TRUE | 150 | 150 |  |  | SunReports, Inc | SunReports - SR1100GVFS20-400 | El Monte, CA, USA | FALSE | 20.11 |  | 2013-07-11 |  | 2013-07-22 | 2013-08-07 | 2013-08-15 | 2013-09-20 | 4028 | 77174.6 | Up-front Payment
SCG-002289 | Commercial/Multifamily Residential | Domestic Hot Water | Gas | Southern California Gas Company | Incentive:Canceled | 689899 | 25 |  | 1 SCG | 42851 |  | 42851 |  | 2013-07-30 16:01 | 2013-09-13 |  | Retrofit | chino | Los Angeles | 91710 | Host Customer is System Owner | [7 empty] | 14581.88 | 54.41 |  | Drainback |  | Solar and Auxiliary Storage are the same Tank |  | 1 | 1 | 32952 | Z09 |  | Full meals served | Meal Service Restaurant | 2012005A | 268 | 4 | 42240 | 4 | 0 | 0 | 11226000 | FALSE | 150 | 150 | [5 empty] | TRUE | 16.1 |  | 2011-06-01: 2013-07-11; 2011-06-23: 2013-07-30; 2011-07-01: 2013-09-13 | 4061 | 689898.54 | Up-front Payment
SCG-002290 | Commercial/Multifamily Residential | Domestic Hot Water | Gas | Southern California Gas Company | Incentive:Paid | 46017 | 14.53 |  | 1 | 3167 |  | 3167 |  | 2013-08-02 14:04 | 2013-08-23 | EMPOWER CONSTRUCTION CORP | Retrofit | PORT HUENEME | Ventura | 93043 | Host Customer is System Owner | [7 empty] | 1368 | 38 |  | Glycol | Other | Solar Storage and Auxiliary Tanks are separate |  | 1 | 1 | 4000 | Z06 | 328 | Persons | Military Barracks | 2012045A | 36 | 2 | 1750 | 1 | 2000 | 1 | 1970000 | TRUE | 140 | 150 |  |  |  | Cogenra - C3 Comm VFS 10-200 | Naval Base Ventura County Pt. Hueneme | FALSE | 85.34 |  | 2013-07-12 |  | 2013-08-02 | 2013-08-23 | 2013-09-10 | 2013-09-16 | 4019 | 270257 | Up-front Payment
SCG-002291 | Commercial/Multifamily Residential | Domestic Hot Water | Gas | Southern California Gas Company | Incentive:Paid | 34160 | 14.53 |  | 1 | 2351 |  | 2351 |  | 2013-08-02 14:02 | 2013-08-23 | EMPOWER CONSTRUCTION CORP | Retrofit | Port Hueneme | Ventura | 93043 | Host Customer is System Owner | [7 empty] | 912 | 38 |  | Glycol | Other | Solar Storage and Auxiliary Tanks are separate |  | 1 | 1 | 2880 | Z06 | 1200 | Full meals served | Meal Service Restaurant | 2012045A | 24 | 2 | 1750 | 1 | 500 | 1 | 1980000 | TRUE | 160 | 170 |  |  |  | Cogenra - C3 Comm VFS 10-200 | Navy Base Ventura County Pt Hueneme | FALSE | 76.64 |  | 2013-07-12 |  | 2013-08-02 | 2013-08-23 | 2013-09-10 | 2013-09-16 | 4019 | 180171 | Up-front Payment
SCG-002293 | Single Family Residential | Domestic Hot Water | Gas | Southern California Gas Company | Incentive:Paid | 1620 | 18.59 |  | 1 | 105 |  | 87 |  | 2013-09-06 17:57 | 2013-09-24 | MARCO PLUMBING AND CONSTRUCTION | Retrofit | Studio City | Los Angeles | 91604 | Lease | 2 |  | CL-EF-4PV-2T-G | EchoFirst |  | CL-EF-4PV-2T-G | Indirect Thermosyphon (IT) | 35.52 |  | CL-EL-90 | Glycol | Other | Solar Storage and Auxiliary Tanks are separate | 80.04 | 0.83 | 1 | 35 | Z09 | [18 empty] | Studio City, LA, CA | FALSE | 88.57 |  | 2011-06-01: 2013-07-12; 2011-08-03: 2013-09-06; 2011-09-20: 2013-09-24 | 4034 | 9300 | Up-front Payment
SCG-002295 | Commercial/Multifamily Residential | Domestic Hot Water | Gas | Southern California Gas Company | Incentive:Paid | 21432 | 14.53 |  | 1 | 1475 |  | 1475 |  | 2013-07-26 11:43 | 2013-08-09 | SUNLIGHT ENERGY SYSTEMS INC | Retrofit | BELLFLOWER | Los Angeles | 90706 | Host Customer is System Owner | [7 empty] | 368.1 | 40.9 |  | Drainback |  | Solar Storage and Auxiliary Tanks are separate |  | 1 | 1 | 1840 | Z08 | 46 | Units | Apartments/Condos | 2007032A | 9 | 1 | 360 | 3 | 185 | 2 | 475000 | TRUE | 130 | 130 |  |  |  |  | BELLFLOWER | FALSE | 25.54 |  | 2013-07-24 |  | 2013-07-26 | 2013-08-09 | 2013-11-25 | 2013-12-04 | 3961 | 37672 | Up-front Payment
SCG-002296 | Commercial/Multifamily Residential | Domestic Hot Water | Gas | Southern California Gas Company | Incentive:Paid | 1671 | 14.53 |  | 1 | 115 |  | 115 |  | 2013-07-17 15:38 | 2013-07-26 | SUNTREK INDUSTRIES INC | Retrofit | San Clemente | Orange | 92673 | Host Customer is System Owner | 15 |  | 2001001I | SunEarth, Inc. | SolaRay | TE32P-80-2G | Indirect Forced Circulation (IF) | 32.8 |  | EP-32 | Glycol | Advanced Controller with a Vacation or Holiday Mode | Solar Storage and Auxiliary Tanks are separate | 80 | 1 | 1 | 165 | Z08 | [11 empty] | FALSE | [7 empty] | FALSE | 65.22 |  | 2013-07-15 |  | 2013-07-17 | 2013-07-26 | 2013-07-26 | 2013-08-23 | 4003 | 7500 | Up-front Payment
SCG-002297 | Single Family Residential | Domestic Hot Water | Gas | Southern California Gas Company | Incentive:Paid | 1952 | 18.59 |  | 1 | 105 |  | 105 |  | 2013-08-07 11:42 | 2013-08-23 | PRECIS DEVELOPMENT INC | Retrofit | Corona | Riverside | 92880 | Lease | 5 |  | SM-EF-4PV-2T-G | EchoFirst |  | SM-EF-4PV-2T-G | Indirect Thermosyphon (IT) | 35.52 |  | SM-EL-90 | Glycol | HartStat, or equivalent | Solar and Auxiliary Storage are the same Tank | 80.04 | 1 | 1 | 65 | Z10 | [18 empty] | City of Corona | FALSE | 92.38 |  | 2011-06-01: 2013-07-15; 2011-08-03: 2013-08-07; 2011-09-20: 2013-08-23 | 4071 | 9700 | Up-front Payment
SCG-002298 | Commercial/Multifamily Residential | Domestic Hot Water | Gas | Southern California Gas Company | Incentive:Paid | 4621 | 14.53 |  | 1 | 318 |  | 318 |  | 2013-07-24 13:02 | 2013-08-09 | SUNUP ENERGY | Retrofit | Palm Springs | Riverside | 92264 | Host Customer is System Owner | [7 empty] | 122.58 | 40.86 |  | Drainback |  | Solar Storage and Auxiliary Tanks are separate |  | 1 | 1 | 210 | Z15 | 14 | Units | Hotels/Motels | 2006024E | 3 | 1 | 130 | 1 | 100 | 1 | 199000 | FALSE | 140 | 140 |  |  | SunReports, Inc | SunReports - SR1000GVFS2-40 | City of Palm Springs | FALSE | 69.63 |  | 2013-07-15 |  | 2013-07-24 | 2013-08-09 | 2013-09-25 | 2013-09-27 | 4034 | 22143 | Up-front Payment
SDG-002300 | Single Family Residential | Domestic Hot Water | Gas | San Diego Gas and Electric | Incentive:Paid | 2437 | 18.59 |  | 1 | 138 |  | 131 |  | 2013-08-16 15:35 | 2013-09-03 | CLEANTECH ENERGY SOLUTIONS INC | Retrofit | San Diego | San Diego | 92122 | Host Customer is System Owner | 3 |  | 2001001C | SunEarth, Inc. | SolaRay | TE48P-80-2G | Indirect Forced Circulation (IF) | 49.3 |  | EP-24 | Glycol | Advanced Controller with a Vacation or Holiday Mode | Solar Storage and Auxiliary Tanks are separate | 80 | 0.95 | 1 | 45 | Z07 | [18 empty] | City of San Diego | FALSE | 47.19 |  | 2013-07-16 | 2013-08-19 |  |  | 2013-08-16 | 2013-09-03 | 4051 | 6512 | Up-front Payment
SCG-002301 | Low Income Multifamily Residential | Domestic Hot Water | Gas | Southern California Gas Company | Incentive:Paid | 148238 | 19.23 |  | 1 | 7866 |  | 7709 |  | 2013-08-23 15:34 | 2013-09-16 | SOUTHERN CALIFORNIA SOLAR INC | New Construction | Palmdale | Los Angeles | 93550 | Host Customer is System Owner | [7 empty] | 1928.16 | 40.17 |  | Glycol | Advanced Controller with a Vacation or Holiday Mode | Solar Storage and Auxiliary Tanks are separate |  | 0.98 | 1 | 5462 | Z14 | 156 | Units | Apartments/Condos | 2010115A | 48 | 1 | 3030 | 4 | 3030 | 1 | 18200 | TRUE | 105 | 120 |  |  |  | Heliodyne - Delta-T Pro Ethernet | City of Palmdale | FALSE | 55.69 |  | 2013-07-17 |  | 2013-08-23 | 2013-09-16 | 2013-12-12 | 2013-12-18 | 3947 | 438028 | Up-front Payment
SCG-002302 | Low Income Multifamily Residential | Domestic Hot Water | Gas | Southern California Gas Company | Incentive:Paid | 26460 | 19.23 |  | 1 | 1376 |  | 1376 |  | 2013-08-14 15:23 | 2013-08-23 | SUNUP ENERGY | Retrofit | San Bernardino | San Bernardino | 92404 | Host Customer is System Owner | [7 empty] | 408.6 | 40.86 |  | Drainback |  | Solar Storage and Auxiliary Tanks are separate |  |  | 1 | 672 | Z10 | 16 | Units | Apartments/Condos | 2006024E | 10 | 1 | 528 | 2 | 100 | 1 | 199000 | TRUE | 140 | 140 |  |  |  |  | San Bernadino | FALSE | 25.44 |  | 2013-07-18 |  | 2013-08-14 | 2013-08-23 | 2013-09-25 | 2013-11-08 | 3999 | 35000 | Up-front Payment
SCG-002303 | Low Income Multifamily Residential | Domestic Hot Water | Gas | Southern California Gas Company | Incentive:Paid | 26460 | 19.23 |  | 1 | 1376 |  | 1376 |  | 2013-08-14 15:26 | 2013-08-23 | SUNUP ENERGY | Retrofit | San Bernardino | San Bernardino | 92404 | Host Customer is System Owner | [7 empty] | 408.6 | 40.86 |  | Drainback |  | Solar Storage and Auxiliary Tanks are separate |  | 1 | 1 | 672 | Z10 | 16 | Units | Apartments/Condos | 2006024E | 10 | 1 | 528 | 2 | 100 | 1 | 199000 | TRUE | 140 | 140 |  |  |  |  | San Bernadino | FALSE | 25.44 |  | 2013-07-18 |  | 2013-08-14 | 2013-08-23 | 2013-09-25 | 2013-11-08 | 3998 | 35000 | Up-front Payment
SCG-002304 | Low Income Multifamily Residential | Domestic Hot Water | Gas | Southern California Gas Company | Incentive:Paid | 26460 | 19.23 |  | 1 | 1376 |  | 1376 |  | 2013-08-14 15:30 | 2013-08-23 | SUNUP ENERGY | Retrofit | San Bernardino | San Bernardino | 92404 | Host Customer is System Owner | [7 empty] | 408.6 | 40.86 |  | Drainback |  | Solar Storage and Auxiliary Tanks are separate |  | 1 | 1 | 672 | Z10 | 16 | Units | Apartments/Condos | 2006024E | 10 | 1 | 528 | 2 | 100 | 1 | 199000 | TRUE | 140 | 140 |  |  |  |  | San Bernadino | FALSE | 25.44 |  | 2013-07-18 |  | 2013-08-14 | 2013-08-23 | 2013-09-25 | 2013-11-08 | 3994 | 35000 | Up-front Payment
SCG-002305 | Low Income Multifamily Residential | Domestic Hot Water | Gas | Southern California Gas Company | Incentive:Paid | 26460 | 19.23 |  | 1 | 1376 |  | 1376 |  | 2013-08-14 15:32 | 2013-08-23 | SUNUP ENERGY | Retrofit | San Bernardino | San Bernardino | 92404 | Host Customer is System Owner | [7 empty] | 408.6 | 40.86 |  | Drainback |  | Solar Storage and Auxiliary Tanks are separate |  | 1 | 1 | 672 | Z10 | 16 | Units | Apartments/Condos | 2006024E | 10 | 1 | 528 | 2 | 100 | 1 | 199000 | TRUE | 140 | 140 |  |  |  |  | san bernadino | FALSE | 25.44 |  | 2013-07-18 |  | 2013-08-14 | 2013-08-23 | 2013-09-25 | 2013-10-08 | 3998 | 35000 | Up-front Payment
SCG-002306 | Low Income Multifamily Residential | Domestic Hot Water | Gas | Southern California Gas Company | Incentive:Paid | 20595 | 19.23 |  | 1 | 1071 |  | 1071 |  | 2013-08-14 15:33 | 2013-08-23 | SUNUP ENERGY | Retrofit | San Bernadino | San Bernardino | 92404 | Host Customer is System Owner | [7 empty] | 326.88 | 40.86 |  | Drainback |  | Solar Storage and Auxiliary Tanks are separate |  | 1 | 1 | 504 | Z10 | 12 | Units | Apartments/Condos | 2006024E | 8 | 1 | 422 | 2 | 100 | 1 | 199000 | TRUE | 140 | 140 |  |  |  |  | San Bernadino | FALSE | 28.01 |  | 2013-07-18 |  | 2013-08-14 | 2013-08-23 | 2013-09-25 | 2013-10-08 | 3999 | 30000 | Up-front Payment
SCG-002307 | Low Income Multifamily Residential | Domestic Hot Water | Gas | Southern California Gas Company | Incentive:Paid | 20595 | 19.23 |  | 1 | 1071 |  | 1071 |  | 2013-08-14 15:34 | 2013-08-23 | SUNUP ENERGY | Retrofit | San Bernardino | San Bernardino | 92404 | Host Customer is System Owner | [7 empty] | 326.88 | 40.86 |  | Drainback |  | Solar Storage and Auxiliary Tanks are separate |  | 1 | 1 | 504 | Z10 | 12 | Units | Apartments/Condos | 2006024E | 8 | 1 | 422 | 2 | 100 | 1 | 199000 | TRUE | 140 | 140 |  |  |  |  | San Bernadino | FALSE | 28.01 |  | 2013-07-18 |  | 2013-08-14 | 2013-08-23 | 2013-09-25 | 2013-10-08 | 3999 | 30000 | Up-front Payment
SCG-002309 | Low Income Multifamily Residential | Domestic Hot Water | Gas | Southern California Gas Company | Incentive:Paid | 20595 | 19.23 |  | 1 | 1071 |  | 1071 |  | 2013-08-14 15:37 | 2013-08-23 | SUNUP ENERGY | Retrofit | San Bernadino | San Bernardino | 92404 | Host Customer is System Owner | [7 empty] | 326.88 | 40.86 |  | Drainback |  | Solar Storage and Auxiliary Tanks are separate |  | 1 | 1 | 504 | Z10 | 12 | Units | Apartments/Condos | 2006024E | 8 | 1 | 422 | 2 | 100 | 1 | 199000 | TRUE | 140 | 140 |  |  |  |  | San Bernadino | FALSE | 28.01 |  | 2013-07-18 |  | 2013-08-14 | 2013-08-23 | 2013-09-25 | 2013-10-03 | 4034 | 30000 | Up-front Payment
SCG-002310 | Low Income Multifamily Residential | Domestic Hot Water | Gas | Southern California Gas Company | Incentive:Paid | 14384 | 19.23 |  | 1 | 748 |  | 748 |  | 2013-08-14 15:38 | 2013-08-23 | SUNUP ENERGY | Retrofit | Bernardino | San Bernardino | 92404 | Host Customer is System Owner | [7 empty] | 245.16 | 40.86 |  | Drainback |  | Solar Storage and Auxiliary Tanks are separate |  | 1 | 1 | 336 | Z10 | 8 | Units | Apartments/Condos | 2006024E | 6 | 1 | 264 | 1 | 100 | 1 | 199000 | TRUE | 140 | 140 |  |  |  |  | San Bernadino | FALSE | 36.1 |  | 2013-07-18 |  | 2013-08-14 | 2013-08-23 | 2013-09-25 | 2013-10-08 | 3998 | 27000 | Up-front Payment
SCG-002311 | Low Income Multifamily Residential | Domestic Hot Water | Gas | Southern California Gas Company | Incentive:Paid | 13942 | 19.23 |  | 1 | 725 |  | 725 |  | 2013-08-14 15:39 | 2013-08-23 | SUNUP ENERGY | Retrofit | San Bernardino | San Bernardino | 92404 | Host Customer is System Owner | [7 empty] | 245.16 | 40.86 |  | Drainback |  | Solar Storage and Auxiliary Tanks are separate |  |  | 1 | 336 | Z07 | 8 | Units | Apartments/Condos | 2006024E | 6 | 1 | 264 | 1 | 100 | 1 | 199000 | TRUE | 140 | 140 |  |  |  |  | San Bernadino | FALSE | 34.48 |  | 2013-07-18 |  | 2013-08-14 | 2013-08-23 | 2013-09-25 | 2013-10-08 | 3999 | 25000 | Up-front Payment
SCG-002312 | Commercial/Multifamily Residential | Domestic Hot Water | Gas | Southern California Gas Company | Incentive:Paid | 8791 | 14.53 |  | 1 | 605 |  | 605 |  | 2013-08-06 07:12 | 2013-08-09 | ENVIRONMENTAL SOLAR DESIGN INC | Retrofit | Los Angeles | Los Angeles | 90035 | Host Customer is System Owner | [7 empty] | 204.5 | 40.9 |  | Glycol | Advanced Controller with a Vacation or Holiday Mode | Solar Storage and Auxiliary Tanks are separate |  | 1 | 1 | 400 | Z09 | 12 | Units | Apartments/Condos | 2007032A | 5 | 1 | 240 | 2 | 115 | 1 | 210000 | TRUE | 135 | 120 |  |  |  |  | Los Angeles | FALSE | 36.65 |  | 2013-07-22 |  | 2013-08-06 | 2013-08-09 | 2013-08-13 | 2013-08-16 | 4068 | 22175 | Up-front Payment
SCG-002313 | Single Family Residential | Domestic Hot Water | Gas | Southern California Gas Company | Incentive:Paid | 1478 | 18.59 |  | 1 | 90 |  | 80 |  | 2013-09-27 10:06 | 2013-10-07 | ZERO ENERGY CONTRACTING INC | Retrofit | Whittier | Los Angeles | 90606 | Host Customer is System Owner | 3 |  | 2012041A | Agua Del Sol | RADCO DRAINBACK HEAT EXCHANGER | R-DBHX-8-50GD-40P | Indirect Self Pumped (IS) | 39.91 |  | 410P-HP |  |  | Solar and Auxiliary Storage are the same Tank | 52 | 0.93 | 0.95 | 45 | Z09 | [18 empty] | County of Los Angeles | FALSE | 110.89 |  | 2011-06-01: 2013-07-22; 2011-08-03: 2013-09-27; 2011-09-20: 2013-10-07 | 4034 | 9980 | Up-front Payment
SCG-002314 | Single Family Residential | Domestic Hot Water | Gas | Southern California Gas Company | Incentive:Paid | 1510 | 18.59 |  | 1 | 90 |  | 81 |  | 2013-07-23 11:32 | 2013-08-09 | ZERO ENERGY CONTRACTING INC | Retrofit | Whittier | Los Angeles | 90606 | Host Customer is System Owner | 3 |  | 2012041A | Agua Del Sol | RADCO DRAINBACK HEAT EXCHANGER | R-DBHX-8-50GD-40P | Indirect Self Pumped (IS) | 39.91 |  | 410P-HP |  |  | Solar and Auxiliary Storage are the same Tank | 52 | 0.95 | 0.95 | 45 | Z09 | [18 empty] | City of Whittier | FALSE | 110.89 |  | 2011-06-01: 2013-07-22; 2011-08-03: 2013-07-23; 2011-09-20: 2013-08-09 | 4079 | 9980 | Up-front Payment
SCG-002315 | Single Family Residential | Domestic Hot Water | Gas | Southern California Gas Company | Incentive:Paid | 1673 | 18.59 |  | 1 | 90 |  | 90 |  | 2013-07-23 13:48 | 2013-08-05 | ZERO ENERGY CONTRACTING INC | Retrofit | Whittier | Los Angeles | 90601 | Host Customer is System Owner | 3 |  | 2012041A | Agua Del Sol | RADCO DRAINBACK HEAT EXCHANGER | R-DBHX-8-50GD-40P | Indirect Self Pumped (IS) | 39.91 |  | 410P-HP |  |  | Solar and Auxiliary Storage are the same Tank | 52 | 1 | 1 | 45 | Z09 | [18 empty] | City of Whittier | FALSE | 110.89 |  | 2011-06-01: 2013-07-22; 2011-08-03: 2013-07-23; 2011-09-20: 2013-08-05 | 4091 | 9980 | Up-front Payment
SCG-002316 | Commercial/Multifamily Residential | Domestic Hot Water | Gas | Southern California Gas Company | Incentive:Paid | 9081 | 14.53 |  | 1 | 625 |  | 625 |  | 2013-07-26 11:52 | 2013-08-30 | SUNLIGHT ENERGY SYSTEMS INC | Retrofit | LA HABRA | Orange | 90631 | Host Customer is System Owner | [7 empty] | 204.5 | 40.9 |  | Drainback |  | Solar Storage and Auxiliary Tanks are separate |  | 1 | 1 | 336 | Z08 | 8 | Units | Apartments/Condos | 2007032A | 5 | 1 | 240 | 2 | 100 | 1 | 75100 | FALSE | 130 | 130 |  |  |  |  | LA HABRA | FALSE | 31.59 |  | 2013-07-24 |  | 2013-07-26 | 2013-08-30 | 2014-04-17 | 2014-05-02 | 3820 | 19741 | Up-front Payment
SCG-002317 | Low Income Multifamily Residential | Domestic Hot Water | Gas | Southern California Gas Company | Incentive:Paid | 62747 | 19.23 |  | 1 | 3263 |  | 3263 |  | 2013-09-23 13:57 | 2013-10-25 | SUNUP ENERGY | Retrofit | Maywood | Los Angeles | 90270 | Lease | [7 empty] | 980.64 | 40.86 |  | Glycol | Steam Back | Solar Storage and Auxiliary Tanks are separate |  | 1 | 1 | 2052 | Z09 | 54 | Units | Apartments/Condos | 2006024E | 24 | 1 | 2000 | 1 | 160 | 1 | 334000 | TRUE | 140 | 140 |  |  |  | SunEarth - SETR A503 TTR U + VFS 10-200 | Maywood | FALSE | 20.92 |  | 2013-07-23 |  | 2013-09-23 | 2013-10-25 | 2013-11-07 | 2013-11-08 | 3991 | 68269 | Up-front Payment
SCG-002318 | Single Family Residential | Domestic Hot Water | Gas | Southern California Gas Company | Incentive:Canceled | 2527 | 29.85 |  | 1 | 90 |  | 85 |  | 2016-04-01 15:27 |  | ZERO ENERGY CONTRACTING INC | Retrofit | West Covina | Los Angeles | 91790 | Host Customer is System Owner | 3 |  | 2012041A | Agua Del Sol | RADCO DRAINBACK HEAT EXCHANGER | R-DBHX-8-50GD-40P | Indirect Self Pumped (IS) | 39.91 |  | 410P-HP | Automatic Drainback |  | Solar Storage and Auxiliary Tanks are separate | 52 | 0.99 | 0.95 | 45 | Z09 | [18 empty] | City of West Covina | FALSE | 110.89 |  | 2011-06-01: 2013-07-23; 2011-06-21: 2016-06-15; 2011-08-03: 2016-04-01 | 2446 | 9980 | Up-front Payment
SCG-002319 | Commercial/Multifamily Residential | Domestic Hot Water | Gas | Southern California Gas Company | Incentive:Paid | 34319 | 14.53 |  | 1 | 2435 |  | 2362 |  | 2013-07-30 10:13 | 2013-08-09 | ALTERNATIVE ENVIRONMENT INC | Retrofit | Los Angeles | Los Angeles | 90057 | Host Customer is System Owner | [7 empty] | 654.4 | 40.9 |  | Drainback |  | Solar Storage and Auxiliary Tanks are separate |  | 0.97 | 1 | 2280 | Z09 | 60 | Units | Apartments/Condos | 2007032A | 16 | 4 | 1268 | 4 | 1176 | 2 | 399000 | TRUE | 125 | 140 |  |  |  | SunEarth - SETR A503 TTR U + VFS 5-100 | ladbs | FALSE | 33.37 |  | 2013-07-23 |  | 2013-07-30 | 2013-08-09 | 2013-11-22 | 2013-12-13 | 3947 | 81260 | Up-front Payment
SCG-002320 | Single Family Residential | Domestic Hot Water | Gas | Southern California Gas Company | Incentive:Paid | 1623 | 18.59 |  | 1 | 90 |  | 87 |  | 2013-09-12 15:58 | 2013-09-18 | ZERO ENERGY CONTRACTING INC | Retrofit | Whittier | Los Angeles | 90604 | Host Customer is System Owner | 4 |  | 2012041A | Agua Del Sol | RADCO DRAINBACK HEAT EXCHANGER | R-DBHX-8-50GD-40P | Indirect Self Pumped (IS) | 39.91 |  | 410P-HP |  |  | Solar Storage and Auxiliary Tanks are separate | 52 | 0.97 | 1 | 55 | Z09 | [18 empty] | County of Los Angeles | FALSE | 110.89 |  | 2011-06-01: 2013-07-23; 2011-08-03: 2013-09-12; 2011-09-20: 2013-09-18 | 4044 | 9980 | Up-front Payment
SCG-002321 | Single Family Residential | Domestic Hot Water | Gas | Southern California Gas Company | Incentive:Paid | 2694 | 29.85 |  | 1 | 95 |  | 90 |  | 2014-08-02 13:42 | 2014-08-12 | ZERO ENERGY CONTRACTING INC | Retrofit | Whittier | Los Angeles | 90606 | Host Customer is System Owner | 5 |  | 30003975 | Agua Del Sol | RADCO DRAINBACK HEAT EXCHANGER | R-DBHX-8-50GD-40P | Indirect Forced Circulation (IF) | 39.9 |  | 410P-HP |  |  | Solar and Auxiliary Storage are the same Tank | 50 | 1 | 0.95 | 65 | Z09 | [18 empty] | County of Los Angeles | FALSE | 105.05 |  | 2011-06-01: 2013-07-23; 2011-08-03: 2014-08-02; 2011-09-20: 2014-08-12 | 3414 | 9980 | Up-front Payment
SCG-002322 | Single Family Residential | Domestic Hot Water | Gas | Southern California Gas Company | Incentive:Paid | 1574 | 18.59 |  | 1 | 90 |  | 85 |  | 2013-07-31 09:38 | 2013-08-09 | ZERO ENERGY CONTRACTING INC | Retrofit | Whittier | Los Angeles | 90602 | Host Customer is System Owner | 3 |  | 2012041A | Agua Del Sol | RADCO DRAINBACK HEAT EXCHANGER | R-DBHX-8-50GD-40P | Indirect Self Pumped (IS) | 39.91 |  | 410P-HP |  |  | Solar and Auxiliary Storage are the same Tank | 52 | 0.99 | 0.95 | 45 | Z09 | [18 empty] | City of Whittier | FALSE | 110.89 |  | 2011-06-01: 2013-07-23; 2011-08-03: 2013-07-31; 2011-09-20: 2013-08-09 | 4080 | 9980 | Up-front Payment
SCG-002323 | Single Family Residential | Domestic Hot Water | Gas | Southern California Gas Company | Incentive:Paid | 1748 | 18.59 |  | 1 | 95 |  | 94 |  | 2014-03-01 11:54 | 2014-03-13 | ZERO ENERGY CONTRACTING INC | Retrofit | Covina | Los Angeles | 91722 | Host Customer is System Owner | 5 |  | 30003975 | Agua Del Sol | RADCO DRAINBACK HEAT EXCHANGER | R-DBHX-8-50GD-40P | Indirect Forced Circulation (IF) | 39.9 |  | 410P-HP |  |  | Solar and Auxiliary Storage are the same Tank | 49.929 | 0.99 | 1 | 65 | Z09 | [18 empty] | City of Covina | FALSE | 105.05 |  | 2011-06-01: 2013-07-23; 2011-08-03: 2014-03-01; 2011-09-20: 2014-03-13 | 3866 | 9980 | Up-front Payment
SCG-002325 | Single Family Residential | Domestic Hot Water | Gas | Southern California Gas Company | Incentive:Paid | 1731 | 18.59 |  | 1 | 95 |  | 93 |  | 2014-03-07 08:50 | 2014-03-13 | ZERO ENERGY CONTRACTING INC | Retrofit | La Habra | Orange | 90631 | Host Customer is System Owner | 5 |  | 30003975 | Agua Del Sol | RADCO DRAINBACK HEAT EXCHANGER | R-DBHX-8-50GD-40P | Indirect Forced Circulation (IF) | 39.9 |  | 410P-HP |  |  | Solar and Auxiliary Storage are the same Tank | 49.929 | 0.98 | 1 | 65 | Z09 | [18 empty] | County of Orange | FALSE | 105.05 |  | 2011-06-01: 2013-07-23; 2011-08-03: 2014-03-07; 2011-09-20: 2014-03-13 | 3866 | 9980 | Up-front Payment
SCG-002327 | Single Family Residential | Domestic Hot Water | Gas | Southern California Gas Company | Incentive:Paid | 1640 | 18.59 |  | 1 | 90 |  | 88 |  | 2013-10-29 08:51 | 2013-10-30 | ZERO ENERGY CONTRACTING INC | Retrofit | San Gabriel | Los Angeles | 91776 | Host Customer is System Owner | 3 |  | 2012041A | Agua Del Sol | RADCO DRAINBACK HEAT EXCHANGER | R-DBHX-8-50GD-40P | Indirect Self Pumped (IS) | 39.91 |  | 410P-HP |  |  | Solar and Auxiliary Storage are the same Tank | 52 | 0.98 | 1 | 45 | Z09 | [18 empty] | City of San Gabriel | FALSE | 110.89 |  | 2011-06-01: 2013-07-24; 2011-08-03: 2013-10-29; 2011-09-20: 2013-10-30 | 4002 | 9980 | Up-front Payment
SCG-002329 | Single Family Residential | Domestic Hot Water | Gas | Southern California Gas Company | Incentive:Paid | 1678 | 18.59 |  | 1 | 95 |  | 90 |  | 2014-03-01 14:18 | 2014-03-13 | ZERO ENERGY CONTRACTING INC | Retrofit | Whittier | Los Angeles | 90603 | Host Customer is System Owner | 5 |  | 30003975 | Agua Del Sol | RADCO DRAINBACK HEAT EXCHANGER | R-DBHX-8-50GD-40P | Indirect Forced Circulation (IF) | 39.9 |  | 410P-HP |  |  | Solar and Auxiliary Storage are the same Tank | 49.929 | 0.95 | 1 | 65 | Z09 | [18 empty] | City of Whittier | FALSE | 105.05 |  | 2011-06-01: 2013-07-24; 2011-08-03: 2014-03-01; 2011-09-20: 2014-03-13 | 3866 | 9980 | Up-front Payment
SDG-002331 | Low Income Multifamily Residential | Domestic Hot Water | Gas | San Diego Gas and Electric | Incentive:Paid | 63747 | 19.23 |  | 1 | 3315 |  | 3315 |  | 2013-09-23 14:04 | 2013-10-31 | SUNUP ENERGY | Retrofit | San Diego | San Diego | 92113 | Lease | [7 empty] | 980.64 | 40.86 |  | Drainback |  | Solar Storage and Auxiliary Tanks are separate |  | 1 | 1 | 1840 | Z07 | 46 | Units | Apartments/Condos | 2006024E | 24 | 1 | 1900 | 1 | 230 | 2 | 798000 | TRUE | 140 | 140 |  |  |  | SunEarth - SETR A503 TTR U + VFS 10-200 | San Diego | FALSE | 22.62 |  | 2013-07-24 | 2013-10-07 | 2013-09-23 | 2013-10-31 | 2013-11-05 | 2013-11-11 | 3973 | 74977 | Up-front Payment
SDG-002332 | Low Income Multifamily Residential | Domestic Hot Water | Gas | San Diego Gas and Electric | Incentive:Paid | 53575 | 19.23 |  | 1 | 2786 |  | 2786 |  | 2013-09-23 14:05 | 2013-10-31 | SUNUP ENERGY | Retrofit | San Diego | San Diego | 92113 | Lease | [7 empty] | 776.34 | 40.86 |  | Drainback |  | Solar Storage and Auxiliary Tanks are separate |  | 1 | 1 | 1720 | Z07 | 43 | Units | Apartments/Condos | 2006024E | 19 | 1 | 1900 | 1 | 230 | 2 | 798000 | TRUE | 140 | 140 |  |  |  | SunEarth - SETR A503 TTR U + VFS 10-200 | San Diego | FALSE | 23.72 |  | 2013-07-24 | 2013-10-07 | 2013-09-23 | 2013-10-31 | 2013-11-05 | 2013-11-11 | 3973 | 66085 | Up-front Payment
SCG-002333 | Single Family Residential | Domestic Hot Water | Gas | Southern California Gas Company | Incentive:Paid | 2807 | 29.85 |  | 1 | 95 |  | 94 |  | 2014-08-09 10:48 | 2015-08-07 | ZERO ENERGY CONTRACTING INC | Retrofit | La Mirada | Los Angeles | 90638 | Host Customer is System Owner | 5 |  | 30003975 | Agua Del Sol | RADCO DRAINBACK HEAT EXCHANGER | R-DBHX-8-50GD-40P | Indirect Forced Circulation (IF) | 39.9 |  | 410P-HP |  |  | Solar and Auxiliary Storage are the same Tank | 50 | 0.99 | 1 | 65 | Z09 | [18 empty] | City of La Mriada | FALSE | 105.05 |  | 2013-07-24 | 2014-08-25 |  |  | 2014-08-09 | 2015-08-07 | 3357 | 9980 | Up-front Payment
SCG-002335 | Single Family Residential | Domestic Hot Water | Gas | Southern California Gas Company | Incentive:Paid | 1574 | 18.59 |  | 1 | 90 |  | 85 |  | 2013-10-07 15:59 | 2013-10-08 | ZERO ENERGY CONTRACTING INC | Retrofit | La Mirada | Los Angeles | 90638 | Host Customer is System Owner | 4 |  | 2012041A | Agua Del Sol | RADCO DRAINBACK HEAT EXCHANGER | R-DBHX-8-50GD-40P | Indirect Self Pumped (IS) | 39.91 |  | 410P-HP |  |  | Solar Storage and Auxiliary Tanks are separate | 52 | 0.99 | 0.95 | 55 | Z09 | [18 empty] | City of La Mirada | FALSE | 110.89 |  | 2011-06-01: 2013-07-24; 2011-08-03: 2013-10-07; 2011-09-20: 2013-10-08 | 4034 | 9980 | Up-front Payment
SCG-002336 | Single Family Residential | Domestic Hot Water | Gas | Southern California Gas Company | Incentive:Paid | 1673 | 18.59 |  | 1 | 90 |  | 90 |  | 2013-10-29 14:08 | 2013-10-30 | ZERO ENERGY CONTRACTING INC | Retrofit | La Mirada | Los Angeles | 90638 | Host Customer is System Owner | 3 |  | 2012041A | Agua Del Sol | RADCO DRAINBACK HEAT EXCHANGER | R-DBHX-8-50GD-40P | Indirect Self Pumped (IS) | 39.91 |  | 410P-HP |  |  | Solar and Auxiliary Storage are the same Tank | 52 | 1 | 1 | 45 | Z09 | [18 empty] | City of La Mirada | FALSE | 110.89 |  | 2011-06-01: 2013-07-24; 2011-08-03: 2013-10-29; 2011-09-20: 2013-10-30 | 4002 | 9980 | Up-front Payment
SCG-002337 | Commercial/Multifamily Residential | Domestic Hot Water | Gas | Southern California Gas Company | Incentive:Paid | 8613 | 14.53 |  | 1 | 624 |  | 593 |  | 2013-07-26 11:49 | 2013-08-09 | SUNLIGHT ENERGY SYSTEMS INC | Retrofit | lA HABRA | Orange | 90631 | Host Customer is System Owner | [7 empty] | 204.5 | 40.9 |  | Drainback |  | Solar Storage and Auxiliary Tanks are separate |  | 0.95 | 1 | 336 | Z08 | 8 | Units | Apartments/Condos | 2007032A | 5 | 1 | 240 | 2 | 100 | 1 | 85000 | FALSE | 130 | 130 |  |  |  |  | LA HABRA | FALSE | 31.64 |  | 2013-07-24 |  | 2013-07-26 | 2013-08-09 | 2014-07-16 | 2014-08-05 | 3714 | 19741 | Up-front Payment
SCG-002338 | Single Family Residential | Domestic Hot Water | Gas | Southern California Gas Company | Incentive:Paid | 1859 | 18.59 |  | 1 | 101 |  | 100 |  | 2014-01-20 09:51 | 2014-02-10 | MARCO PLUMBING AND CONSTRUCTION | Retrofit | Pasadena | Los Angeles | 91107 | Lease | 4 |  | SM-EF-4PV-2T-G | EchoFirst |  | SM-EF-4PV-2T-G | Indirect Thermosyphon (IT) | 35.52 |  | SM-EL-90 | Glycol | Other | Solar Storage and Auxiliary Tanks are separate | 80.04 | 0.99 | 1 | 55 | Z09 | [18 empty] | Arcadia, County of LA | FALSE | 92.08 |  | 2011-06-01: 2013-07-25; 2011-08-03: 2014-01-20; 2011-09-20: 2014-02-10 | 3901 | 9300 | Up-front Payment
SCG-002340 | Single Family Residential | Domestic Hot Water | Gas | Southern California Gas Company | Incentive:Canceled | 2864 | 25.37 |  | 2 | 102 |  | 96 |  |  |  |  | Retrofit | La Mirada | Los Angeles | 90638 | Host Customer is System Owner | 4 |  | 30003836 | Agua Del Sol | Radco | R-DBHX-8-40-50GD-40P-old | Indirect Forced Circulation (IF) | 39.91 |  | 410P-HP (Superseded) |  |  | Solar and Auxiliary Storage are the same Tank | 49.929 | 0.99 | 0.95 | 55 | Z09 | [18 empty] | County of Los Angeles | FALSE | 97.84 |  | 2011-06-01: 2013-07-25 | 4111 | 9980 | Up-front Payment
SCG-002342 | Single Family Residential | Domestic Hot Water | Gas | Southern California Gas Company | Incentive:Paid | 1661 | 18.59 |  | 1 | 95 |  | 89 |  | 2014-03-07 09:06 | 2014-03-18 | ZERO ENERGY CONTRACTING INC | Retrofit | La Mirada | Los Angeles | 90638 | Host Customer is System Owner | 3 |  | 30003975 | Agua Del Sol | RADCO DRAINBACK HEAT EXCHANGER | R-DBHX-8-50GD-40P | Indirect Forced Circulation (IF) | 39.9 |  | 410P-HP |  |  | Solar and Auxiliary Storage are the same Tank | 49.929 | 0.99 | 0.95 | 45 | Z09 | [18 empty] | City of La Mirada | FALSE | 105.05 |  | 2011-06-01: 2013-07-26; 2011-08-03: 2014-03-07; 2011-09-20: 2014-03-18 | 3862 | 9980 | Up-front Payment
SCG-002347 | Single Family Residential | Domestic Hot Water | Gas | Southern California Gas Company | Incentive:Paid | 1656 | 18.59 |  | 1 | 90 |  | 89 |  | 2013-11-14 08:51 | 2013-11-18 | ZERO ENERGY CONTRACTING INC | Retrofit | La Mirada | Los Angeles | 90638 | Host Customer is System Owner | 3 |  | 2012041A | Agua Del Sol | RADCO DRAINBACK HEAT EXCHANGER | R-DBHX-8-50GD-40P | Indirect Self Pumped (IS) | 39.91 |  | 410P-HP |  |  | Solar and Auxiliary Storage are the same Tank | 52 | 0.99 | 1 | 45 | Z09 | [18 empty] | City of La Mirada | FALSE | 110.89 |  | 2011-06-01: 2013-07-26; 2011-08-03: 2013-11-14; 2011-09-20: 2013-11-18 | 3991 | 9980 | Up-front Payment
SCG-002348 | Single Family Residential | Domestic Hot Water | Gas | Southern California Gas Company | Incentive:Paid | 1623 | 18.59 |  | 1 | 90 |  | 87 |  | 2013-10-29 09:52 | 2013-10-30 | ZERO ENERGY CONTRACTING INC | Retrofit | La Habra | Orange | 90631 | Host Customer is System Owner | 4 |  | 2012041A | Agua Del Sol | RADCO DRAINBACK HEAT EXCHANGER | R-DBHX-8-50GD-40P | Indirect Self Pumped (IS) | 39.91 |  | 410P-HP |  |  | Solar and Auxiliary Storage are the same Tank | 52 | 0.97 | 1 | 55 | Z09 | [18 empty] | City of La Habra | FALSE | 110.89 |  | 2011-06-01: 2013-07-26; 2011-08-03: 2013-10-29; 2011-09-20: 2013-10-30 | 4003 | 9980 | Up-front Payment
SCG-002349 | Single Family Residential | Domestic Hot Water | Gas | Southern California Gas Company | Incentive:Paid | 2660 | 29.85 |  | 1 | 90 |  | 89 |  | 2016-02-04 09:09 | 2016-02-09 | ZERO ENERGY CONTRACTING INC | Retrofit | Covina | Los Angeles | 91722 | Host Customer is System Owner | 3 |  | 2012041A | Agua Del Sol | RADCO DRAINBACK HEAT EXCHANGER | R-DBHX-8-50GD-40P | Indirect Self Pumped (IS) | 39.91 |  | 410P-HP | Automatic Drainback |  | Solar and Auxiliary Storage are the same Tank | 52 | 0.99 | 1 | 45 | Z09 | [18 empty] | City of Covina | FALSE | 110.89 |  | 2011-06-01: 2013-07-26; 2011-08-03: 2016-02-04; 2011-09-20: 2016-02-09 | 3169 | 9980 | Up-front Payment
SCG-002350 | Single Family Residential | Domestic Hot Water | Gas | Southern California Gas Company | Incentive:Paid | 2640 | 29.85 |  | 1 | 95 |  | 88 |  | 2014-08-16 15:26 | 2015-09-11 | ZERO ENERGY CONTRACTING INC | Retrofit | La Mirada | Los Angeles | 90638 | Host Customer is System Owner | 6 |  | 30003975 | Agua Del Sol | RADCO DRAINBACK HEAT EXCHANGER | R-DBHX-8-50GD-40P | Indirect Forced Circulation (IF) | 39.9 |  | 410P-HP |  |  | Solar and Auxiliary Storage are the same Tank | 50 | 0.98 | 0.95 | 75 | Z09 | [18 empty] | City of La Mirada | FALSE | 105.05 |  | 2013-07-26 | 2014-08-25 |  |  | 2014-08-16 | 2015-09-11 | 3329 | 9980 | Up-front Payment
SCG-002351 | Single Family Residential | Domestic Hot Water | Gas | Southern California Gas Company | Incentive:Paid | 2579 | 29.85 |  | 1 | 90 |  | 86 |  | 2016-01-26 13:32 | 2016-04-05 | ZERO ENERGY CONTRACTING INC | Retrofit | Azusa | Los Angeles | 91702 | Host Customer is System Owner | 3 |  | 2012041A | Agua Del Sol | RADCO DRAINBACK HEAT EXCHANGER | R-DBHX-8-50GD-40P | Indirect Self Pumped (IS) | 39.91 |  | 410P-HP | Automatic Drainback |  | Solar and Auxiliary Storage are the same Tank | 52 | 0.96 | 1 | 45 | Z09 | [18 empty] | Azusa | FALSE | 110.89 |  | 2011-06-01: 2013-07-26; 2011-08-03: 2016-01-26; 2011-09-20: 2016-04-05 | 3117 | 9980 | Up-front Payment
SCG-002353 | Single Family Residential | Domestic Hot Water | Gas | Southern California Gas Company | Incentive:Paid | 1606 | 18.59 |  | 1 | 90 |  | 86 |  | 2013-10-29 10:59 | 2013-11-04 | ZERO ENERGY CONTRACTING INC | Retrofit | La Habra | Orange | 90631 | Host Customer is System Owner | 3 |  | 2012041A | Agua Del Sol | RADCO DRAINBACK HEAT EXCHANGER | R-DBHX-8-50GD-40P | Indirect Self Pumped (IS) | 39.91 |  | 410P-HP |  |  | Solar and Auxiliary Storage are the same Tank | 52 | 0.96 | 1 | 45 | Z09 | [18 empty] | City of La Habra | FALSE | 110.89 |  | 2011-06-01: 2013-07-26; 2011-08-03: 2013-10-29; 2011-09-20: 2013-11-04 | 4003 | 9980 | Up-front Payment
SCG-002354 | Single Family Residential | Domestic Hot Water | Gas | Southern California Gas Company | Incentive:Paid | 1640 | 18.59 |  | 1 | 90 |  | 88 |  | 2013-09-11 15:51 | 2013-09-16 | ZERO ENERGY CONTRACTING INC | Retrofit | La Habra | Orange | 90631 | Host Customer is System Owner | 5 |  | 2012041A | Agua Del Sol | RADCO DRAINBACK HEAT EXCHANGER | R-DBHX-8-50GD-40P | Indirect Self Pumped (IS) | 39.91 |  | 410P-HP |  |  | Solar Storage and Auxiliary Tanks are separate | 52 | 0.98 | 1 | 65 | Z09 | [18 empty] | City of La Habra | FALSE | 110.89 |  | 2011-06-01: 2013-07-26; 2011-08-03: 2013-09-11; 2011-09-20: 2013-09-16 | 4056 | 9980 | Up-front Payment
SCG-002355 | Single Family Residential | Domestic Hot Water | Gas | Southern California Gas Company | Incentive:Paid | 1656 | 18.59 |  | 1 | 90 |  | 89 |  | 2013-09-13 14:25 | 2013-10-25 | ZERO ENERGY CONTRACTING INC | Retrofit | La Habra | Orange | 90631 | Host Customer is System Owner | 3 |  | 2012041A | Agua Del Sol | RADCO DRAINBACK HEAT EXCHANGER | R-DBHX-8-50GD-40P | Indirect Self Pumped (IS) | 39.91 |  | 410P-HP |  |  | Solar Storage and Auxiliary Tanks are separate | 52 | 0.99 | 1 | 45 | Z09 | [18 empty] | City of La Habra | FALSE | 110.89 |  | 2011-06-01: 2013-07-26; 2011-08-03: 2013-09-13; 2011-09-20: 2013-10-25 | 4014 | 9980 | Up-front Payment
SCG-002356 | Single Family Residential | Domestic Hot Water | Gas | Southern California Gas Company | Incentive:Paid | 1656 | 18.59 |  | 1 | 90 |  | 89 |  | 2014-02-15 16:46 | 2014-02-18 | ZERO ENERGY CONTRACTING INC | Retrofit | La Mirada | Los Angeles | 90638 | Host Customer is System Owner | 3 |  | 2012041A | Agua Del Sol | RADCO DRAINBACK HEAT EXCHANGER | R-DBHX-8-50GD-40P | Indirect Self Pumped (IS) | 39.91 |  | 410P-HP |  |  | Solar and Auxiliary Storage are the same Tank | 52 | 0.99 | 1 | 45 | Z09 | [18 empty] | City of La Mirada | FALSE | 110.89 |  | 2011-06-01: 2013-07-26; 2011-08-03: 2014-02-15; 2011-09-20: 2014-02-18 | 3884 | 9980 | Up-front Payment
SCG-002358 | Single Family Residential | Domestic Hot Water | Gas | Southern California Gas Company | Incentive:Paid | 1932 | 18.59 |  | 1 | 105 |  | 104 |  | 2014-01-08 14:18 | 2014-01-10 | MARCO PLUMBING AND CONSTRUCTION | Retrofit | La Canada FLT | Los Angeles | 91011 | Host Customer is System Owner | 4 |  | CL-EF-4PV-2T-G | EchoFirst |  | CL-EF-4PV-2T-G | Indirect Thermosyphon (IT) | 35.52 |  | CL-EL-90 | Glycol | Other | Solar Storage and Auxiliary Tanks are separate | 80.04 | 0.99 | 1 | 55 | Z09 | [18 empty] | Pasadena, LA, CA | FALSE | 88.57 |  | 2011-06-01: 2013-07-30; 2011-08-03: 2014-01-08; 2011-09-20: 2014-01-10 | 3936 | 9300 | Up-front Payment
SCG-002359 | Single Family Residential | Domestic Hot Water | Gas | Southern California Gas Company | Incentive:Paid | 1606 | 18.59 |  | 1 | 90 |  | 86 |  | 2013-08-01 16:19 | 2013-08-14 | ZERO ENERGY CONTRACTING INC | Retrofit | La Mirada | Los Angeles | 90638 | Host Customer is System Owner | 4 |  | 2012041A | Agua Del Sol | RADCO DRAINBACK HEAT EXCHANGER | R-DBHX-8-50GD-40P | Indirect Self Pumped (IS) | 39.91 |  | 410P-HP |  |  | Solar and Auxiliary Storage are the same Tank | 52 | 0.96 | 1 | 55 | Z09 | [18 empty] | City of La Mirada | FALSE | 110.89 |  | 2011-06-01: 2013-07-30; 2011-08-03: 2013-08-01; 2011-09-20: 2013-08-14 | 4080 | 9980 | Up-front Payment
SCG-002360 | Single Family Residential | Domestic Hot Water | Gas | Southern California Gas Company | Incentive:Paid | 1640 | 18.59 |  | 1 | 90 |  | 88 |  | 2013-09-10 14:17 | 2013-10-03 | ZERO ENERGY CONTRACTING INC | Retrofit | La Habra | Orange | 90631 | Host Customer is System Owner | 3 |  | 2012041A | Agua Del Sol | RADCO DRAINBACK HEAT EXCHANGER | R-DBHX-8-50GD-40P | Indirect Self Pumped (IS) | 39.91 |  | 410P-HP |  |  | Solar Storage and Auxiliary Tanks are separate | 52 | 0.98 | 1 | 45 | Z09 | [18 empty] | City of La Habra | FALSE | 110.89 |  | 2011-06-01: 2013-07-30; 2011-08-03: 2013-09-10; 2011-09-20: 2013-10-03 | 4034 | 9980 | Up-front Payment
SCG-002361 | Single Family Residential | Domestic Hot Water | Gas | Southern California Gas Company | Incentive:Paid | 1325 | 18.59 |  | 1 | 75 |  | 71 |  | 2014-03-28 10:34 | 2014-04-01 | ZERO ENERGY CONTRACTING INC | Retrofit | La Habra | Orange | 90631 | Host Customer is System Owner | 3 |  | 2012012B | KIOTO Clear Energy AG | SOLPAL (formerly Solcrafte) | SOLPAL L-G | Direct Integral Collector Storage (DI) | 26.11 |  | Solpal L |  |  | Solar and Auxiliary Storage are the same Tank | 53.099 | 1 | 0.95 | 45 | Z09 | [18 empty] | City of La Habra | FALSE | 133.07 |  | 2011-06-01: 2013-07-30; 2011-08-03: 2014-03-28; 2011-09-20: 2014-04-01 | 3846 | 9980 | Up-front Payment
SCG-002363 | Single Family Residential | Domestic Hot Water | Gas | Southern California Gas Company | Incentive:Paid | 3364 | 29.85 |  | 1 | 115 |  | 113 |  | 2016-03-09 11:50 | 2016-04-12 | ZERO ENERGY CONTRACTING INC | Retrofit | Whittier | Los Angeles | 90604 | Host Customer is System Owner | 3 |  | 2012012D | Solpal, Inc. | SOLPAL (formerly Solcrafte) | SOLPAL L-GT | Direct Integral Collector Storage (DI) | 26.1 |  | Solpal L |  |  | Solar Storage with Tankless Auxiliary Water Heater | 53 | 0.98 | 1 | 45 | Z09 | [18 empty] | Los Angeles | FALSE | 86.78 |  | 2011-06-01: 2013-07-30; 2011-08-03: 2016-03-09; 2011-09-20: 2016-04-12 | 3110 | 9980 | Up-front Payment
SCG-002364 | Single Family Residential | Domestic Hot Water | Gas | Southern California Gas Company | Incentive:Paid | 1640 | 18.59 |  | 1 | 90 |  | 88 |  | 2013-08-06 10:50 | 2013-08-14 | ZERO ENERGY CONTRACTING INC | Retrofit | La Mirada | Los Angeles | 90638 | Host Customer is System Owner | 4 |  | 2012041A | Agua Del Sol | RADCO DRAINBACK HEAT EXCHANGER | R-DBHX-8-50GD-40P | Indirect Self Pumped (IS) | 39.91 |  | 410P-HP |  |  | Solar and Auxiliary Storage are the same Tank | 52 | 0.98 | 1 | 55 | Z09 | [18 empty] | City of La Mirada | FALSE | 110.89 |  | 2011-06-01: 2013-07-30; 2011-08-03: 2013-08-06; 2011-09-20: 2013-08-14 | 4079 | 9980 | Up-front Payment
SCG-002367 | Single Family Residential | Domestic Hot Water | Gas | Southern California Gas Company | Incentive:Paid | 1338 | 18.59 |  | 1 | 75 |  | 72 |  | 2014-04-04 13:46 | 2014-05-02 | ZERO ENERGY CONTRACTING INC | Retrofit | La Habra | Orange | 90631 | Host Customer is System Owner | 3 |  | 2012012B | KIOTO Clear Energy AG | SOLPAL (formerly Solcrafte) | SOLPAL L-G | Direct Integral Collector Storage (DI) | 26.11 |  | Solpal L |  |  | Solar and Auxiliary Storage are the same Tank | 53.099 | 0.96 | 1 | 45 | Z09 | [18 empty] | City of La Habra | FALSE | 133.07 |  | 2011-06-01: 2013-07-31; 2011-08-03: 2014-04-04; 2011-09-20: 2014-05-02 | 3760 | 9980 | Up-front Payment
SCG-002368 | Single Family Residential | Domestic Hot Water | Gas | Southern California Gas Company | Incentive:Paid | 1283 | 18.59 |  | 1 | 75 |  | 69 |  | 2013-10-29 13:47 | 2013-11-04 | ZERO ENERGY CONTRACTING INC | Retrofit | La Mirada | Los Angeles | 90638 | Host Customer is System Owner | 3 |  | 2012012B | Solpal, Inc. | SOLPAL (formerly Solcrafte) | SOLPAL L-G | Direct Integral Collector Storage (DI) | 26.1 |  | Solpal L |  |  | Solar Storage and Auxiliary Tanks are separate | 53 | 0.92 | 1 | 45 | Z09 | [18 empty] | City of La Mirada | FALSE | 133.07 |  | 2011-06-01: 2013-07-31; 2011-08-03: 2013-10-29; 2011-09-20: 2013-11-04 | 4002 | 9980 | Up-front Payment
SCG-002370 | Single Family Residential | Domestic Hot Water | Gas | Southern California Gas Company | Incentive:Paid | 1311 | 18.59 |  | 1 | 75 |  | 71 |  | 2013-10-29 12:05 | 2013-11-04 | ZERO ENERGY CONTRACTING INC | Retrofit | La Mirada | Los Angeles | 90638 | Host Customer is System Owner | 3 |  | 2012012B | Solpal, Inc. | SOLPAL (formerly Solcrafte) | SOLPAL L-G | Direct Integral Collector Storage (DI) | 26.1 |  | Solpal L |  |  | Solar Storage and Auxiliary Tanks are separate | 53 | 0.99 | 0.95 | 45 | Z09 | [18 empty] | City of La Mirada | FALSE | 133.07 |  | 2011-06-01: 2013-07-31; 2011-08-03: 2013-10-29; 2011-09-20: 2013-11-04 | 4003 | 9980 | Up-front Payment
SCG-002372 | Single Family Residential | Domestic Hot Water | Gas | Southern California Gas Company | Incentive:Paid | 2216 | 29.85 |  | 1 | 75 |  | 74 |  | 2015-10-01 13:09 | 2015-10-21 | ZERO ENERGY CONTRACTING INC | Retrofit | Whittier | Los Angeles | 90604 | Host Customer is System Owner | 3 |  | 2012012B | GREENoneTEC Solarindustrie GmbH | SOLPAL (formerly Solcrafte) | SOLPAL L-G | Direct Integral Collector Storage (DI) | 26.11 |  | Solpal L |  |  | Solar Storage and Auxiliary Tanks are separate | 51 | 0.99 | 1 | 45 | Z09 | [18 empty] | County of Los Angeles | FALSE | 133.07 |  | 2011-06-01: 2013-07-31; 2011-08-03: 2015-10-01; 2011-09-20: 2015-10-21 | 3291 | 9980 | Up-front Payment
SCG-002373 | Single Family Residential | Domestic Hot Water | Gas | Southern California Gas Company | Incentive:Paid | 1669 | 18.59 |  | 1 | 105 |  | 90 |  | 2013-09-18 15:27 | 2013-10-11 | AMERI TECH CONSTRUCTION INC | Retrofit | Fullerton | Orange | 92835 | Lease | 5 |  | CL-EF-4PV-2T-G | EchoFirst |  | CL-EF-4PV-2T-G | Indirect Thermosyphon (IT) | 35.52 |  | CL-EL-90 | Glycol | Pressure Stagnation Protection (PSP) | Solar Storage and Auxiliary Tanks are separate | 80.04 | 0.95 | 0.9 | 65 | Z08 | [18 empty] | Fullerton, Orange, CA | FALSE | 88.57 |  | 2011-06-01: 2013-07-31; 2011-08-03: 2013-09-18; 2011-09-20: 2013-10-11 | 4028 | 9300 | Up-front Payment
SCG-002374 | Single Family Residential | Domestic Hot Water | Gas | Southern California Gas Company | Incentive:Paid | 1669 | 18.59 |  | 1 | 105 |  | 90 |  | 2013-09-18 14:36 | 2013-10-09 | AMERI TECH CONSTRUCTION INC | Retrofit | DOWNEY | Los Angeles | 90240 | Lease | 7 |  | CL-EF-4PV-2T-G | EchoFirst |  | CL-EF-4PV-2T-G | Indirect Thermosyphon (IT) | 35.52 |  | CL-EL-90 | Glycol | Pressure Stagnation Protection (PSP) | Solar Storage and Auxiliary Tanks are separate | 80.04 | 0.95 | 0.9 | 85 | Z08 | [18 empty] | Downey, Los Angeles, CA | FALSE | 88.57 |  | 2011-06-01: 2013-08-01; 2011-08-03: 2013-09-18; 2011-09-20: 2013-10-09 | 4028 | 9300 | Up-front Payment
SCG-002375 | Single Family Residential | Domestic Hot Water | Gas | Southern California Gas Company | Incentive:Paid | 2978 | 29.85 |  | 1 | 105 |  | 100 |  | 2014-08-04 15:24 | 2014-08-08 | AMERI TECH CONSTRUCTION INC | Retrofit | Fullerton | Orange | 92833 | Lease | 5 |  | CL-EF-4PV-2T-G | EchoFirst |  | CL-EF-4PV-2T-G | Indirect Thermosyphon (IT) | 35.52 |  | CL-EL-90 | Glycol | Pressure Stagnation Protection (PSP) | Solar Storage and Auxiliary Tanks are separate | 80.04 | 0.95 | 1 | 65 | Z08 | [18 empty] | Fullerton, Orange, CA | FALSE | 88.57 |  | 2011-06-01: 2013-08-01; 2011-08-03: 2014-08-04; 2011-09-20: 2014-08-08 | 3400 | 9300 | Up-front Payment
SCG-002376 | Single Family Residential | Domestic Hot Water | Gas | Southern California Gas Company | Incentive:Paid | 1464 | 18.59 |  | 1 | 105 |  | 79 |  | 2013-09-06 18:06 | 2013-10-30 | MARCO PLUMBING AND CONSTRUCTION | Retrofit | La Canada FLT | Los Angeles | 91011 | Lease | 3 |  | CL-EF-4PV-2T-G | EchoFirst |  | CL-EF-4PV-2T-G | Indirect Thermosyphon (IT) | 35.52 |  | CL-EL-90 | Glycol | Other | Solar Storage and Auxiliary Tanks are separate | 80.04 | 1 | 0.75 | 45 | Z09 | [18 empty] | La Canada Flintridge, CA | FALSE | 88.57 |  | 2013-08-02 | 2013-09-24 |  |  | 2013-09-06 | 2013-10-30 | 4002 | 9300 | Up-front Payment
PGE-002377 | Commercial/Multifamily Residential | Domestic Hot Water | Gas | Pacific Gas and Electric | Incentive:Paid | 23486 | 14.53 |  | 1 | 1796 |  | 1616 |  | 2013-08-07 11:33 | 2013-08-27 | GREG CROSS INC | Retrofit | Los Gatos | Santa Clara | 95032 | Host Customer is System Owner | [7 empty] | 621.92 | 38.87 |  | Glycol |  | Solar Storage and Auxiliary Tanks are separate |  | 0.9 | 1 | 1400 | Z03 | 35 | Units | Apartments/Condos | 2011049C | 16 | 1 | 748 | 2 | 200 | 2 | 400000 | TRUE | 140 | 120 |  |  |  | SunReports - SR1100GVFS20-400 | Town of Los Gatos | FALSE | 25.02 |  | 2013-08-05 | 2013-08-12 | 2013-08-07 | 2013-08-27 | 2013-10-14 | 2013-12-11 | 3965 | 44927 | Up-front Payment
SCG-002378 | Commercial/Multifamily Residential | Domestic Hot Water | Gas | Southern California Gas Company | Incentive:Paid | 10825 | 14.53 |  | 1 | 745 |  | 745 |  | 2013-08-07 13:50 | 2013-08-09 | ALL VALLEY SOLAR INC | Retrofit | Glendale | Los Angeles | 91201 | Host Customer is System Owner | [7 empty] | 204.5 | 40.9 |  | Drainback |  | Solar Storage and Auxiliary Tanks are separate |  | 1 | 1 | 840 | Z09 | 21 | Units | Apartments/Condos | 2007032A | 5 | 1 | 400 | 4 | 100 | 1 | 199999 | TRUE | 125 | 140 |  |  |  |  | City of Glendale | FALSE | 28.83 |  | 2013-08-07 |  | 2013-08-07 | 2013-08-09 | 2013-08-14 | 2013-08-16 | 4071 | 21478 | Up-front Payment
SCG-002379 | Low Income Multifamily Residential | Domestic Hot Water | Gas | Southern California Gas Company | Incentive:Paid | 51524 | 24.89 |  | 1 | 2179 |  | 2070 |  | 2014-07-30 12:34 | 2014-08-28 | VILLARA CORPORATION | Retrofit | HUNTINGTON PARK | Los Angeles | 90255 | Owner/Tenant | [7 empty] | 544.18 | 38.87 |  | Glycol | Steam Back | Solar Storage and Auxiliary Tanks are separate |  | 0.95 | 1 | 3220 | Z08 | 184 | Units | Apartments/Condos | 10001803 | 14 | 7 | 530 | 2 | 240 | 2 | 15000000 | TRUE | 125 | 125 |  | SunEarth - SETR A503 TTR U + VFS 2-40 |  | SunEarth - SETR A503 TTR U + VFS 2-40 | City of Huntington Park | FALSE | 43.94 |  | 2013-08-09 |  | 2014-07-30 | 2014-08-28 | 2014-10-17 | 2014-11-13 | 2920 | 95743 | Up-front Payment
SCG-002380 | Single Family Residential | Domestic Hot Water | Gas | Southern California Gas Company | Incentive:Paid | 2026 | 18.59 |  | 1 | 109 |  | 109 |  | 2013-09-20 15:33 | 2013-10-30 | PRECIS DEVELOPMENT INC | Retrofit | Rancho Cucamonga | San Bernardino | 91739 | Host Customer is System Owner | 6 |  | CL-EF-4PV-2T-G | EchoFirst |  | CL-EF-4PV-2T-G | Indirect Thermosyphon (IT) | 35.52 |  | CL-EL-90 | Glycol | HartStat, or equivalent | Solar Storage and Auxiliary Tanks are separate | 120 | 1 | 1 | 75 | Z10 | [18 empty] | City of Rancho Cucamonga | FALSE | 91.74 |  | 2011-06-01: 2013-08-13; 2011-08-03: 2013-09-20; 2011-09-20: 2013-10-30 | 4003 | 10000 | Up-front Payment
PGE-002381 | Low Income Multifamily Residential | Domestic Hot Water | Gas | Pacific Gas and Electric | Reservation:Canceled | 82101 | 24.89 |  | 1 | 3436 |  | 3299 |  |  |  |  | New Construction | Oakland | Alameda | 94606 | Host Customer is System Owner | [7 empty] | 964.08 | 40.17 |  | Glycol | Advanced Controller with a Vacation or Holiday Mode | Solar Storage and Auxiliary Tanks are separate |  | 0.96 | 1 | 3496 | Z03 | 92 | Units | Apartments/Condos | 2010115A | 24 | 2 | 1450 | 1 | 390 | 3 | 900000 | TRUE | 130 | 120 | [5 empty] | FALSE | 35.57 | [7 empty] | 0 | 122222 | Up-front Payment
SCG-002382 | Low Income Multifamily Residential | Domestic Hot Water | Gas | Southern California Gas Company | Incentive:Paid | 24768 | 19.23 |  | 1 | 1288 |  | 1288 |  | 2013-08-22 09:36 | 2013-08-27 | SUN LIGHT & POWER | New Construction | Huntington | Orange | 90255 | Host Customer is System Owner | [7 empty] | 321.36 | 40.17 |  | Glycol | Advanced Controller with a Vacation or Holiday Mode | Solar Storage and Auxiliary Tanks are separate |  | 1 | 1 | 960 | Z08 | 24 | Units | Apartments/Condos | 2010115A | 8 | 1 | 480 | 1 | 115 | 1 | 600000 | TRUE | 120 | 120 |  |  |  |  | City of Huntington | FALSE | 38.58 |  | 2013-08-14 |  | 2013-08-22 | 2013-08-27 | 2014-11-20 | 2015-01-02 | 3567 | 49696 | Up-front Payment
PGE-002383 | Single Family Residential | Domestic Hot Water | Gas | Pacific Gas and Electric | Incentive:Paid | 2719 | 18.59 |  | 1 | 189 |  | 189 |  | 2013-11-13 17:23 | 2013-12-30 | INTELISOLAR | Retrofit | SUNNYVALE | Santa Clara | 94086 | Host Customer is System Owner | 4 |  | 2009157B | VELUX America Inc. | VELUX | CLI-U12 SK0 (W/L/F/P) 218 AUX TLG | Indirect Forced Circulation (IF) | 54.1 |  | CLI U12 4000 | Glycol | Advanced Controller with a Thermal Cycling Function | Solar Storage with Tankless Auxiliary Water Heater | 75 | 1 | 1 | 55 | Z04 | [18 empty] | City of sunnyvale | FALSE | 71.86 |  | 2013-08-14 | 2013-12-09 |  |  | 2013-11-13 | 2013-12-30 | 3936 | 13581 | Up-front Payment
SCG-002384 | Low Income Multifamily Residential | Domestic Hot Water | Gas | Southern California Gas Company | Incentive:Paid | 70170 | 19.23 |  | 1 | 3649 |  | 3649 |  | 2013-09-23 14:06 | 2013-10-25 | SUNUP ENERGY | Retrofit | Los Angeles | Los Angeles | 90031 | Lease | [7 empty] | 982.8 | 40.95 |  | Drainback |  | Solar Storage and Auxiliary Tanks are separate |  | 1 | 1 | 1960 | Z09 | 49 | Units | Apartments/Condos | 10001803 | 24 | 1 | 2000 | 1 | 600 | 1 | 600000 | TRUE | 140 | 140 |  |  |  | SunEarth - SETR A503 TTR U + VFS 20-400 | Los Angeles | FALSE | 21.07 |  | 2013-08-14 |  | 2013-09-23 | 2013-10-25 | 2014-02-11 | 2014-02-14 | 3901 | 76889 | Up-front Payment
SCG-002385 | Low Income Multifamily Residential | Domestic Hot Water | Gas | Southern California Gas Company | Incentive:Paid | 76362 | 19.23 |  | 1 | 3971 |  | 3971 |  | 2013-09-23 14:08 | 2013-10-25 | SUNUP ENERGY | Retrofit | Los Angeles | Los Angeles | 91402 | Lease | [7 empty] | 1023.75 | 40.95 |  | Glycol | Steam Back | Solar Storage and Auxiliary Tanks are separate |  | 1 | 1 | 2622 | Z09 | 69 | Units | Apartments/Condos | 10001803 | 25 | 1 | 2500 | 1 | 160 | 1 | 650000 | TRUE | 140 | 140 |  |  |  | SunEarth - SETR A503 TTR U + VFS 10-200 | Los Angeles | FALSE | 24.47 |  | 2013-08-14 |  | 2013-09-23 | 2013-10-25 | 2014-02-11 | 2014-02-13 | 3898 | 97163 | Up-front Payment
SCG-002386 | Low Income Multifamily Residential | Domestic Hot Water | Gas | Southern California Gas Company | Incentive:Paid | 143456 | 19.23 |  | 1 | 7460 |  | 7460 |  | 2013-09-23 14:20 | 2013-10-25 | SUNUP ENERGY | Retrofit | Los Angeles | Los Angeles | 90031 | Lease | [7 empty] | 2252.25 | 40.95 |  | Glycol | Steam Back | Solar Storage and Auxiliary Tanks are separate |  | 1 | 1 | 4477 | Z09 | 121 | Units | Apartments/Condos | 10001803 | 55 | 1 | 4500 | 1 | 320 | 2 | 1300000 | TRUE | 140 | 140 |  |  |  | SunEarth - SETR A503 TTR U + VFS 20-400 | Los Angeles | FALSE | 21.61 |  | 2013-08-14 |  | 2013-09-23 | 2013-10-25 | 2014-02-11 | 2014-02-13 | 3898 | 161239 | Up-front Payment
SCG-002387 | Low Income Multifamily Residential | Domestic Hot Water | Gas | Southern California Gas Company | Incentive:Paid | 126553 | 19.23 |  | 1 | 6581 |  | 6581 |  | 2013-09-23 14:22 | 2013-10-25 | SUNUP ENERGY | Retrofit | Los Angeles | Los Angeles | 90031 | Lease | [7 empty] | 2047.5 | 40.95 |  | Glycol | Steam Back | Solar Storage and Auxiliary Tanks are separate |  | 1 | 1 | 3774 | Z09 | 102 | Units | Apartments/Condos | 10001803 | 50 | 1 | 4000 | 2 | 548 | 2 | 1000000 | TRUE | 140 | 140 |  |  |  | SunEarth - SETR A503 TTR U + VFS 20-400 | Los Angeles | FALSE | 21.63 |  | 2013-08-15 |  | 2013-09-23 | 2013-10-25 | 2014-02-11 | 2014-03-07 | 3866 | 142325 | Up-front Payment
SCG-002388 | Low Income Multifamily Residential | Domestic Hot Water | Gas | Southern California Gas Company | Incentive:Paid | 98996 | 19.23 |  | 1 | 5148 |  | 5148 |  | 2013-09-23 14:23 | 2013-10-25 | SUNUP ENERGY | Retrofit | Los Angeles | Los Angeles | 90031 | Lease | [7 empty] | 1474.2 | 40.95 |  | Drainback |  | Solar Storage and Auxiliary Tanks are separate |  | 1 | 1 | 2546 | Z09 | 67 | Units | Apartments/Condos | 10001803 | 36 | 1 | 3000 | 2 | 379 | 1 | 899000 | TRUE | 140 | 140 |  |  |  | SunEarth - SETR A503 TTR U + VFS 10-200 | Los Angeles | FALSE | 21.54 |  | 2013-08-15 |  | 2013-09-23 | 2013-10-25 | 2014-03-06 | 2014-03-13 | 3866 | 110879 | Up-front Payment
SCG-002389 | Low Income Multifamily Residential | Domestic Hot Water | Gas | Southern California Gas Company | Incentive:Paid | 106438 | 19.23 |  | 1 | 5535 |  | 5535 |  | 2013-09-23 14:25 | 2013-10-25 | SUNUP ENERGY | Retrofit | Los Angeles | Los Angeles | 90031 | Lease | [7 empty] | 1474.2 | 40.95 |  | Drainback |  | Solar Storage and Auxiliary Tanks are separate |  | 1 | 1 | 3002 | Z09 | 79 | Units | Apartments/Condos | 10001803 | 36 | 1 | 3000 | 1 | 534 | 1 | 899000 | TRUE | 140 | 140 |  |  |  | SunEarth - SETR A503 TTR U + VFS 10-200 | Los Angeles | FALSE | 21.63 |  | 2013-08-15 |  | 2013-09-23 | 2013-10-25 | 2014-02-11 | 2014-02-21 | 3884 | 119709 | Up-front Payment
SCG-002390 | Single Family Residential | Domestic Hot Water | Gas | Southern California Gas Company | Incentive:Canceled | 1526 | 18.59 |  | 1 | 105 |  | 82 |  | 2013-09-18 15:22 |  | AMERI TECH CONSTRUCTION INC | Retrofit | Los Angeles | Los Angeles | 90019 | Lease | 2 |  | CL-EF-4PV-2T-G | EchoFirst |  | CL-EF-4PV-2T-G | Indirect Thermosyphon (IT) | 35.52 |  | CL-EL-90 | Glycol | Pressure Stagnation Protection (PSP) | Solar Storage and Auxiliary Tanks are separate | 80.04 | 0.92 | 0.85 | 35 | Z09 | [18 empty] | Los Angeles, Los Angeles, CA | FALSE | 88.57 |  | 2011-06-01: 2013-08-15; 2011-06-21: 2013-09-24; 2011-08-03: 2013-09-18 | 3653 | 9300 | Up-front Payment
PGE-002392 | Single Family Residential | Domestic Hot Water | Gas | Pacific Gas and Electric | Incentive:Paid | 2719 | 18.59 |  | 1 | 189 |  | 189 |  | 2013-09-11 14:02 | 2013-09-13 | SUN LIGHT & POWER | Retrofit | OAKLAND | Alameda | 94610 | Host Customer is System Owner | 2 |  | 2011141B | Heliodyne, Inc. | Heliopak | HPAK 016 1 410 G 80 ACD Z | Indirect Forced Circulation (IF) | 40.2 |  | 410 001 | Glycol | Pressure Stagnation Protection (PSP) | Solar Storage and Auxiliary Tanks are separate | 80 | 1 | 1 | 35 | Z03 | [17 empty] | Heliodyne - Delta-T Pro Ethernet | City of Oakland | FALSE | 56.85 |  | 2011-06-01: 2013-08-15; 2011-08-03: 2013-09-11; 2011-09-20: 2013-09-13 | 4033 | 10744.02 | Up-front Payment
PGE-002394 | Single Family Residential | Domestic Hot Water | Gas | Pacific Gas and Electric | Incentive:Paid | 2332 | 18.59 |  | 1 | 142 |  | 125 |  | 2013-10-01 08:29 | 2013-11-19 | A1 SUN INC | Retrofit | BERKELEY | Alameda | 94708 | Host Customer is System Owner | 4 |  | 2009036B | Heliodyne, Inc. | Heliopak | HPAK 016 2 408 G 80 ACD Z | Indirect Forced Circulation (IF) | 64.4 |  | 408 001 | Glycol | Pressure Stagnation Protection (PSP) | Solar Storage and Auxiliary Tanks are separate | 80 | 0.93 | 0.95 | 55 | Z03 | [18 empty] | City of Berkeley | FALSE | 91.5 |  | 2011-06-01: 2013-08-21; 2011-08-03: 2013-10-01; 2011-09-20: 2013-11-19 | 3975 | 12993 | Up-front Payment
PGE-002395 | Commercial/Multifamily Residential | Domestic Hot Water | Gas | Pacific Gas and Electric | Incentive:Paid | 46549 | 14.53 |  | 1 | 3236 |  | 3204 |  | 2014-06-23 10:14 | 2014-08-23 | SUN LIGHT & POWER | New Construction | SAN FRANCISCO | San Francisco | 94103 | Host Customer is System Owner | [7 empty] | 964.08 | 40.17 |  | Glycol | Advanced Controller with a Vacation or Holiday Mode | Solar Storage and Auxiliary Tanks are separate |  | 0.99 | 1 | 3344 | Z03 | 88 | Units | Apartments/Condos | 2010115A | 24 | 2 | 1450 | 1 | 390 | 3 | 1199700 | TRUE | 140 | 120 |  | Heliodyne - Delta-T Pro Ethernet |  | Heliodyne - Delta-T Pro Ethernet | City of San Francisco | FALSE | 40.92 |  | 2014-06-16 | 2014-07-20 | 2014-06-23 | 2014-08-23 | 2015-01-12 | 2015-01-23 | 3557 | 132402.24 | Up-front Payment
SCG-002399 | Low Income Multifamily Residential | Domestic Hot Water | Gas | Southern California Gas Company | Incentive:Paid | 99650 | 19.23 |  | 1 | 5182 |  | 5182 |  | 2013-09-13 12:06 | 2013-10-11 | PROMISE ENERGY INC | Retrofit | Norwalk | Los Angeles | 90650 | Host Customer is System Owner | [7 empty] | 1399.32 | 38.87 |  | Glycol | Advanced Controller with a Vacation or Holiday Mode | Solar Storage and Auxiliary Tanks are separate |  | 1 | 1 | 6882 | Z08 | 186 | Units | Apartments/Condos | 2011049C | 36 | 1 | 1584 | 6 | 115 | 1 | 500000 | TRUE | 140 | 120 |  |  |  | SunReports - SR1000GVFS20-400 | City of Norwalk, CA | FALSE | 45.23 |  | 2013-08-22 | 2013-11-01 | 2013-09-13 | 2013-10-11 | 2013-10-24 | 2014-01-27 | 3916 | 234400 | Up-front Payment
SCE-002400 | Single Family Residential | Domestic Hot Water | Electric | Southern California Edison | Incentive:Paid | 1598 |  | 0.54 | 1 |  | 2959 |  | 2959 | 2013-09-19 15:53 | 2013-10-25 | BISHOP HEATING & AIR CONDITIONING INCORPORATED | Retrofit | Bishop | Inyo | 93514 | Host Customer is System Owner | 3 |  | 1993001D | SunEarth, Inc. | SolaRay | TE40C-80-1 | Indirect Forced Circulation (IF) | 40.9 |  | EC-40 | Glycol | Advanced Controller with a Vacation or Holiday Mode | Solar and Auxiliary Storage are the same Tank | 80 | 1 | 1 | 45 | Z16 | [18 empty] | inyo county | FALSE |  | 2.62 | 2011-06-01: 2013-08-26; 2011-08-03: 2013-09-19; 2011-09-20: 2013-10-25 | 3991 | 7754 | Up-front Payment
PGE-002401 | Commercial/Multifamily Residential | Domestic Hot Water | Gas | Pacific Gas and Electric | Incentive:Paid | 10320 | 14.53 |  | 1 | 772 |  | 710 |  | 2013-11-18 17:02 | 2013-12-18 | REID HEATING & ENERGY INC | Retrofit | San Francisco | San Francisco | 94110 | Host Customer is System Owner | [7 empty] | 326.88 | 40.86 |  | Glycol | Advanced Controller with a Thermal Cycling Function | Solar Storage with Tankless Auxiliary Water Heater |  | 0.92 | 1 | 455 | Z03 | 13 | Units | Apartments/Condos | 2006024E | 8 | 1 | 315 | 3 | 0 | 0 | 399000 | TRUE | 135 | 125 |  |  |  |  | City & County of San Francisco | FALSE | 50.4 |  | 2013-08-26 | 2013-12-03 | 2013-11-18 | 2013-12-18 | 2014-01-17 | 2014-02-25 | 3832 | 38910 | Up-front Payment
SCG-002402 | Low Income Multifamily Residential | Domestic Hot Water | Gas | Southern California Gas Company | Incentive:Paid | 134802 | 19.23 |  | 1 | 7010 |  | 7010 |  | 2013-09-23 11:13 | 2013-10-25 | ALL VALLEY SOLAR INC | Retrofit | Los Angeles | Los Angeles | 90015 | Lease | [7 empty] | 1963.2 | 40.9 |  | Drainback |  | Solar Storage and Auxiliary Tanks are separate |  | 1 | 1 | 3737 | Z09 | 101 | Units | Apartments/Condos | 2007032A | 48 | 4 | 3865 | 1 | 350 | 2 | 1500000 | TRUE | 130 | 140 |  |  |  | SunEarth - SETR A503 TTR U + VFS 5-100 | ladbs | FALSE | 21.99 |  | 2013-08-27 | 2014-02-07 | 2013-09-23 | 2013-10-25 | 2013-11-14 | 2014-03-07 | 3866 | 154174 | Up-front Payment
SCG-002405 | Single Family Residential | Domestic Hot Water | Gas | Southern California Gas Company | Incentive:Canceled | 3190 | 25.37 |  | 2 | 127 |  | 107 |  |  |  |  | Retrofit | Los Angeles | Los Angeles | 90035 | Host Customer is System Owner | 9 |  | 2011109B | Bosch Thermotechnology Corp. | BOSCH FKC(2)WST80EL NATURAL GAS | FKC 1-2OG300WST NG | Indirect Forced Circulation (IF) | 51.92 |  | Bosch FKC-1 s+w (Vert. & Horiz.) | Glycol | Advanced Controller with a Vacation or Holiday Mode | Solar Storage and Auxiliary Tanks are separate | 119 | 0.99 | 0.85 | 105 | Z09 | [18 empty] | Los Angeles | FALSE | 82.68 |  | 2011-06-01: 2013-08-28 | 4077 | 10500 | Up-front Payment
SCG-002406 | Single Family Residential | Domestic Hot Water | Gas | Southern California Gas Company | Incentive:Paid | 1366 | 18.59 |  | 1 | 75 |  | 74 |  | 2013-09-16 19:12 | 2013-10-25 | DENNIS ALLEN ASSOCIATES | Retrofit | Ventura | Ventura | 93001 | Host Customer is System Owner | 2 |  | 2012012B | Solpal, Inc. | SOLPAL (formerly Solcrafte) | SOLPAL L-G | Direct Integral Collector Storage (DI) | 26.1 |  | Solpal L |  |  | Solar Storage and Auxiliary Tanks are separate | 53 | 0.98 | 1 | 35 | Z09 | [18 empty] | Ventura City | FALSE | 62.67 |  | 2011-06-01: 2013-09-03; 2011-08-03: 2013-09-16; 2011-09-20: 2013-10-25 | 3999 | 4700 | Up-front Payment
PGE-002407 | Commercial/Multifamily Residential | Domestic Hot Water | Gas | Pacific Gas and Electric | Incentive:Paid | 89078 | 20.19 |  | 1 | 4412 |  | 4412 |  | 2016-01-05 11:00 | 2016-01-28 | STEPHEN A HUNTER INCORPORATED | Retrofit | FOLSOM | Sacramento | 95630 | Power Purchase Agreements | [7 empty] | 1276.08 | 53.17 |  | Drainback |  | Solar Storage and Auxiliary Tanks are separate |  | 1 | 1 | 2860 | Z12 |  |  |  | 2008010B | 24 | 1 | 1500 | 1 | 390 | 4 | 868380 | TRUE | 140 | 140 |  | Badger - Badger 380 |  | Badger - Badger 380 | OSHPD | FALSE | 29.01 |  | 2013-10-02 | 2016-01-06 | 2016-01-05 | 2016-01-28 | 2016-06-27 | 2016-07-27 | 3000 | 128000 | Up-front Payment
SCG-002408 | Low Income Multifamily Residential | Domestic Hot Water | Gas | Southern California Gas Company | Incentive:Paid | 29557 | 19.23 |  | 1 | 1537 |  | 1537 |  | 2014-01-23 12:15 | 2014-02-14 | PROMISE ENERGY INC | Retrofit | West Hollywood | Los Angeles | 90046 | Host Customer is System Owner | [7 empty] | 480 | 40 |  | Glycol | Steam Back | Solar Storage and Auxiliary Tanks are separate |  | 1 | 1 | 1120 | Z09 | 28 | Units | Apartments/Condos | 2009058C | 12 | 1 | 792 | 3 | 200 | 1 | 399000 | TRUE | 140 | 120 |  |  |  | SunReports - SR1000GVFS20-400 | West Hollywood, CA | FALSE | 38.58 |  | 2013-09-05 |  | 2014-01-23 | 2014-02-14 | 2014-08-11 | 2014-09-02 | 3693 | 59298 | Up-front Payment
SCG-002409 | Low Income Multifamily Residential | Domestic Hot Water | Gas | Southern California Gas Company | Incentive:Paid | 33556 | 19.23 |  | 1 | 1745 |  | 1745 |  | 2014-01-24 16:01 | 2014-04-08 | PROMISE ENERGY INC | Retrofit | West Hollywood | Los Angeles | 90046 | Host Customer is System Owner | [7 empty] | 480 | 40 |  | Glycol | Steam Back | Solar Storage and Auxiliary Tanks are separate |  | 1 | 1 | 2000 | Z09 | 50 | Units | Apartments/Condos | 2009058C | 12 | 1 | 792 | 3 | 200 | 1 | 500000 | TRUE | 140 | 120 |  |  |  | SunReports - SR1000GVFS20-400 | West Hollywood, CA | FALSE | 37.38 |  | 2013-09-05 |  | 2014-01-24 | 2014-04-08 | 2014-08-11 | 2014-09-02 | 3694 | 65231 | Up-front Payment
PGE-002410 | Single Family Residential | Domestic Hot Water | Gas | Pacific Gas and Electric | Incentive:Paid | 2719 | 18.59 |  | 1 | 155 |  | 155 |  | 2013-09-16 11:42 | 2013-09-18 | AZTEC SOLAR INC | Retrofit | DAVIS | Yolo | 95616 | Host Customer is System Owner | 4 |  | 2001001E | SunEarth, Inc. | SolaRay | TE64P-80-2G | Indirect Forced Circulation (IF) | 65.7 |  | EP-32 | Glycol | Advanced Controller with a Vacation or Holiday Mode | Solar Storage and Auxiliary Tanks are separate | 80 | 1 | 1 | 55 | Z12 | [18 empty] | City of Davis | FALSE | 52.8 |  | 2011-06-01: 2013-09-05; 2011-08-03: 2013-09-16; 2011-09-20: 2013-09-18 | 4033 | 8184 | Up-front Payment
PGE-002411 | Single Family Residential | Domestic Hot Water | Gas | Pacific Gas and Electric | Incentive:Paid | 2102 | 18.59 |  | 1 | 119 |  | 113 |  | 2013-11-21 10:42 | 2013-12-03 | AZTEC SOLAR INC | Retrofit | SACRAMENTO | Sacramento | 95831 | Host Customer is System Owner | 2 |  | 30003808 | Solahart Industries | Solahart | ASG 302J & ASG 302J FREE HEAT | Indirect Thermosyphon (IT) | 43.12 |  | J | Glycol | HartStat, or equivalent | Solar Storage and Auxiliary Tanks are separate | 79 | 1 | 0.95 | 35 | Z12 | [18 empty] | City of Sacramento | FALSE | 61.73 |  | 2011-06-01: 2013-09-05; 2011-08-03: 2013-11-21; 2011-09-20: 2013-12-03 | 3975 | 7345.7 | Up-front Payment
PGE-002412 | Single Family Residential | Domestic Hot Water |  | Pacific Gas and Electric | Incentive:Canceled |  | $None |  |  | 0 |  | 0 |  |  |  |  | Retrofit | Berkeley | Alameda | 94710 | Host Customer is System Owner | [8 empty] | 40.17 |  |  | Pressure Stagnation Protection (PSP) |  |  |  |  | 0 |  |  |  | Apartments/Condos |  | 15 | 1 | 800 | 2 | 200 | 2 | 199000 | TRUE | 130 | 130 | [5 empty] | FALSE | 0 |  | 2011-06-01: 2013-09-06 | 4068 | 142040 | Up-front Payment
SCG-002414 | Single Family Residential | Domestic Hot Water | Gas | Southern California Gas Company | Incentive:Paid | 2491 | 18.59 |  | 1 | 134 |  | 134 |  | 2013-09-19 08:22 | 2013-09-20 | AMECO SOLAR INC | Retrofit | Los Angeles | Los Angeles | 90006 | Host Customer is System Owner | 2 |  | 2001001A | SunEarth, Inc. | SolaRay | TE40P-80-2G | Indirect Forced Circulation (IF) | 40.9 |  | EP-40 |  |  | Solar Storage and Auxiliary Tanks are separate | 80 | 1 | 1 | 35 | Z09 | [18 empty] | Los Angeles City | FALSE | 56.9 |  | 2011-06-01: 2013-09-10; 2011-08-03: 2013-09-19; 2011-09-20: 2013-09-20 | 4044 | 7625 | Up-front Payment
SCG-002415 | Single Family Residential | Domestic Hot Water | Gas | Southern California Gas Company | Incentive:Paid | 1574 | 18.59 |  | 1 | 90 |  | 85 |  | 2013-09-11 15:38 | 2013-09-16 | ZERO ENERGY CONTRACTING INC | Retrofit | La Habra | Orange | 90631 | Host Customer is System Owner | 3 |  | 2012041A | Agua Del Sol | RADCO DRAINBACK HEAT EXCHANGER | R-DBHX-8-50GD-40P | Indirect Self Pumped (IS) | 39.91 |  | 410P-HP |  |  | Solar Storage and Auxiliary Tanks are separate | 52 | 0.99 | 0.95 | 45 | Z09 | [18 empty] | City of La Habra | FALSE | 110.89 |  | 2011-06-01: 2013-09-10; 2011-08-03: 2013-09-11; 2011-09-20: 2013-09-16 | 4055 | 9980 | Up-front Payment
SCG-002416 | Low Income Multifamily Residential | Domestic Hot Water | Gas | Southern California Gas Company | Incentive:Canceled | 24441 | 19.23 |  | 1 | 1271 |  | 1271 |  | 2013-09-12 11:42 | 2013-09-13 | SOLAR - TEC SYSTEMS INC | New Construction | Los Angeles | Los Angeles | 90012 | Host Customer is System Owner | [7 empty] | 240 | 40 |  | Glycol | Advanced Controller with a Vacation or Holiday Mode | Solar Storage and Auxiliary Tanks are separate |  | 1 | 1 | 2280 | Z09 | 60 | Units | Apartments/Condos | 2006024E | 6 | 1 | 0 | 0 | 125 | 1 | 399000 | TRUE | 120 | 105 |  |  |  |  | Los Angeles, CA | FALSE | 24.08 |  | 2011-06-01: 2013-09-10; 2011-06-23: 2013-09-12; 2011-07-01: 2013-09-13 | 4061 | 30610 | Up-front Payment
PGE-002417 | Low Income Multifamily Residential | Domestic Hot Water | Gas | Pacific Gas and Electric | Incentive:Paid | 63641 | 19.23 |  | 1 | 3377 |  | 3309 |  | 2014-06-20 08:34 | 2014-07-21 | OXYPOWER INC | Retrofit | San Francisco | San Francisco | 94115 | Host Customer is System Owner | [7 empty] | 842.4 | 42.12 |  | Glycol | Advanced Controller with a Vacation or Holiday Mode | Solar Storage and Auxiliary Tanks are separate |  | 0.98 | 1 | 5439 | Z03 | 147 | Units | Apartments/Condos | 10001912 | 20 | 1 | 1000 | 5 | 476 | 4 | 638000 | TRUE | 130 | 130 |  | Heliodyne - Delta-T Pro Ethernet |  | Heliodyne - Delta-T Pro Ethernet | City and County of San Francisco | FALSE | 30.62 |  | 2013-09-11 | 2014-07-16 | 2014-06-20 | 2014-07-21 | 2014-07-22 | 2014-08-08 | 3721 | 103411 | Up-front Payment
PGE-002418 | Single Family Residential | Domestic Hot Water | Gas | Pacific Gas and Electric | Incentive:Paid | 2525 | 18.59 |  | 1 | 143 |  | 136 |  | 2013-10-01 09:09 | 2013-10-14 | OXYPOWER INC | Retrofit | MILL VALLEY | Marin | 94941 | Host Customer is System Owner | 2 |  | 2009036C | Heliodyne, Inc. | Heliopak | HPAK 016 2 408 G 120 ACD Z | Indirect Forced Circulation (IF) | 64.4 |  | 408 001 | Glycol | Advanced Controller with a Vacation or Holiday Mode | Solar Storage and Auxiliary Tanks are separate | 120 | 1 | 0.95 | 35 | Z03 | [18 empty] | County of Marin | FALSE | 27.97 |  | 2011-06-01: 2013-09-11; 2011-08-03: 2013-10-01; 2011-09-20: 2013-10-14 | 4014 | 4000 | Up-front Payment
PGE-002419 | Low Income Multifamily Residential | Domestic Hot Water | Gas | Pacific Gas and Electric | Incentive:Paid | 43344 | 19.23 |  | 1 | 2254 |  | 2254 |  | 2013-09-12 15:06 | 2013-10-08 | SUNWATER SOLAR INC | Retrofit | BERKELEY | Alameda | 94710 | Host Customer is System Owner | [7 empty] | 602.55 | 40.17 |  | Glycol | Advanced Controller with a Vacation or Holiday Mode | Solar Storage and Auxiliary Tanks are separate |  | 1 | 1 | 2812 | Z03 | 74 | Units | Apartments/Condos | 2010115A | 15 | 1 | 800 | 2 | 200 | 2 | 199000 | TRUE | 130 | 130 |  | SunReports - SR1000GVFS2-40 | SunReports, Inc | SunReports - SR1000GVFS2-40 | City of Berkeley, CA | FALSE | 63.02 |  | 2013-09-11 | 2013-09-30 | 2013-09-12 | 2013-10-08 | 2013-10-11 | 2013-10-14 | 4014 | 142040 | Up-front Payment
SCG-002420 | Single Family Residential | Domestic Hot Water | Gas | Southern California Gas Company | Incentive:Paid | 1815 | 18.59 |  | 1 | 105 |  | 98 |  | 2013-12-05 15:32 | 2013-12-20 | MARCO PLUMBING AND CONSTRUCTION | Retrofit | Cerritos | Los Angeles | 90703 | Lease | 4 |  | CL-EF-4PV-2T-G | EchoFirst |  | CL-EF-4PV-2T-G | Indirect Thermosyphon (IT) | 35.52 |  | CL-EL-90 | Glycol | Other | Solar Storage and Auxiliary Tanks are separate | 80.04 | 0.93 | 1 | 55 | Z08 | [18 empty] | Cerritos, LA, CA | FALSE | 88.57 |  | 2011-06-01: 2013-09-11; 2011-08-03: 2013-12-05; 2011-09-20: 2013-12-20 | 3947 | 9300 | Up-front Payment
SCG-002421 | Single Family Residential | Domestic Hot Water | Gas | Southern California Gas Company | Incentive:Canceled | 2915 | 25.37 |  | 2 | 105 |  | 98 |  |  |  |  | Retrofit | Cerritos | Los Angeles | 90703 | Lease | 4 |  | CL-EF-4PV-2T-G | EchoFirst |  | CL-EF-4PV-2T-G | Indirect Thermosyphon (IT) | 35.52 |  | CL-EL-90 | Glycol | Other | Solar Storage and Auxiliary Tanks are separate | 80.04 | 0.93 | 1 | 55 | Z08 | [19 empty] | FALSE | 88.57 |  | 2011-06-01: 2013-09-11 | 4063 | 9300 | Up-front Payment
SCG-002422 | Single Family Residential | Domestic Hot Water | Gas | Southern California Gas Company | Incentive:Canceled | 2391 | 25.37 |  | 2 | 109 |  | 80 |  |  |  |  | Retrofit | Yorba Linda | Orange | 92886 | Lease | 4 |  | CL-EF-4PV-2T-G | EchoFirst |  | CL-EF-4PV-2T-G | Indirect Thermosyphon (IT) | 35.52 |  | CL-EL-90 | Glycol | Other | Solar Storage and Auxiliary Tanks are separate | 80.04 | 0.98 | 0.75 | 55 | Z10 | [19 empty] | FALSE | 85.32 |  | 2011-06-01: 2013-09-13 | 4061 | 9300 | Up-front Payment
SCG-002426 | Low Income Multifamily Residential | Domestic Hot Water | Gas | Southern California Gas Company | Incentive:Paid | 1327 | 19.23 |  | 1 | 69 |  | 69 |  | 2014-01-27 15:49 | 2014-02-21 | CALIFORNIA SOLAR THERMAL INC | Retrofit | Rialto | San Bernardino | 92376 | Owner/Tenant |  |  | 2012012B | Solpal, Inc. | SOLPAL (formerly Solcrafte) | SOLPAL L-G | Direct Integral Collector Storage (DI) | 26.1 |  | Solpal L |  |  | Solar Storage and Auxiliary Tanks are separate | 53 | 1 | 1 | 0 | Z10 | [11 empty] | FALSE | [6 empty] | CIty of Rialto | FALSE | 69.97 |  | 2013-09-18 |  | 2014-01-27 | 2014-02-21 | 2014-04-29 | 2014-05-15 | 3802 | 4828 | Up-front Payment
SCG-002427 | Commercial/Multifamily Residential | Domestic Hot Water | Gas | Southern California Gas Company | Incentive:Paid | 50259 | 14.53 |  | 1 | 3459 |  | 3459 |  | 2013-09-23 10:00 | 2013-09-24 | CALIFORNIA SOLAR THERMAL INC | Retrofit | Van Nuys | Los Angeles | 91406 | Host Customer is System Owner | [7 empty] | 1307.52 | 40.86 |  | Glycol | Steam Back | Solar Storage and Auxiliary Tanks are separate |  | 1 | 1 | 1560 | Z06 | 39 | Units | Apartments/Condos | 2006024E | 32 | 1 | 2000 | 1 | 240 | 2 | 500000 | TRUE | 140 | 140 |  |  |  | SunReports - SR1100GVFS10-200 | Los Angeles | FALSE | 28.91 |  | 2013-09-19 |  | 2013-09-23 | 2013-09-24 | 2013-10-08 | 2013-10-08 | 3999 | 100000 | Up-front Payment
SCG-002428 | Low Income Multifamily Residential | Domestic Hot Water | Gas | Southern California Gas Company | Incentive:Paid | 1327 | 19.23 |  | 1 | 69 |  | 69 |  | 2013-12-26 20:22 | 2014-01-08 | CALIFORNIA SOLAR THERMAL INC | Retrofit | Rialto | San Bernardino | 92376 | Owner/Tenant |  |  | 2012012B | Solpal, Inc. | SOLPAL (formerly Solcrafte) | SOLPAL L-G | Direct Integral Collector Storage (DI) | 26.1 |  | Solpal L |  |  | Solar Storage and Auxiliary Tanks are separate | 53 | 1 | 1 | 0 | Z10 | [11 empty] | FALSE | [6 empty] | City of Rialto | FALSE | 69.97 |  | 2013-09-19 |  | 2013-12-26 | 2014-01-08 | 2014-04-29 | 2014-05-16 | 3804 | 4828 | Up-front Payment
SCG-002429 | Low Income Multifamily Residential | Domestic Hot Water | Gas | Southern California Gas Company | Incentive:Paid | 1327 | 19.23 |  | 1 | 69 |  | 69 |  | 2013-12-26 20:23 | 2014-02-21 | CALIFORNIA SOLAR THERMAL INC | Retrofit | Rialto | San Bernardino | 92376 | Owner/Tenant |  |  | 2012012B | Solpal, Inc. | SOLPAL (formerly Solcrafte) | SOLPAL L-G | Direct Integral Collector Storage (DI) | 26.1 |  | Solpal L |  |  | Solar Storage and Auxiliary Tanks are separate | 53 | 1 | 1 | 0 | Z10 | [11 empty] | FALSE | [6 empty] | City of Rialto | FALSE | 69.97 |  | 2013-09-19 |  | 2013-12-26 | 2014-02-21 | 2014-04-29 | 2014-05-13 | 3804 | 4828 | Up-front Payment
SCG-002430 | Low Income Multifamily Residential | Domestic Hot Water | Gas | Southern California Gas Company | Incentive:Paid | 1327 | 19.23 |  | 1 | 69 |  | 69 |  | 2013-12-26 20:24 | 2014-01-08 | CALIFORNIA SOLAR THERMAL INC | Retrofit | Rialto | San Bernardino | 92376 | Owner/Tenant |  |  | 2012012B | Solpal, Inc. | SOLPAL (formerly Solcrafte) | SOLPAL L-G | Direct Integral Collector Storage (DI) | 26.1 |  | Solpal L |  |  | Solar Storage and Auxiliary Tanks are separate | 53 | 1 | 1 | 0 | Z10 | [11 empty] | FALSE | [6 empty] | City of Rialto | FALSE | 69.97 |  | 2013-09-19 |  | 2013-12-26 | 2014-01-08 | 2014-04-29 | 2014-05-13 | 3804 | 4828 | Up-front Payment
PGE-002431 | Commercial/Multifamily Residential | Domestic Hot Water | Gas | Pacific Gas and Electric | Incentive:Paid | 16760 | 14.53 |  | 1 | 1177 |  | 1153 |  | 2013-12-05 11:09 | 2013-12-12 | OXYPOWER INC | Retrofit | San Francisco | San Francisco | 94110 | Host Customer is System Owner | [7 empty] | 401.7 | 40.17 |  | Glycol | Advanced Controller with a Vacation or Holiday Mode | Solar Storage and Auxiliary Tanks are separate |  | 0.98 | 1 | 588 | Z03 | 16 | Units | Apartments/Condos | 2010115A | 10 | 1 | 595 | 5 | 120 | 1 | 199000 | TRUE | 130 | 130 |  |  |  |  | San Francisco | FALSE | 42.38 |  | 2013-09-19 |  | 2013-12-05 | 2013-12-12 | 2014-01-10 | 2014-01-16 | 3923 | 49880 | Up-front Payment
SDG-002433 | Low Income Multifamily Residential | Domestic Hot Water | Gas | San Diego Gas and Electric | Incentive:Paid | 40421 | 19.23 |  | 1 | 2102 |  | 2102 |  | 2014-04-04 07:55 | 2014-04-10 | ADROIT ENERGY INC | New Construction | Vista | San Diego | 92083 | Host Customer is System Owner | [7 empty] | 654.4 | 40.9 |  | Glycol | Steam Back | Solar Storage and Auxiliary Tanks are separate |  | 1 | 1 | 1840 | Z07 | 46 | Units | Apartments/Condos | 2007032A | 16 | 1 | 975 | 1 | 360 | 1 | 599000 | TRUE | 120 | 120 |  | SunEarth - SETR A503 TTR U + VFS 5-100 |  | SunEarth - SETR A503 TTR U + VFS 5-100 | Vista Building Division | FALSE | 31.4 |  | 2013-09-23 | 2014-04-07 | 2014-04-04 | 2014-04-10 | 2015-09-01 | 2015-11-16 | 3242 | 66000 | Up-front Payment
SDG-002434 | Low Income Multifamily Residential | Domestic Hot Water | Gas | San Diego Gas and Electric | Incentive:Paid | 142706 | 19.23 |  | 1 | 7421 |  | 7421 |  | 2014-02-24 15:26 | 2014-03-24 | ADROIT ENERGY INC | New Construction | San Diego | San Diego | 92101 | Host Customer is System Owner | [7 empty] | 2295.3 | 21.86 |  | Glycol | Advanced Controller with a Vacation or Holiday Mode | Solar Storage and Auxiliary Tanks are separate |  | 1 | 1 | 8680 | Z07 | 248 | Units | Apartments/Condos | 2009077A | 105 | 1 | 4000 | 1 | 1500 | 1 | 1500000 | TRUE | 120 | 120 |  | SunEarth - SETRA503 TTR U + Series 200 |  | SunEarth - SETRA503 TTR U + Series 200 | City of San Diego | FALSE | 48.83 |  | 2013-09-23 | 2014-02-26 | 2014-02-24 | 2014-03-24 | 2015-06-02 | 2015-08-27 | 3313 | 362400 | Up-front Payment
PGE-002435 | Single Family Residential | Domestic Hot Water | Gas | Pacific Gas and Electric | Incentive:Paid | 2132 | 18.59 |  | 1 | 117 |  | 115 |  | 2013-10-31 09:44 | 2013-11-06 | SIERRA PACIFIC HOME & COMFORT INC | Retrofit | Orangevale | Sacramento | 95662 | Host Customer is System Owner | 3 |  | 2010143A | Solene | Aurora/AO Smith | SLAR40DC-80HE-XG | Indirect Forced Circulation (IF) | 38.9 |  | SLCO-40 | Glycol | Advanced Controller with a Vacation or Holiday Mode | Solar Storage and Auxiliary Tanks are separate | 80 | 0.98 | 1 | 45 | Z12 | [18 empty] | Sacramento County | FALSE | 76.34 |  | 2011-06-01: 2013-09-24; 2011-08-03: 2013-10-31; 2011-09-20: 2013-11-06 | 4000 | 8932 | Up-front Payment
PGE-002436 | Commercial/Multifamily Residential | Domestic Hot Water | Gas | Pacific Gas and Electric | Incentive:Paid | 44389 | 14.53 |  | 1 | 3055 |  | 3055 |  | 2013-10-10 07:15 | 2013-10-14 | OXYPOWER INC | Retrofit | SAN FRANCISCO | San Francisco | 94110 | Host Customer is System Owner | [7 empty] | 803.4 | 40.17 |  | Glycol | Advanced Controller with a Vacation or Holiday Mode | Solar and Auxiliary Storage are the same Tank |  | 1 | 1 | 2812 | Z03 | 76 | Units | Apartments/Condos | 2010115A | 20 | 1 | 1005 | 5 | 400 | 1 | 670000 | TRUE | 125 | 125 |  | Heliodyne - Delta-T Pro Ethernet |  | Heliodyne - Delta-T Pro Ethernet | City and County of San Francisco | FALSE | 39.08 |  | 2013-09-25 |  | 2013-10-10 | 2013-10-14 | 2013-10-23 | 2013-10-31 | 4000 | 119380.5 | Up-front Payment
SCG-002437 | Single Family Residential | Domestic Hot Water | Gas | Southern California Gas Company | Incentive:Paid | 2472 | 18.59 |  | 1 | 133 |  | 133 |  | 2013-10-09 08:23 | 2013-10-10 | AMECO SOLAR INC | Retrofit | Irvine | Orange | 92612 | Host Customer is System Owner | 2 |  | 2001001A | SunEarth, Inc. | SolaRay | TE40P-80-2G | Indirect Forced Circulation (IF) | 40.9 |  | EP-40 | Glycol | Advanced Controller with a Vacation or Holiday Mode | Solar Storage and Auxiliary Tanks are separate | 80 | 1 | 1 | 35 | Z08 | [18 empty] | Irvine | FALSE | 64.27 |  | 2011-06-01: 2013-09-26; 2011-08-03: 2013-10-09; 2011-09-20: 2013-10-10 | 4028 | 8548 | Up-front Payment
PGE-002439 | Commercial/Multifamily Residential | Domestic Hot Water | Gas | Pacific Gas and Electric | Incentive:Paid | 17596 | 14.53 |  | 1 | 1211 |  | 1211 |  | 2013-10-21 17:01 | 2013-12-05 | SUN LIGHT & POWER | Retrofit | WALNUT CREEK | Contra Costa | 94596 | Host Customer is System Owner | [7 empty] | 321.36 | 40.17 |  | Glycol | Advanced Controller with a Vacation or Holiday Mode | Solar Storage and Auxiliary Tanks are separate |  | 1 | 1 | 960 | Z12 | 24 | Units | Apartments/Condos | 2010115A | 8 | 1 | 480 | 4 | 200 | 2 | 166000 | FALSE | 130 | 120 |  |  |  |  | City of Walnut Creek | FALSE | 25 |  | 2013-10-11 | 2013-11-01 | 2013-10-21 | 2013-12-05 | 2014-01-21 | 2014-01-28 | 3919 | 30270 | Up-front Payment
PGE-002440 | Commercial/Multifamily Residential | Domestic Hot Water | Gas | Pacific Gas and Electric | Reservation:Canceled | 17213 | 17.16 |  | 2 | 1247 |  | 1185 |  |  |  |  | Retrofit | Walnut Creek | Contra Costa | 94536 | Host Customer is System Owner | [7 empty] | 321.36 | 40.17 |  | Glycol | Advanced Controller with a Vacation or Holiday Mode | Solar Storage and Auxiliary Tanks are separate |  | 0.95 | 1 | 960 | Z12 |  |  |  | 2010115A | 8 | 2 | 600 | 5 | 240 | 2 | 300000 | TRUE | 120 | 120 | [5 empty] | FALSE | 24.27 | [7 empty] | 0 | 30270 | Up-front Payment
SCG-002445 | Commercial/Multifamily Residential | Domestic Hot Water | Gas | Southern California Gas Company | Incentive:Paid | 2485 | 14.53 |  | 1 | 171 |  | 171 |  | 2013-10-16 08:57 | 2013-10-23 | WEEKS CONSTRUCTION SERVICE AND REPAIR | Retrofit | north hollywood | Los Angeles | 91605 | Host Customer is System Owner | [7 empty] | 63.82 | 31.91 |  | Drainback |  | Solar Storage and Auxiliary Tanks are separate |  | 1 | 1 | 252 | Z09 | 9 | Units | Apartments/Condos | 2002001E | 2 | 2 | 120 | 1 | 120 | 1 | 250000 | TRUE | 140 | 120 |  |  |  |  | Los Angeles | FALSE | 81.88 |  | 2013-09-30 |  | 2013-10-16 | 2013-10-23 | 2014-06-19 | 2014-07-18 | 3736 | 14000.68 | Up-front Payment
PGE-002446 | Low Income Multifamily Residential | Domestic Hot Water | Gas | Pacific Gas and Electric | Reservation:Canceled | 63431 | 19.23 |  | 1 | 3436 |  | 3299 |  | 2013-10-18 18:46 |  | SUN LIGHT & POWER | New Construction | Oakland | Alameda | 94606 | Host Customer is System Owner | [7 empty] | 964.08 | 40.17 |  | Glycol | Advanced Controller with a Vacation or Holiday Mode | Solar Storage and Auxiliary Tanks are separate |  | 0.96 | 1 | 3496 | Z03 | 92 | Units | Apartments/Condos | 2010115A | 24 | 2 | 1450 | 1 | 390 | 3 | 900000 | TRUE | 130 | 120 | [5 empty] | FALSE | 24.76 |  | 2011-06-01: 2013-10-11; 2011-06-21: 2013-10-31 | 3981 | 85085 | Up-front Payment
SCG-002447 | Single Family Residential | Domestic Hot Water | Gas | Southern California Gas Company | Incentive:Paid | 2203 | 18.59 |  | 1 | 158 |  | 118 |  | 2014-05-23 11:51 | 2014-06-03 | RIBBENS CONSTRUCTION INC | New Construction | Tarzana | Los Angeles | 91356 | Lease | 5 |  | CL-EF-4PV-2T-TL | EchoFirst |  | CL-EF-4PV-2T-TL | Indirect Thermosyphon (IT) | 35.52 |  | CL-EL-90 | Glycol | HartStat, or equivalent | Solar Storage with Tankless Auxiliary Water Heater | 80.04 | 1 | 0.75 | 65 | Z09 | [18 empty] | Los Angeles | FALSE | 58.47 |  | 2011-06-01: 2013-10-02; 2011-08-03: 2014-05-23; 2011-09-20: 2014-06-03 | 3778 | 9239 | Up-front Payment
SCG-002448 | Single Family Residential | Domestic Hot Water | Gas | Southern California Gas Company | Incentive:Paid | 2719 | 18.59 |  | 1 | 154 |  | 154 |  | 2014-05-23 11:46 | 2014-05-29 | RIBBENS CONSTRUCTION INC | New Construction | Tarzana | Los Angeles | 91356 | Lease | 5 |  | SM-EF-4PV-2T-TL | EchoFirst |  | SM-EF-4PV-2T-TL | Indirect Thermosyphon (IT) | 35.52 |  | SM-EL-90 | Glycol | HartStat, or equivalent | Solar Storage with Tankless Auxiliary Water Heater | 80.04 | 1 | 1 | 65 | Z09 | [18 empty] | Los Angeles | FALSE | 59.99 |  | 2011-06-01: 2013-10-02; 2011-08-03: 2014-05-23; 2011-09-20: 2014-05-29 | 3778 | 9239 | Up-front Payment
SCG-002449 | Single Family Residential | Domestic Hot Water | Gas | Southern California Gas Company | Incentive:Paid | 2203 | 18.59 |  | 1 | 158 |  | 118 |  | 2014-05-23 11:42 | 2014-05-29 | RIBBENS CONSTRUCTION INC | New Construction | Tarzana | Los Angeles | 91356 | Lease | 5 |  | CL-EF-4PV-2T-TL | EchoFirst |  | CL-EF-4PV-2T-TL | Indirect Thermosyphon (IT) | 35.52 |  | CL-EL-90 | Glycol | HartStat, or equivalent | Solar Storage with Tankless Auxiliary Water Heater | 80.04 | 1 | 0.75 | 65 | Z09 | [18 empty] | Los Angeles | FALSE | 58.47 |  | 2011-06-01: 2013-10-02; 2011-08-03: 2014-05-23; 2011-09-20: 2014-05-29 | 3778 | 9239 | Up-front Payment
SCG-002450 | Single Family Residential | Domestic Hot Water | Gas | Southern California Gas Company | Incentive:Paid | 1376 | 18.59 |  | 1 | 105 |  | 74 |  | 2013-12-02 14:52 | 2013-12-06 | AMERI TECH CONSTRUCTION INC | New Construction | Los Angeles | Los Angeles | 91605 | Lease | 4 |  | CL-EF-4PV-2T-G | EchoFirst |  | CL-EF-4PV-2T-G | Indirect Thermosyphon (IT) | 35.52 |  | CL-EL-90 | Glycol | HartStat, or equivalent | Solar Storage and Auxiliary Tanks are separate | 80.04 | 0.94 | 0.75 | 55 | Z09 | [18 empty] | Los Angeles, CA | FALSE | 88.57 |  | 2011-06-01: 2013-10-02; 2011-08-03: 2013-12-02; 2011-09-20: 2013-12-06 | 3965 | 9300 | Up-front Payment
PGE-002451 | Low Income Single Family Residential | Domestic Hot Water | Gas | Pacific Gas and Electric | Incentive:Paid | 2434 | 25.64 |  | 1 | 101 |  | 95 |  | 2013-10-08 09:17 | 2013-12-11 | SELF-HELP HOME IMPROVEMENT PROJECT | Retrofit | Redding | Shasta | 96002 | Host Customer is System Owner | 6 |  | 2010068D | Fafco, Inc. | 500 Series | AC-16UX6-50G-50S | Indirect Forced Circulation (IF) | 96 |  | 8890 | Glycol | Advanced Controller with a Vacation or Holiday Mode | Solar Storage and Auxiliary Tanks are separate | 50 | 0.94 | 1 | 75 | Z11 | [18 empty] | City of Redding | FALSE | 27.91 |  | 2013-10-03 | 2013-11-22 |  |  | 2013-10-08 | 2013-12-11 | 3965 | 2819.34 | Up-front Payment
PGE-002452 | Single Family Residential | Domestic Hot Water | Gas | Pacific Gas and Electric | Incentive:Paid | 2287 | 18.59 |  | 1 | 123 |  | 123 |  | 2013-11-14 12:21 | 2013-12-03 | OXYPOWER INC | New Construction | SAN FRANCISCO | San Francisco | 94114 | Host Customer is System Owner |  | 3 | 2011141B | Heliodyne, Inc. | HELIOPAK | HPAK 016 1 410 G 80 ACD Z | Indirect Forced Circulation (IF) | 40.17 |  | 410 001 | Glycol | Pressure Stagnation Protection (PSP) | Solar Storage and Auxiliary Tanks are separate | 80.044 | 1 | 1 | 45 | Z03 | [18 empty] | City and County of San Francisco | FALSE | 115.39 |  | 2011-06-01: 2013-10-03; 2011-08-03: 2013-11-14; 2011-09-20: 2013-12-03 | 3975 | 14193 | Up-front Payment
PGE-002454 | Single Family Residential | Domestic Hot Water | Gas | Pacific Gas and Electric | Incentive:Paid | 1722 | 18.59 |  | 1 | 109 |  | 93 |  | 2013-10-22 10:34 | 2013-11-05 | TESLA ENERGY OPERATIONS INC | Retrofit | SAN FRANCISCO | San Francisco | 94122 | Host Customer is System Owner | 2 |  | 2009036I | Heliodyne, Inc. | Heliopak | HPAK 016 1 408 G 80 ACD Z | Indirect Forced Circulation (IF) | 32.2 |  | 408 001 | Glycol | Advanced Controller with a Vacation or Holiday Mode | Solar Storage and Auxiliary Tanks are separate | 80 | 1 | 0.85 | 35 | Z03 | [18 empty] | City of San Francisco | FALSE | 77.02 |  | 2013-10-04 | 2013-11-01 |  |  | 2013-10-22 | 2013-11-05 | 3994 | 8395 | Up-front Payment
PGE-002455 | Single Family Residential | Domestic Hot Water | Gas | Pacific Gas and Electric | Incentive:Paid | 2596 | 18.59 |  | 1 | 147 |  | 140 |  | 2013-10-17 10:41 | 2013-11-13 | TESLA ENERGY OPERATIONS INC | Retrofit | San jose | Santa Clara | 95112 | Host Customer is System Owner | 2 |  | 2007023A | Heat Transfer Products | Phoenix Solar | PH-80S | Indirect Forced Circulation (IF) | 39.8 |  | AE-40E | Glycol | Advanced Controller with a Vacation or Holiday Mode | Solar and Auxiliary Storage are the same Tank | 80 | 1 | 0.95 | 35 | Z04 | [18 empty] | City of San Jose | FALSE | 165.76 |  | 2013-10-07 | 2013-10-21 |  |  | 2013-10-17 | 2013-11-13 | 3994 | 24367 | Up-front Payment
SCG-002456 | Low Income Multifamily Residential | Domestic Hot Water | Gas | Southern California Gas Company | Incentive:Paid | 32729 | 19.23 |  | 1 | 1702 |  | 1702 |  | 2014-02-06 11:48 | 2014-03-21 | PROMISE ENERGY INC | New Construction | Tujunga | Los Angeles | 91042 | Host Customer is System Owner | [7 empty] | 480 | 40 |  | Glycol | Advanced Controller with a Vacation or Holiday Mode | Solar Storage and Auxiliary Tanks are separate |  | 1 | 1 | 1840 | Z09 | 50 | Units | Apartments/Condos | 2009058C | 12 | 1 | 792 | 3 | 350 | 2 | 500000 | TRUE | 140 | 120 |  |  |  | SunReports - SR1000GVFS20-400 | Los Angeles | FALSE | 52.17 |  | 2013-10-09 |  | 2014-02-06 | 2014-03-21 | 2014-06-03 | 2014-06-23 | 3760 | 88800 | Up-front Payment
SCG-002457 | Single Family Residential | Domestic Hot Water | Gas | Southern California Gas Company | Incentive:Paid | 1394 | 18.59 |  | 1 | 75 |  | 75 |  | 2013-10-09 14:32 | 2013-10-25 | ZERO ENERGY CONTRACTING INC | Retrofit | Brea | Orange | 92821 | Host Customer is System Owner | 3 |  | 2012012B | Solpal, Inc. | SOLPAL (formerly Solcrafte) | SOLPAL L-G | Direct Integral Collector Storage (DI) | 26.1 |  | Solpal L |  |  | Solar Storage and Auxiliary Tanks are separate | 53 | 1 | 1 | 45 | Z09 | [18 empty] | City of Brea | FALSE | 133.07 |  | 2011-06-01: 2013-10-09; 2011-08-03: 2013-10-09; 2011-09-20: 2013-10-25 | 4014 | 9980 | Up-front Payment
SCG-002458 | Low Income Multifamily Residential | Domestic Hot Water | Gas | Southern California Gas Company | Incentive:Paid | 43441 | 19.23 |  | 1 | 2259 |  | 2259 |  | 2014-01-21 08:44 | 2014-02-14 | PROMISE ENERGY INC | New Construction | Los Angeles | Los Angeles | 90057 | Host Customer is System Owner | [7 empty] | 840 | 40 |  | Glycol | Steam Back | Solar Storage and Auxiliary Tanks are separate |  | 1 | 1 | 1560 | Z09 | 50 | Units | Apartments/Condos | 2009058C | 21 | 1 | 1056 | 4 | 230 | 2 | 199000 | TRUE | 140 | 120 |  |  |  | SunReports - SR1000GVFS20-400 | Los Angeles, CA | FALSE | 48.34 |  | 2013-10-09 |  | 2014-01-21 | 2014-02-14 | 2014-11-03 | 2014-11-18 | 3599 | 109200 | Up-front Payment
SCG-002459 | Single Family Residential | Domestic Hot Water | Gas | Southern California Gas Company | Incentive:Paid | 1232 | 18.59 |  | 1 | 75 |  | 66 |  | 2013-10-11 10:10 | 2013-10-21 | ZERO ENERGY CONTRACTING INC | Retrofit | La Mirada | Los Angeles | 90638 | Host Customer is System Owner | 3 |  | 2012012B | Solpal, Inc. | SOLPAL (formerly Solcrafte) | SOLPAL L-G | Direct Integral Collector Storage (DI) | 26.1 |  | Solpal L |  |  | Solar Storage and Auxiliary Tanks are separate | 53 | 0.93 | 0.95 | 45 | Z09 | [18 empty] | City of La Mirada | FALSE | 133.07 |  | 2011-06-01: 2013-10-09; 2011-08-03: 2013-10-11; 2011-09-20: 2013-10-21 | 4019 | 9980 | Up-front Payment
SDG-002460 | Commercial/Multifamily Residential | Domestic Hot Water | Gas | San Diego Gas and Electric | Incentive:Paid | 21548 | 14.53 |  | 1 | 1483 |  | 1483 |  | 2013-11-05 20:14 | 2013-11-11 | CALIFORNIA SOLAR THERMAL INC | Retrofit | Spring Valley | San Diego | 91977 | Host Customer is System Owner | [7 empty] | 409.5 | 40.95 |  | Drainback |  | Solar Storage and Auxiliary Tanks are separate |  | 1 | 1 | 840 | Z10 | 20 | Units | Apartments/Condos | 10001803 | 10 | 1 | 800 | 1 | 100 | 1 | 300000 | TRUE | 120 | 140 |  |  |  |  | San Diego County | FALSE | 27 |  | 2013-10-22 | 2013-11-08 | 2013-11-05 | 2013-11-11 | 2013-12-20 | 2014-01-06 | 3930 | 40040 | Up-front Payment
PGE-002461 | Single Family Residential | Domestic Hot Water | Gas | Pacific Gas and Electric | Incentive:Paid | 2467 | 29.85 |  | 1 | 87 |  | 83 |  | 2014-11-04 13:25 | 2014-11-20 | JAMES CACCIA PLUMBING INC | Retrofit | Belmont | San Mateo | 94002 | Host Customer is System Owner | 4 |  | 2005006A | Butler Sun Solutions | SOLAR BUTLER | BSS-PV1-40GA | Indirect Forced Circulation (IF) | 24.74 |  | EC-24 / EC-24-0.75 | Glycol | Heat Dump Radiator | Solar and Auxiliary Storage are the same Tank | 40 | 1 | 0.95 | 55 | [19 empty] | City Of Belmont | FALSE | 189.53 |  | 2013-10-14 | 2014-11-20 |  |  | 2014-11-04 | 2014-11-20 | 3424 | 16488.99 | Up-front Payment
SCG-002462 | Commercial/Multifamily Residential | Domestic Hot Water | Gas | Southern California Gas Company | Reservation:Canceled | 239084 | 10.1 |  | 1 | 13848 |  | 13848 |  | 2015-03-23 15:52 |  | ZHICHEN WANG | New Construction | S El Monte | Los Angeles | 91733 | Host Customer is System Owner | [7 empty] | 4078.62 | 52.29 |  | Drainback |  | Solar and Auxiliary Storage are the same Tank |  | 1 | 1 | 9238 | Z09 | 13200 | Full meals served | Meal Service Restaurant | 10001893 | 78 | 4 | 7920 | 1 | 5280 | 2 | 10091660 | TRUE | 150 | 150 |  |  | SunReports, Inc |  |  | FALSE | 17.26 |  | 2011-06-01: 2013-10-14; 2011-06-21: 2015-12-01; 2011-06-23: 2015-03-23 | 3252 | 239083.6 | Performance-Based Incentive
SCG-002463 | Single Family Residential | Domestic Hot Water | Gas | Southern California Gas Company | Incentive:Paid | 1747 | 18.59 |  | 1 | 94 |  | 94 |  | 2013-10-16 10:47 | 2013-10-28 | ZERO ENERGY CONTRACTING INC | Retrofit | Lakewood | Los Angeles | 90712 | Host Customer is System Owner | 6 |  | 2001002C | SunEarth, Inc. | CopperHeart | CP-40G | Direct Integral Collector Storage (DI) | 24.9 |  | (No Model Number) |  |  | Solar Storage and Auxiliary Tanks are separate | 40 | 1 | 1 | 75 | Z08 | [18 empty] | City of Lakewood | FALSE | 106.17 |  | 2011-06-01: 2013-10-16; 2011-08-03: 2013-10-16; 2011-09-20: 2013-10-28 | 4009 | 9980 | Up-front Payment
PGE-002464 | Single Family Residential | Domestic Hot Water | Gas | Pacific Gas and Electric | Incentive:Paid | 1606 | 18.59 |  | 1 | 96 |  | 86 |  | 2013-10-28 17:05 | 2013-11-05 | ACR SOLAR INTERNATIONAL CORP | Retrofit | CARMICHAEL | Sacramento | 95608 | Host Customer is System Owner | 4 |  | 2001019A | ACR Solar International | Skyline System 5 | 200152C80EX2TG | Indirect Forced Circulation (IF) | 40.1 |  | 20-01 | Glycol | Advanced Controller with a Vacation or Holiday Mode | Solar Storage and Auxiliary Tanks are separate | 80 | 1 | 0.9 | 55 | Z12 | [18 empty] | County of Sacramento | FALSE | 67.72 |  | 2011-06-01: 2013-10-16; 2011-08-03: 2013-10-28; 2011-09-20: 2013-11-05 | 4000 | 6500.96 | Up-front Payment
SCG-002465 | Single Family Residential | Domestic Hot Water | Gas | Southern California Gas Company | Incentive:Paid | 2031 | 18.59 |  | 1 | 115 |  | 109 |  | 2014-05-02 15:49 | 2014-07-25 | IRC SERVICES INC | Retrofit | Northridge | Los Angeles | 91326 | Host Customer is System Owner | 3 |  | 2012012D | Solpal, Inc. | SOLPAL (formerly Solcrafte) | SOLPAL L-GT | Direct Integral Collector Storage (DI) | 26.1 |  | Solpal L |  |  | Solar Storage with Tankless Auxiliary Water Heater | 53 | 1 | 0.95 | 45 | Z09 | [18 empty] | Los Angeles dept of building and safety | FALSE | 42.61 |  | 2011-06-01: 2013-10-17; 2011-08-03: 2014-05-02; 2011-09-20: 2014-07-25 | 3732 | 4900 | Up-front Payment
SCG-002466 | Single Family Residential | Domestic Hot Water | Gas | Southern California Gas Company | Incentive:Paid | 1199 | 18.59 |  | 1 | 75 |  | 64 |  | 2013-10-22 09:00 | 2013-10-25 | ZERO ENERGY CONTRACTING INC | Retrofit | La Mirada | Los Angeles | 90638 | Host Customer is System Owner | 3 |  | 2012012B | Solpal, Inc. | SOLPAL (formerly Solcrafte) | SOLPAL L-G | Direct Integral Collector Storage (DI) | 26.1 |  | Solpal L |  |  | Solar Storage and Auxiliary Tanks are separate | 53 | 0.86 | 1 | 45 | Z09 | [18 empty] | City of La Mirada | FALSE | 133.07 |  | 2011-06-01: 2013-10-22; 2011-08-03: 2013-10-22; 2011-09-20: 2013-10-25 | 4009 | 9980 | Up-front Payment
SDG-002468 | Commercial/Multifamily Residential | Domestic Hot Water | Gas | San Diego Gas and Electric | Incentive:Paid | 18163 | 14.53 |  | 1 | 1250 |  | 1250 |  | 2013-10-28 14:19 | 2013-11-18 | ARNOLD SOLAR INC | Retrofit | San Diego | San Diego | 92108 | Host Customer is System Owner | [7 empty] | 451.28 | 56.41 |  | Drainback |  | Solar Storage and Auxiliary Tanks are separate |  | 1 | 1 | 960 | Z07 | 24 | Units | Apartments/Condos | 2009042B | 8 | 4 | 806 | 1 | 100 | 1 | 250000 | TRUE | 140 | 140 |  |  |  |  | City of San Diego | FALSE | 33.07 |  | 2013-10-25 |  | 2013-10-28 | 2013-11-18 | 2014-02-20 | 2014-02-20 | 3883 | 41338 | Up-front Payment
SDG-002470 | Commercial/Multifamily Residential | Domestic Hot Water | Gas | San Diego Gas and Electric | Incentive:Paid | 20022 | 14.53 |  | 1 | 1378 |  | 1378 |  | 2013-10-28 14:23 | 2013-11-18 | ARNOLD SOLAR INC | Retrofit | San Diego | San Diego | 92108 | Host Customer is System Owner | [7 empty] | 451.28 | 56.41 |  | Drainback |  | Solar Storage and Auxiliary Tanks are separate |  | 1 | 1 | 960 | Z07 | 24 | Units | Apartments/Condos | 2009042B | 8 | 4 | 806 | 1 | 100 | 1 | 250000 | TRUE | 140 | 140 |  |  |  |  | City of San Diego | FALSE | 30 |  | 2013-10-25 |  | 2013-10-28 | 2013-11-18 | 2014-02-13 | 2014-02-20 | 3883 | 41338 | Up-front Payment
SDG-002471 | Commercial/Multifamily Residential | Domestic Hot Water | Gas | San Diego Gas and Electric | Incentive:Paid | 20022 | 14.53 |  | 1 | 1378 |  | 1378 |  | 2013-10-28 14:25 | 2013-11-18 | ARNOLD SOLAR INC | Retrofit | San Diego |  | 92108 | Host Customer is System Owner | [7 empty] | 451.28 | 56.41 |  | Drainback |  | Solar Storage and Auxiliary Tanks are separate |  | 1 | 1 | 960 | Z07 | 24 | Units | Apartments/Condos | 2009042B | 8 | 4 | 806 | 1 | 100 | 1 | 250000 | TRUE | 140 | 140 |  |  |  |  | City of San Diego | FALSE | 30 |  | 2013-10-25 |  | 2013-10-28 | 2013-11-18 | 2014-03-14 | 2014-03-19 | 3851 | 41338 | Up-front Payment
SDG-002472 | Commercial/Multifamily Residential | Domestic Hot Water | Gas | San Diego Gas and Electric | Incentive:Paid | 14167 | 14.53 |  | 1 | 975 |  | 975 |  | 2013-10-28 14:24 | 2013-11-18 | ARNOLD SOLAR INC | Retrofit | San Diego | San Diego | 92108 | Host Customer is System Owner | [7 empty] | 338.52 | 56.42 |  | Drainback |  | Solar Storage and Auxiliary Tanks are separate |  | 1 | 1 | 960 | Z07 | 24 | Units | Apartments/Condos | 2009042B | 6 | 3 | 659 | 1 | 100 | 1 | 250000 | TRUE | 140 | 140 |  |  |  |  | City San Diego | FALSE | 31.8 |  | 2013-10-25 |  | 2013-10-28 | 2013-11-18 | 2014-01-29 | 2014-02-27 | 3866 | 31005 | Up-front Payment
SDG-002473 | Commercial/Multifamily Residential | Domestic Hot Water | Gas | San Diego Gas and Electric | Incentive:Paid | 14850 | 14.53 |  | 1 | 1022 |  | 1022 |  | 2013-10-28 14:25 | 2013-11-18 | ARNOLD SOLAR INC | Retrofit | San Diego | San Diego | 92108 | Host Customer is System Owner | [7 empty] | 338.52 | 56.42 |  | Drainback |  | Solar Storage and Auxiliary Tanks are separate |  | 1 | 1 | 960 | Z07 | 24 | Units | Apartments/Condos | 2009042B | 6 | 3 | 659 | 1 | 100 | 1 | 250000 | TRUE | 140 | 140 |  |  |  |  | City of San Diego | FALSE | 30.34 |  | 2013-10-28 |  | 2013-10-28 | 2013-11-18 | 2014-02-13 | 2014-02-20 | 3883 | 31005 | Up-front Payment
SDG-002474 | Commercial/Multifamily Residential | Domestic Hot Water | Gas | San Diego Gas and Electric | Incentive:Paid | 14908 | 14.53 |  | 1 | 1026 |  | 1026 |  | 2013-10-28 14:26 | 2013-11-18 | ARNOLD SOLAR INC | Retrofit | San Diego | San Diego | 92108 | Host Customer is System Owner | [7 empty] | 338.52 | 56.42 |  | Drainback |  | Solar Storage and Auxiliary Tanks are separate |  | 1 | 1 | 960 | Z07 | 24 | Units | Apartments/Condos | 2009042B | 6 | 3 | 659 | 1 | 100 | 1 | 250000 | TRUE | 140 | 140 |  |  |  |  | City of San Diego | FALSE | 30.22 |  | 2013-10-28 |  | 2013-10-28 | 2013-11-18 | 2014-01-31 | 2014-02-27 | 3873 | 31005 | Up-front Payment
SDG-002475 | Commercial/Multifamily Residential | Domestic Hot Water | Gas | San Diego Gas and Electric | Incentive:Paid | 15242 | 14.53 |  | 1 | 1049 |  | 1049 |  | 2013-10-28 14:27 | 2013-11-18 | ARNOLD SOLAR INC | Retrofit | San Diego | San Francisco | 92108 | Host Customer is System Owner | [7 empty] | 338.52 | 56.42 |  | Drainback |  | Solar Storage and Auxiliary Tanks are separate |  | 1 | 1 | 960 | Z07 | 24 | Units | Apartments/Condos | 2009042B | 6 | 3 | 659 | 1 | 100 | 1 | 250000 | TRUE | 140 | 140 |  |  |  |  | City San Diego | FALSE | 29.56 |  | 2013-10-28 |  | 2013-10-28 | 2013-11-18 | 2014-01-26 | 2014-02-27 | 3873 | 31004 | Up-front Payment
SCG-002476 | Single Family Residential | Domestic Hot Water | Gas | Southern California Gas Company | Incentive:Paid | 1212 | 18.59 |  | 1 | 73 |  | 65 |  | 2013-10-24 12:18 | 2013-10-25 | ZERO ENERGY CONTRACTING INC | Retrofit | Downey | Los Angeles | 90241 | Host Customer is System Owner | 3 |  | 2012012B | Solpal, Inc. | SOLPAL (formerly Solcrafte) | SOLPAL L-G | Direct Integral Collector Storage (DI) | 26.1 |  | Solpal L |  |  | Solar Storage and Auxiliary Tanks are separate | 53 | 0.94 | 0.95 | 45 | Z08 | [18 empty] | City of Downey | FALSE | 136.71 |  | 2011-06-01: 2013-10-24; 2011-08-03: 2013-10-24; 2011-09-20: 2013-10-25 | 4015 | 9980 | Up-front Payment
SCG-002477 | Single Family Residential | Domestic Hot Water | Gas | Southern California Gas Company | Incentive:Canceled | 1946 | 25.37 |  | 2 | 73 |  | 65 |  |  |  |  | Retrofit | Downey | Los Angeles | 90241 | Host Customer is System Owner | 3 |  | 2012012B | Solpal, Inc. | SOLPAL (formerly Solcrafte) | SOLPAL L-G | Direct Integral Collector Storage (DI) | 26.1 |  | Solpal L |  |  | Solar Storage and Auxiliary Tanks are separate | 53 | 0.94 | 0.95 | 45 | Z08 | [18 empty] | City of Downey | FALSE | 136.71 |  | 2011-06-01: 2013-10-24 | 4020 | 9980 | Up-front Payment
SCG-002478 | Single Family Residential | Domestic Hot Water | Gas | Southern California Gas Company | Incentive:Paid | 1558 | 18.59 |  | 1 | 90 |  | 84 |  | 2013-10-29 14:45 | 2013-11-05 | ZERO ENERGY CONTRACTING INC | Retrofit | La Puente | Los Angeles | 91744 | Host Customer is System Owner | 5 |  | 2012041A | Agua Del Sol | RADCO DRAINBACK HEAT EXCHANGER | R-DBHX-8-50GD-40P | Indirect Self Pumped (IS) | 39.91 |  | 410P-HP |  |  | Solar Storage and Auxiliary Tanks are separate | 52 | 0.98 | 0.95 | 65 | Z09 | [18 empty] | County of Los Angeles | FALSE | 110.89 |  | 2011-06-01: 2013-10-24; 2011-08-03: 2013-10-29; 2011-09-20: 2013-11-05 | 4003 | 9980 | Up-front Payment
SCG-002479 | Single Family Residential | Domestic Hot Water | Gas | Southern California Gas Company | Incentive:Paid | 1338 | 18.59 |  | 1 | 75 |  | 72 |  | 2013-10-24 13:22 | 2013-10-25 | ZERO ENERGY CONTRACTING INC | Retrofit | Altadena | Los Angeles | 91001 | Host Customer is System Owner | 3 |  | 2012012B | Solpal, Inc. | SOLPAL (formerly Solcrafte) | SOLPAL L-G | Direct Integral Collector Storage (DI) | 26.1 |  | Solpal L |  |  | Solar Storage and Auxiliary Tanks are separate | 53 | 0.96 | 1 | 45 | Z09 | [18 empty] | County of Los Angeles | FALSE | 133.07 |  | 2011-06-01: 2013-10-24; 2011-08-03: 2013-10-24; 2011-09-20: 2013-10-25 | 4014 | 9980 | Up-front Payment
SDG-002480 | Single Family Residential | Domestic Hot Water | Electric | San Diego Gas and Electric | Incentive:Paid | 1044 |  | 0.54 | 1 |  | 2077 |  | 1934 | 2013-10-29 17:36 | 2013-11-20 | CLEANTECH ENERGY SOLUTIONS INC | Retrofit | Bonsall | San Diego | 92003 | Host Customer is System Owner | 6 |  | 2010131E | SunEarth, Inc. | SunSiphon | EPGX80-42 | Indirect Thermosyphon (IT) | 42.2 |  | EP-21 | Glycol | HartStat, or equivalent | Solar and Auxiliary Storage are the same Tank | 80 | 0.98 | 0.95 | 75 | Z10 | [18 empty] | County of San Diego | FALSE |  | 3.56 | 2013-10-24 | 2013-11-19 |  |  | 2013-10-29 | 2013-11-20 | 3973 | 7400 | Up-front Payment
SCG-002481 | Commercial/Multifamily Residential | Domestic Hot Water | Gas | Southern California Gas Company | Incentive:Paid | 51204 | 14.53 |  | 1 | 3524 |  | 3524 |  | 2014-05-28 13:35 | 2014-06-30 | ALL VALLEY SOLAR INC | Retrofit | Los Angeles | Los Angeles | 90004 | Host Customer is System Owner | [7 empty] | 981.6 | 40.9 |  | Drainback |  | Solar Storage and Auxiliary Tanks are separate |  | 1 | 1 | 2540 | Z09 |  |  | Other | 2007032A | 24 | 3 | 1040 | 1 | 320 | 3 | 390000 | FALSE | 135 | 140 |  | SunEarth - SETR0603mcU + VFS 2-40 |  | SunEarth - SETR0603mcU + VFS 2-40 | ladbs | FALSE | 32.3 |  | 2013-10-26 |  | 2014-05-28 | 2014-06-30 | 2014-06-30 | 2014-07-16 | 3732 | 113842 | Up-front Payment
SDG-002482 | Commercial/Multifamily Residential | Domestic Hot Water | Gas | San Diego Gas and Electric | Incentive:Paid | 20022 | 14.53 |  | 1 | 1378 |  | 1378 |  | 2013-10-28 14:21 | 2013-11-18 | ARNOLD SOLAR INC | Retrofit | San Diego | San Diego | 92108 | Host Customer is System Owner | [7 empty] | 451.28 | 56.41 |  | Drainback |  | Solar Storage and Auxiliary Tanks are separate |  | 1 | 1 | 960 | Z07 | 24 | Units | Apartments/Condos | 2009042B | 8 | 4 | 806 | 1 | 100 | 1 | 250000 | TRUE | 140 | 140 |  |  |  |  | City of San Diego | FALSE | 30 |  | 2013-10-28 |  | 2013-10-28 | 2013-11-18 | 2014-03-14 | 2014-03-19 | 3851 | 41338 | Up-front Payment
PGE-002483 | Low Income Multifamily Residential | Domestic Hot Water | Gas | Pacific Gas and Electric | Incentive:Paid | 8807 | 19.23 |  | 1 | 458 |  | 458 |  | 2014-05-07 10:03 | 2014-06-05 | VILLARA CORPORATION | Retrofit | EAST PALO ALTO | Santa Clara | 94303 | Host Customer is System Owner | [7 empty] | 163.8 | 40.95 |  | Glycol | Steam Back | Solar Storage and Auxiliary Tanks are separate |  | 1 | 1 | 320 | Z03 | 8 | Units | Apartments/Condos | 10001803 | 4 | 1 | 160 | 2 | 400 | 4 | 199000 | TRUE | 150 | 120 |  |  |  |  | City of East Palo Alto | FALSE | 40.5 |  | 2013-10-28 | 2014-05-19 | 2014-05-07 | 2014-06-05 | 2014-07-28 | 2014-08-23 | 3700 | 18550 | Up-front Payment
SCG-002484 | Single Family Residential | Domestic Hot Water | Gas | Southern California Gas Company | Incentive:Canceled |  | 25.37 |  | 2 | 0 |  | 0 |  |  |  |  | Retrofit | Downey | Los Angeles | 90242 | Host Customer is System Owner | 3 | [13 empty] | 1 | 1 | 45 | [19 empty] | City of Downey | FALSE | 0 |  | 2011-06-01: 2013-10-28 | 4016 | 9980 | Up-front Payment
SCG-002485 | Single Family Residential | Domestic Hot Water | Gas | Southern California Gas Company | Incentive:Paid | 1357 | 18.59 |  | 1 | 73 |  | 73 |  | 2013-10-28 15:11 | 2013-12-03 | ZERO ENERGY CONTRACTING INC | Retrofit | Downey | Los Angeles | 90242 | Host Customer is System Owner | 3 |  | 2012012B | Solpal, Inc. | SOLPAL (formerly Solcrafte) | SOLPAL L-G | Direct Integral Collector Storage (DI) | 26.1 |  | Solpal L |  |  | Solar Storage and Auxiliary Tanks are separate | 53 | 1 | 1 | 45 | Z08 | [18 empty] | City of Downey | FALSE | 136.71 |  | 2011-06-01: 2013-10-28; 2011-08-03: 2013-10-28; 2011-09-20: 2013-12-03 | 3965 | 9980 | Up-front Payment
SCG-002486 | Single Family Residential | Domestic Hot Water | Gas | Southern California Gas Company | Incentive:Paid | 1325 | 18.59 |  | 1 | 75 |  | 71 |  | 2013-10-29 11:41 | 2013-11-01 | ZERO ENERGY CONTRACTING INC | Retrofit | Brea | Orange | 92821 | Host Customer is System Owner | 5 |  | 2012012B | Solpal, Inc. | SOLPAL (formerly Solcrafte) | SOLPAL L-G | Direct Integral Collector Storage (DI) | 26.1 |  | Solpal L |  |  | Solar Storage and Auxiliary Tanks are separate | 53 | 0.95 | 1 | 65 | Z09 | [18 empty] | City of Brea | FALSE | 133.07 |  | 2011-06-01: 2013-10-29; 2011-08-03: 2013-10-29; 2011-09-20: 2013-11-01 | 4003 | 9980 | Up-front Payment
PGE-002487 | Single Family Residential | Domestic Hot Water | Gas | Pacific Gas and Electric | Incentive:Paid | 2719 | 18.59 |  | 1 | 196 |  | 167 |  | 2013-11-14 16:42 | 2014-01-29 | REID HEATING & ENERGY INC | Retrofit | San Francisco | San Francisco | 94131 | Host Customer is System Owner | 5 |  | 2008024M | SunEarth, Inc. | SOLARAY | TE80C-120-TLG | Indirect Forced Circulation (IF) | 81.72 |  | EC-40 / EC-40-0.75 | Glycol | Advanced Controller with a Vacation or Holiday Mode | Solar Storage with Tankless Auxiliary Water Heater | 120 | 0.85 | 1 | 65 | Z03 | [18 empty] | City & County of San Francisco | FALSE | 50.41 |  | 2013-10-29 | 2013-12-03 |  |  | 2013-11-14 | 2014-01-29 | 3919 | 9880 | Up-front Payment
PGE-002488 | Single Family Residential | Domestic Hot Water | Gas | Pacific Gas and Electric | Incentive:Paid | 2158 | 18.59 |  | 1 | 129 |  | 116 |  | 2013-12-07 08:12 | 2013-12-30 | F W H ACQUISITION CO LLC | Retrofit | NEWARK | Alameda | 94560 | Host Customer is System Owner | 5 |  | 2011078A | Apricus Inc. | APSS_CLOSED_AP30_FTB-2 STD-G | APSS_CLOSED_AP30_FTB-2 STD-G | Indirect Forced Circulation (IF) | 44.8 |  | AP-30 | Glycol | Advanced Controller with a Vacation or Holiday Mode | Solar Storage and Auxiliary Tanks are separate | 80 | 1 | 0.9 | 65 | Z03 | [18 empty] | Newark | FALSE | 66.14 |  | 2013-10-30 | 2013-12-16 |  |  | 2013-12-07 | 2013-12-30 | 3936 | 8531.46 | Up-front Payment
SDG-002489 | Commercial/Multifamily Residential | Domestic Hot Water | Gas | San Diego Gas and Electric | Incentive:Canceled | 85872 | 14.53 |  | 1 | 5910 |  | 5910 |  | 2013-12-03 21:43 | 2014-01-09 | CALIFORNIA SOLAR THERMAL INC | New Construction | San Diego | San Diego | 92101 | Host Customer is System Owner | [7 empty] | 1842.75 | 40.95 |  | Glycol | Steam Back | Solar and Auxiliary Storage are the same Tank |  | 1 | 1 | 3648 | Z07 | 96 | Units | Apartments/Condos | 10001803 | 45 | 1 | 4000 | 1 | 0 | 0 | 1200000 | TRUE | 120 | 140 |  | SunEarth - SETR A503 TTR U + VFS 20-400 |  | SunEarth - SETR A503 TTR U + VFS 20-400 | City of San Diego | FALSE | 42.31 |  | 2013-11-06 | 2013-12-06 | 2013-12-03 | 2014-01-09 |  |  | 3943 | 250072 | Up-front Payment
SCG-002490 | Low Income Single Family Residential | Domestic Hot Water | Gas | Southern California Gas Company | Incentive:Paid | 1839 | 25.64 |  | 1 | 120 |  | 99 |  | 2014-05-28 14:57 | 2014-06-09 | COMMUNITY SERVICES AND EMPLOYMENT TRAINING INCORPORATED | Retrofit | Visalia | Tulare | 93292 | Host Customer is System Owner | 4 |  | 2010068D | Fafco, Inc. | 500 SERIES | 500-96SF-50G-50S | Indirect Forced Circulation (IF) | 97.56 |  | 2x8, 2x12 |  | Unglazed Collectors | Solar Storage and Auxiliary Tanks are separate | 50 | 0.97 | 0.85 | 55 | Z13 | [18 empty] | City of Visalia | FALSE | 39.84 |  | 2011-06-01: 2013-11-01; 2011-08-03: 2014-05-28; 2011-09-20: 2014-06-09 | 3727 | 4780.48 | Up-front Payment
PGE-002491 | Single Family Residential | Domestic Hot Water | Gas | Pacific Gas and Electric | Incentive:Paid | 2719 | 18.59 |  | 1 | 179 |  | 179 |  | 2013-12-23 05:42 | 2014-02-13 | BONNEY INC | Retrofit | SONOMA | Sonoma | 95476 | Host Customer is System Owner | 5 |  | 2007023B | Heat Transfer Products | Phoenix Solar | PH-119S | Indirect Forced Circulation (IF) | 63.8 |  | AE-32E | Glycol | Advanced Controller with a Vacation or Holiday Mode | Solar and Auxiliary Storage are the same Tank | 119 | 1 | 1 | 65 | Z03 | [18 empty] | Sonoma | FALSE | 79.61 |  | 2013-11-01 | 2013-12-30 |  |  | 2013-12-23 | 2014-02-13 | 3897 | 14250 | Up-front Payment
SDG-002492 | Commercial/Multifamily Residential | Domestic Hot Water | Gas | San Diego Gas and Electric | Incentive:Paid | 50031 | 20.19 |  | 1 | 2478 |  | 2478 |  | 2014-10-02 15:20 | 2014-10-20 | ADROIT ENERGY INC | Retrofit | San Diego | San Diego | 91942 | Host Customer is System Owner | [7 empty] | 874.4 | 21.86 |  | Glycol | Steam Back | Solar Storage and Auxiliary Tanks are separate |  | 1 | 1 | 1520 | Z07 | 38 | Units | Apartments/Condos | 2009077A | 40 | 1 | 1300 | 1 | 240 | 2 | 240000 | TRUE | 130 | 130 |  | SunEarth - SETR A503 TTR U + VFS 10-200 |  | SunEarth - SETR A503 TTR U + VFS 10-200 | City of La Mesa | FALSE | 44.75 |  | 2013-11-04 | 2014-10-15 | 2014-10-02 | 2014-10-20 | 2014-10-30 | 2014-11-03 | 3420 | 110880 | Up-front Payment
SCG-002494 | Single Family Residential | Domestic Hot Water | Gas | Southern California Gas Company | Incentive:Paid | 1380 | 18.59 |  | 1 | 75 |  | 74 |  | 2013-11-07 11:58 | 2013-11-12 | ZERO ENERGY CONTRACTING INC | Retrofit | La Habra | Orange | 90631 | Host Customer is System Owner | 4 |  | 2012012B | Solpal, Inc. | SOLPAL (formerly Solcrafte) | SOLPAL L-G | Direct Integral Collector Storage (DI) | 26.11 |  | Solpal L |  |  | Solar Storage and Auxiliary Tanks are separate | 53.099 | 0.99 | 1 | 55 | Z09 | [18 empty] | City of La Habra | FALSE | 133.07 |  | 2011-06-01: 2013-11-05; 2011-08-03: 2013-11-07; 2011-09-20: 2013-11-12 | 3998 | 9980 | Up-front Payment
SCG-002495 | Single Family Residential | Domestic Hot Water | Gas | Southern California Gas Company | Incentive:Canceled | 3791 | 25.37 |  | 2 | 127 |  | 127 |  |  |  |  | Retrofit | Palmdale | Los Angeles | 93551 | Host Customer is System Owner | 2 |  | 2001028A | SunEarth, Inc. | CASCADE | EPRD-40-80-2G | Indirect Forced Circulation (IF) | 40.9 |  | EP-40 / EP-40-0.75 | Automatic Drainback |  | Solar Storage and Auxiliary Tanks are separate | 80.044 | 1 | 1 | 35 | Z14 | [18 empty] | Palmdale | FALSE | 63.19 |  | 2011-06-01: 2013-11-05 | 4008 | 8025 | Up-front Payment
SCG-002497 | Commercial/Multifamily Residential | Domestic Hot Water | Gas | Southern California Gas Company | Incentive:Paid | 20938 | 14.53 |  | 1 | 1441 |  | 1441 |  | 2014-01-06 14:36 | 2014-02-27 | ENVIRONMENTAL SOLAR DESIGN INC | New Construction | Panorama City | Los Angeles | 91406 | Host Customer is System Owner | [7 empty] | 689.64 | 32.84 |  | Glycol | Advanced Controller with a Vacation or Holiday Mode | Solar Storage and Auxiliary Tanks are separate |  | 1 | 1 | 1008 | Z09 | 56 | Units | Apartments/Condos | 2007032D | 21 | 1 | 800 | 1 | 115 | 1 | 399000 | FALSE | 120 | 135 |  |  |  | SunEarth - SETR0603mcU + VFS 10-200 | Van Nuys | FALSE | 89.1 |  | 2013-11-06 |  | 2014-01-06 | 2014-02-27 | 2014-03-19 | 2014-03-19 | 3846 | 128395 | Up-front Payment
SCG-002498 | Single Family Residential | Domestic Hot Water | Gas | Southern California Gas Company | Incentive:Paid | 1444 | 18.59 |  | 1 | 109 |  | 78 |  | 2014-04-01 13:46 | 2014-04-11 | MARCO PLUMBING AND CONSTRUCTION | Retrofit | Yorba Linda | Orange | 92886 | Lease | 4 |  | CL-EF-4PV-2T-G | EchoFirst |  | CL-EF-4PV-2T-G | Indirect Thermosyphon (IT) | 35.52 |  | CL-EL-90 | Glycol | Other | Solar Storage and Auxiliary Tanks are separate | 80.04 | 0.95 | 0.75 | 55 | Z10 | [18 empty] | Yorba Linda, Orange, CA | FALSE | 85.32 |  | 2011-06-01: 2013-11-07; 2011-08-03: 2014-04-01; 2011-09-20: 2014-04-11 | 3834 | 9300 | Up-front Payment
PGE-002499 | Low Income Multifamily Residential | Domestic Hot Water | Gas | Pacific Gas and Electric | Incentive:Paid | 75112 | 19.23 |  | 1 | 3906 |  | 3906 |  | 2013-11-13 11:55 | 2013-11-22 | SUN LIGHT & POWER | New Construction | West Sacramento | Sacramento | 95961 | Host Customer is System Owner | [7 empty] | 1205.1 | 40.17 |  | Glycol | Pressure Stagnation Protection (PSP) | Solar Storage and Auxiliary Tanks are separate |  | 1 | 1 | 2660 | Z12 | 70 | Units | Apartments/Condos | 2010115A | 30 | 2 | 1950 | 1 | 335 | 1 | 798000 | TRUE | 130 | 120 |  | Heliodyne - Delta-T Pro Ethernet |  | Heliodyne - Delta-T Pro Ethernet | City of West Sacramento | FALSE | 41.86 |  | 2013-11-07 | 2013-11-18 | 2013-11-13 | 2013-11-22 | 2015-05-08 | 2015-05-13 | 3420 | 163495.34 | Up-front Payment
PGE-002500 | Low Income Multifamily Residential | Domestic Hot Water | Gas | Pacific Gas and Electric | Incentive:Paid | 55498 | 19.23 |  | 1 | 2886 |  | 2886 |  | 2013-11-19 17:50 | 2013-12-18 | SUNWATER SOLAR INC | Retrofit | San Francisco | San Francisco | 94109 | Power Purchase Agreements | [7 empty] | 883.74 | 40.17 |  | Glycol | Advanced Controller with a Thermal Cycling Function | Solar Storage and Auxiliary Tanks are separate |  | 1 | 1 | 1960 | Z03 | 49 | Units | Apartments/Condos | 2010115A | 22 | 1 | 1300 | 1 | 200 | 2 | 300000 | TRUE | 130 | 130 |  | SunReports - SR1000GVFS5-100 |  | SunReports - SR1000GVFS5-100 | City and County of San Francisco, California | FALSE | 39.36 |  | 2013-11-07 | 2013-12-04 | 2013-11-19 | 2013-12-18 | 2014-01-12 | 2014-02-26 | 3881 | 113603.28 | Up-front Payment
PGE-002501 | Low Income Multifamily Residential | Domestic Hot Water | Gas | Pacific Gas and Electric | Incentive:Paid | 145321 | 19.23 |  | 1 | 7557 |  | 7557 |  | 2013-12-04 09:52 | 2013-12-20 | SUNWATER SOLAR INC | Retrofit | San Francisco | San Francisco | 94109 | Power Purchase Agreements | [7 empty] | 2088.84 | 40.17 |  | Glycol | Pressure Stagnation Protection (PSP) | Solar Storage and Auxiliary Tanks are separate |  | 1 | 1 | 7400 | Z03 | 200 | Units | Apartments/Condos | 2010115A | 52 | 1 | 3400 | 1 | 1300 | 2 | 715000 | TRUE | 130 | 130 |  | SunReports - SR1000GVFS5-100 |  | SunReports - SR1000GVFS5-100 | City of San Francisco, CA | FALSE | 30.06 |  | 2013-11-07 | 2013-12-12 | 2013-12-04 | 2013-12-20 | 2014-01-12 | 2014-02-13 | 3897 | 227190.25 | Up-front Payment
PGE-002502 | Low Income Single Family Residential | Domestic Hot Water | Gas | Pacific Gas and Electric | Incentive:Paid | 2485 | 25.64 |  | 1 | 120 |  | 97 |  | 2014-04-07 16:01 | 2014-06-09 | FRESNO COUNTY ECONOMIC OPPORTUNITIES COMMISSION | Retrofit | FRESNO | Fresno | 93726 | Host Customer is System Owner | 1 |  | 2010068D | Fafco, Inc. | 500 SERIES | 500-96SF-50G-50S | Indirect Forced Circulation (IF) | 97.56 |  | 2x8, 2x12 | Glycol | Advanced Controller with a Vacation or Holiday Mode | Solar and Auxiliary Storage are the same Tank | 49.929 | 0.95 | 0.85 | 20 | Z13 | [18 empty] | Fresno, Fresno, CA | FALSE | 32.05 |  | 2013-11-08 | 2014-06-09 |  |  | 2014-04-07 | 2014-06-09 | 3742 | 3846.48 | Up-front Payment
PGE-002503 | Low Income Single Family Residential | Domestic Hot Water | Gas | Pacific Gas and Electric | Incentive:Paid | 2954 | 25.64 |  | 1 | 120 |  | 115 |  | 2014-04-07 16:00 | 2014-06-09 | FRESNO COUNTY ECONOMIC OPPORTUNITIES COMMISSION | Retrofit | FRESNO | Fresno | 93726 | Host Customer is System Owner | 2 |  | 2010068D | Fafco, Inc. | 500 SERIES | 500-96SF-50G-50S | Indirect Forced Circulation (IF) | 97.56 |  | 2x8, 2x12 | Glycol | Advanced Controller with a Vacation or Holiday Mode | Solar and Auxiliary Storage are the same Tank | 49.929 | 0.96 | 1 | 35 | Z13 | [18 empty] | Fresno, Fresno, CA | FALSE | 28.88 |  | 2013-11-08 | 2014-06-09 |  |  | 2014-04-07 | 2014-06-09 | 3742 | 3465.34 | Up-front Payment
PGE-002504 | Low Income Single Family Residential | Domestic Hot Water | Gas | Pacific Gas and Electric | Incentive:Paid | 2511 | 25.64 |  | 1 | 120 |  | 98 |  | 2014-04-07 15:57 | 2014-07-03 | FRESNO COUNTY ECONOMIC OPPORTUNITIES COMMISSION | Retrofit | FRESNO | Fresno | 93726 | Host Customer is System Owner | 2 |  | 2010068D | Fafco, Inc. | 500 SERIES | 500-96SF-50G-50S | Indirect Forced Circulation (IF) | 97.56 |  | 2x8, 2x12 | Glycol | Advanced Controller with a Vacation or Holiday Mode | Solar Storage and Auxiliary Tanks are separate | 49.929 | 0.96 | 0.85 | 35 | Z13 | [18 empty] | FRESNO | FALSE | 28.88 |  | 2013-11-08 | 2014-06-09 |  |  | 2014-04-07 | 2014-07-03 | 3749 | 3465.34 | Up-front Payment
SCG-002505 | Single Family Residential | Domestic Hot Water | Gas | Southern California Gas Company | Incentive:Paid | 1705 | 18.59 |  | 1 | 109 |  | 92 |  | 2014-02-26 14:00 | 2014-02-27 | MARCO PLUMBING AND CONSTRUCTION | Retrofit | Corona | Riverside | 92880 | Lease | 4 |  | CL-EF-4PV-2T-G | EchoFirst |  | CL-EF-4PV-2T-G | Indirect Thermosyphon (IT) | 35.52 |  | CL-EL-90 | Glycol | Other | Solar Storage and Auxiliary Tanks are separate | 80.04 | 0.99 | 0.85 | 55 | Z10 | [18 empty] | Eastvale, Riverside, CA | FALSE | 85.32 |  | 2011-06-01: 2013-11-08; 2011-08-03: 2014-02-26; 2011-09-20: 2014-02-27 | 3873 | 9300 | Up-front Payment
SCG-002506 | Single Family Residential | Domestic Hot Water | Gas | Southern California Gas Company | Incentive:Paid | 1227 | 18.59 |  | 1 | 66 |  | 66 |  | 2014-03-05 09:00 | 2014-04-09 | ROCHLIN CORPORATION | Retrofit | Pacific Palisades | Los Angeles | 90272 | Host Customer is System Owner | 4 |  | 30003825 | SunEarth, Inc. | CopperHeart | CP-40G | Direct Integral Collector Storage (DI) | 24.96 |  | CP-40 |  |  | Solar and Auxiliary Storage are the same Tank | 39.89 | 1 | 1 | 55 | Z09 | [18 empty] | Los Angeles Depsrtmrnt of Building and Safety | FALSE | 75.76 |  | 2011-06-01: 2013-11-09; 2011-08-03: 2014-03-05; 2011-09-20: 2014-04-09 | 3834 | 5000 | Up-front Payment
SCG-002507 | Single Family Residential | Domestic Hot Water | Gas | Southern California Gas Company | Incentive:Paid | 1227 | 18.59 |  | 1 | 66 |  | 66 |  | 2014-01-30 10:04 | 2014-04-15 | ROCHLIN CORPORATION | New Construction | Beverly Hills | Los Angeles | 90210 | Host Customer is System Owner | 4 |  | 30003825 | SunEarth, Inc. | CopperHeart | CP-40G | Direct Integral Collector Storage (DI) | 24.96 |  | CP-40 |  |  | Solar and Auxiliary Storage are the same Tank | 39.89 | 1 | 1 | 55 | Z09 | [18 empty] | City of Beverly Hill | FALSE | 84.67 |  | 2011-06-01: 2013-11-09; 2011-08-03: 2014-01-30; 2011-09-20: 2014-04-15 | 3838 | 5588 | Up-front Payment
PGE-002508 | Low Income Single Family Residential | Domestic Hot Water | Gas | Pacific Gas and Electric | Incentive:Paid | 2047 | 25.64 |  | 1 | 101 |  | 80 |  | 2014-02-19 13:17 | 2014-02-26 | SELF-HELP HOME IMPROVEMENT PROJECT | Retrofit | REDDING | Shasta | 96003 | Host Customer is System Owner | 4 |  | 2010068D | Fafco, Inc. | 500 SERIES | 500-96SF-50G-50S | Indirect Forced Circulation (IF) | 97.56 |  | 2x8, 2x12 | Glycol | Advanced Controller with a Vacation or Holiday Mode | Solar Storage and Auxiliary Tanks are separate | 49.929 | 0.93 | 0.85 | 55 | Z11 | [18 empty] | Shasta County Building Department | FALSE | 29.21 |  | 2011-06-01: 2013-11-13; 2011-08-03: 2014-02-19; 2011-09-20: 2014-02-26 | 3887 | 2949.71 | Up-front Payment
SCG-002510 | Commercial/Multifamily Residential | Domestic Hot Water | Gas | Southern California Gas Company | Incentive:Paid | 45842 | 14.53 |  | 1 | 3155 |  | 3155 |  | 2013-11-26 13:13 | 2013-12-09 | REGREEN INC | Retrofit | Los Angeles | Los Angeles | 90004 | Host Customer is System Owner | [7 empty] | 966.6 | 32.22 |  | Drainback |  | Solar Storage and Auxiliary Tanks are separate |  | 1 | 1 | 1560 | Z09 | 39 | Units | Apartments/Condos | 2010115D | 30 | 1 | 1188 | 9 | 100 | 1 | 270000 | TRUE | 120 | 140 |  |  |  | Heliodyne - Delta-T Pro Lite WiFi | City of Los Angeles | FALSE | 24.37 |  | 2013-11-26 |  | 2013-11-26 | 2013-12-09 | 2014-03-07 | 2014-03-18 | 3855 | 76900 | Up-front Payment
SCG-002512 | Single Family Residential | Domestic Hot Water | Gas | Southern California Gas Company | Incentive:Paid | 1925 | 18.59 |  | 1 | 109 |  | 104 |  | 2014-06-12 14:38 | 2014-06-13 | PRECIS DEVELOPMENT INC | Retrofit | Corona | Riverside | 92883 | Lease | 6 |  | CL-EF-4PV-2T-G | EchoFirst |  | CL-EF-4PV-2T-G | Indirect Thermosyphon (IT) | 35.52 |  | CL-EL-90 | Glycol | HartStat, or equivalent | Solar and Auxiliary Storage are the same Tank | 80.04 | 1 | 0.95 | 75 | Z10 | [18 empty] | City of Corona | FALSE | 82.57 |  | 2011-06-01: 2013-11-15; 2011-08-03: 2014-06-12; 2011-09-20: 2014-06-13 | 3778 | 9000 | Up-front Payment
SCG-002513 | Single Family Residential | Domestic Hot Water | Gas | Southern California Gas Company | Incentive:Paid | 1673 | 18.59 |  | 1 | 90 |  | 90 |  | 2013-11-15 15:18 | 2013-11-18 | ZERO ENERGY CONTRACTING INC | Retrofit | Whittier | Los Angeles | 90603 | Host Customer is System Owner | 6 |  | 2012041A | Agua Del Sol | RADCO DRAINBACK HEAT EXCHANGER | R-DBHX-8-50GD-40P-old | Indirect Forced Circulation (IF) | 39.91 |  | 410P-HP (Superseded) |  |  | Solar Storage and Auxiliary Tanks are separate | 49.929 | 1 | 1 | 75 | Z09 | [18 empty] | City of Whittier | FALSE | 110.89 |  | 2011-06-01: 2013-11-15; 2011-08-03: 2013-11-15; 2011-09-20: 2013-11-18 | 3991 | 9980 | Up-front Payment
SCG-002514 | Single Family Residential | Domestic Hot Water | Gas | Southern California Gas Company | Incentive:Paid | 1071 | 18.59 |  | 1 | 64 |  | 58 |  | 2013-11-15 16:24 | 2014-01-13 | ZERO ENERGY CONTRACTING INC | Retrofit | Downey | Los Angeles | 90241 | Host Customer is System Owner | 4 |  | 30003825 | SunEarth, Inc. | CopperHeart | CP-40G | Direct Integral Collector Storage (DI) | 24.96 |  | CP-40 |  |  | Solar Storage and Auxiliary Tanks are separate | 39.89 | 1 | 0.9 | 55 | Z08 | [18 empty] | City of Downey | FALSE | 155.94 |  | 2011-06-01: 2013-11-15; 2011-08-03: 2013-11-15; 2011-09-20: 2014-01-13 | 3925 | 9980 | Up-front Payment
SCG-002523 | Single Family Residential | Domestic Hot Water | Gas | Southern California Gas Company | Incentive:Paid | 2719 | 18.59 |  | 1 | 185 |  | 176 |  | 2013-12-23 10:50 | 2014-01-07 | ALL VALLEY SOLAR INC | Retrofit | Thousand Oaks | Los Angeles | 91320 | Host Customer is System Owner | 6 |  | 2008025Q | SunEarth, Inc. | CASCADE | EPRD-80-120-TLG | Indirect Forced Circulation (IF) | 81.81 |  | EP-40 / EP-40-0.75 | Automatic Drainback |  | Solar Storage with Tankless Auxiliary Water Heater | 119.934 | 1 | 0.95 | 75 | Z09 | [18 empty] | Thousand Oaks | FALSE | 71.77 |  | 2011-06-01: 2013-11-20; 2011-08-03: 2013-12-23; 2011-09-20: 2014-01-07 | 3936 | 13277 | Up-front Payment
SDG-002524 | Single Family Residential | Domestic Hot Water | Gas | San Diego Gas and Electric | Incentive:Paid | 2031 | 18.59 |  | 1 | 115 |  | 109 |  | 2013-12-11 16:10 | 2013-12-16 | CLEANTECH ENERGY SOLUTIONS INC | Retrofit | Lakeside | San Diego | 92040 | Host Customer is System Owner | 3 |  | 2001005E | SunEarth, Inc. | SUNSIPHON | EPGX80-42-2G | Indirect Thermosyphon (IT) | 42.22 |  | EP-21 | Glycol | HartStat, or equivalent | Solar Storage and Auxiliary Tanks are separate | 80.044 | 0.95 | 1 | 45 | Z14 | [18 empty] | SD County | FALSE | 64.39 |  | 2011-06-01: 2013-11-21; 2011-08-03: 2013-12-11; 2011-09-20: 2013-12-16 | 3953 | 7405 | Up-front Payment
PGE-002525 | Commercial/Multifamily Residential | Domestic Hot Water | Gas | Pacific Gas and Electric | Incentive:Paid | 4446 | 14.53 |  | 1 | 306 |  | 306 |  | 2013-12-03 16:06 | 2014-01-03 | REID HEATING & ENERGY INC | Retrofit | San Francisco |  | 94118 | Host Customer is System Owner | [7 empty] | 131.36 | 32.84 |  | Glycol | Advanced Controller with a Thermal Cycling Function | Solar Storage with Tankless Auxiliary Water Heater |  | 1 | 1 | 210 | Z03 | 6 | Units | Apartments/Condos | 2006024C | 4 | 1 | 105 | 1 | 0 | 0 | 399000 | TRUE | 135 | 125 |  |  |  |  | San Franciscos | FALSE | 77.25 |  | 2013-11-21 | 2013-12-12 | 2013-12-03 | 2014-01-03 | 2014-02-06 | 2014-03-04 | 3856 | 23640 | Up-front Payment
SCG-002526 | Commercial/Multifamily Residential | Domestic Hot Water | Gas | Southern California Gas Company | Incentive:Paid | 8936 | 14.53 |  | 1 | 615 |  | 615 |  | 2013-12-02 21:36 | 2013-12-09 | SUNLIGHT ENERGY SYSTEMS INC | Retrofit | LA HABRA | Orange | 90631 | Host Customer is System Owner | [7 empty] | 204.5 | 40.9 |  | Drainback |  | Solar Storage and Auxiliary Tanks are separate |  | 1 | 1 | 336 | Z08 | 8 | Units | Apartments/Condos | 2007032A | 5 | 1 | 240 | 2 | 100 | 1 | 85000 | FALSE | 130 | 130 |  |  |  |  | LA HABRA | FALSE | 28.85 |  | 2013-12-02 |  | 2013-12-02 | 2013-12-09 | 2015-05-26 | 2015-07-01 | 3385 | 17741 | Up-front Payment
SCG-002527 | Commercial/Multifamily Residential | Domestic Hot Water | Gas | Southern California Gas Company | Incentive:Paid | 8743 | 14.53 |  | 1 | 614 |  | 602 |  | 2013-11-25 21:04 | 2013-12-09 | SUNLIGHT ENERGY SYSTEMS INC | Retrofit | LA HABRA | Orange | 90631 | Host Customer is System Owner | [7 empty] | 204.5 | 40.9 |  | Drainback |  | Solar Storage and Auxiliary Tanks are separate |  | 0.98 | 1 | 336 | Z08 | 8 | Units | Apartments/Condos | 2007032A | 5 | 1 | 240 | 2 | 100 | 1 | 85000 | FALSE | 130 | 130 |  |  |  |  | LA HABRA | FALSE | 28.89 |  | 2013-11-22 |  | 2013-11-25 | 2013-12-09 | 2015-05-26 | 2015-07-01 | 3385 | 17741 | Up-front Payment
SCG-002528 | Commercial/Multifamily Residential | Domestic Hot Water | Gas | Southern California Gas Company | Incentive:Paid | 6044 | 14.53 |  | 1 | 416 |  | 416 |  | 2013-12-09 08:42 | 2013-12-09 | SUNLIGHT ENERGY SYSTEMS INC | Retrofit | LA HABRA | Orange | 90631 | Host Customer is System Owner | [7 empty] | 122.7 | 40.9 |  | Drainback |  | Solar Storage and Auxiliary Tanks are separate |  | 1 | 1 | 336 | Z08 | 12 | Units | Apartments/Condos | 2007032A | 3 | 1 | 120 | 1 | 100 | 1 | 85000 | FALSE | 130 | 130 |  |  |  |  | LA HABRA | FALSE | 35.06 |  | 2013-12-09 |  | 2013-12-09 | 2013-12-09 | 2015-05-26 | 2015-07-01 | 3385 | 14585 | Up-front Payment
PGE-002529 | Commercial/Multifamily Residential | Domestic Hot Water | Gas | Pacific Gas and Electric | Incentive:Paid | 56943 | 14.53 |  | 1 | 3919 |  | 3919 |  | 2014-01-21 09:41 | 2014-02-19 | SUN LIGHT & POWER | New Construction | SAN FRANCISCO | San Francisco | 94102 | Host Customer is System Owner | [7 empty] | 1285.44 | 40.17 |  | Glycol | Pressure Stagnation Protection (PSP) | Solar Storage with Tankless Auxiliary Water Heater |  | 1 | 1 | 3458 | Z03 | 91 | Units | Apartments/Condos | 2010115A | 32 | 2 | 2000 | 1 | 0 | 0 | 1800000 | TRUE | 120 | 120 |  | Heliodyne - Delta-T Pro Ethernet |  | Heliodyne - Delta-T Pro Ethernet | City of San Francisco | FALSE | 88.14 |  | 2014-01-17 | 2014-01-28 | 2014-01-21 | 2014-02-19 | 2015-08-05 | 2015-08-06 | 3364 | 345426.34 | Up-front Payment
PGE-002531 | Single Family Residential | Domestic Hot Water | Gas | Pacific Gas and Electric | Incentive:Paid | 1214 | 18.59 |  | 1 | 96 |  | 65 |  | 2014-01-21 11:30 | 2014-02-21 | ROBERT'S SOLAR | Retrofit | DAVIS | Yolo | 95616 | Host Customer is System Owner | 3 |  | 30003828 | SunEarth, Inc. | CopperHeart | CP-40-TLG | Direct Integral Collector Storage (DI) | 24.96 |  | CP-40 |  |  | Solar Storage with Tankless Auxiliary Water Heater | 39.89 | 0.8 | 0.85 | 45 | Z12 | [11 empty] | FALSE | [6 empty] | Davis California | FALSE | 71.83 |  | 2011-06-01: 2013-11-27; 2011-08-03: 2014-01-21; 2011-09-20: 2014-02-21 | 3887 | 6895.3 | Up-front Payment
PGE-002534 | Commercial/Multifamily Residential | Domestic Hot Water | Gas | Pacific Gas and Electric | Incentive:Canceled | 47928 | 14.53 |  | 1 | 3436 |  | 3299 |  | 2013-12-03 15:47 | 2013-12-12 |  | New Construction | Oakland | Alameda | 94606 | Host Customer is System Owner | [7 empty] | 964.08 | 40.17 |  | Glycol | Advanced Controller with a Vacation or Holiday Mode | Solar Storage and Auxiliary Tanks are separate |  | 0.96 | 1 | 3496 | Z03 | 92 | Units | Apartments/Condos | 2010115A | 24 | 2 | 1450 | 1 | 390 | 3 | 900000 | TRUE | 130 | 120 |  |  |  | Heliodyne - Delta-T Pro Ethernet |  | FALSE | 24.76 |  | 2013-12-03 | 2013-12-12 | 2013-12-03 | 2013-12-12 |  |  | 3971 | 85085 | Up-front Payment
SCG-002535 | Low Income Multifamily Residential | Domestic Hot Water | Gas | Southern California Gas Company | Incentive:Paid | 32749 | 19.23 |  | 1 | 1703 |  | 1703 |  | 2013-12-09 11:55 | 2013-12-13 | REGREEN INC | New Construction | Torrance | Los Angeles | 90220 | Host Customer is System Owner | [7 empty] | 401.7 | 40.17 |  | Glycol | Advanced Controller with a Vacation or Holiday Mode | Solar Storage and Auxiliary Tanks are separate |  | 1 | 1 | 1760 | Z08 | 44 | Units | Apartments/Condos | 2010115A | 10 | 1 | 600 | 1 | 120 | 2 | 399999 | TRUE | 120 | 120 |  |  |  |  | City of Torrance | FALSE | 25.37 |  | 2013-12-09 |  | 2013-12-09 | 2013-12-13 | 2015-02-16 | 2015-03-11 | 3506 | 43200 | Up-front Payment
SCG-002536 | Low Income Multifamily Residential | Domestic Hot Water | Gas | Southern California Gas Company | Incentive:Paid | 60267 | 19.23 |  | 1 | 3134 |  | 3134 |  | 2013-12-09 11:55 | 2013-12-19 | REGREEN INC | New Construction | Compton | Los Angeles | 90220 | Host Customer is System Owner | [7 empty] | 964.08 | 40.17 |  | Glycol | Pressure Stagnation Protection (PSP) | Solar Storage and Auxiliary Tanks are separate |  | 1 | 1 | 1760 | Z08 | 54 | Units | Apartments/Condos | 2010115A | 24 | 1 | 1311 | 1 | 240 | 2 | 399998 | TRUE | 120 | 120 |  | Heliodyne - Delta-T Pro WiFi |  | Heliodyne - Delta-T Pro WiFi | City of Compton | FALSE | 40.62 |  | 2013-12-09 |  | 2013-12-09 | 2013-12-19 | 2015-03-20 | 2015-04-02 | 3473 | 127296 | Up-front Payment
SDG-002537 | Single Family Residential | Domestic Hot Water | Gas | San Diego Gas and Electric | Incentive:Paid | 1785 | 18.59 |  | 1 | 96 |  | 96 |  | 2014-04-22 11:44 | 2014-06-05 | SIREN SALES - CALIFORNIA INC | Retrofit | San Marcos | San Diego | 92069 | Host Customer is System Owner | 5 |  | 2007004G | Fafco, Inc. | 200 SERIES | 200-48SF-50G-50S | Indirect Forced Circulation (IF) | 48.78 |  | 2x8, 2x12 | Automatic Drainback | Advanced Controller with a Thermal Cycling Function | Solar Storage and Auxiliary Tanks are separate | 49.929 | 1 | 1 | 65 | Z10 | [18 empty] | City of San Marcos | FALSE | 94.84 |  | 2013-12-05 | 2014-05-01 |  |  | 2014-04-22 | 2014-06-05 | 3764 | 9105 | Up-front Payment
PGE-002538 | Commercial/Multifamily Residential | Domestic Hot Water | Gas | Pacific Gas and Electric | Incentive:Paid | 25647 | 14.53 |  | 1 | 1858 |  | 1765 |  | 2014-02-11 11:26 | 2014-02-25 | OXYPOWER INC | Retrofit | SAN FRANCISCO | San Francisco | 94102 | Host Customer is System Owner | [7 empty] | 482.04 | 40.17 |  | Glycol | Advanced Controller with a Vacation or Holiday Mode | Solar Storage and Auxiliary Tanks are separate |  | 0.95 | 1 | 1640 | Z03 | 41 | Units | Apartments/Condos | 2010115A | 12 | 1 | 870 | 1 | 200 | 2 | 540000 | TRUE | 130 | 130 |  | Heliodyne - Delta-T Pro Ethernet |  | Heliodyne - Delta-T Pro Ethernet | City of San Francisco | FALSE | 40.99 |  | 2013-12-05 | 2014-02-20 | 2014-02-11 | 2014-02-25 | 2014-05-01 | 2014-06-09 | 3781 | 76165.2 | Up-front Payment
SCG-002542 | Commercial/Multifamily Residential | Domestic Hot Water | Gas | Southern California Gas Company | Incentive:Paid | 125728 | 14.53 |  | 1 | 8653 |  | 8653 |  | 2013-12-13 17:20 | 2014-01-08 | REGREEN INC | New Construction | Los Angeles | Los Angeles | 90012 | Host Customer is System Owner | [7 empty] | 2329.86 | 40.17 |  | Glycol | Advanced Controller with a Vacation or Holiday Mode | Solar Storage with Tankless Auxiliary Water Heater |  | 1 | 1 | 5291 | Z08 | 200 | Units | Apartments/Condos | 2010115A | 58 | 1 | 2925 | 1 | 0 | 0 | 18000000 | TRUE | 120 | 140 |  | Heliodyne - Delta-T Pro Ethernet |  | Heliodyne - Delta-T Pro Ethernet | The City of Los Angeles Department of Building and Safety | FALSE | 36.51 |  | 2013-12-09 | 2015-06-03 | 2013-12-13 | 2014-01-08 | 2015-05-05 | 2015-05-19 | 3377 | 315900 | Up-front Payment
SCG-002544 | Commercial/Multifamily Residential | Domestic Hot Water | Gas | Southern California Gas Company | Incentive:Paid | 18175 | 25 |  | 1 SCG | 727 |  | 727 |  | 2013-12-10 17:06 | 2013-12-13 | REGREEN INC | Retrofit | Los Angeles | Los Angeles | 90046 | Host Customer is System Owner | [7 empty] | 281.19 | 40.17 |  | Glycol | Advanced Controller with a Vacation or Holiday Mode | Solar Storage and Auxiliary Tanks are separate |  | 1 | 1 | 294 | Z09 | 16 | Units | Apartments/Condos | 2010115A | 7 | 1 | 560 | 1 | 120 | 1 | 275000 | TRUE | 120 | 140 |  |  |  |  | Los Angeles | FALSE | 46.22 |  | 2013-12-10 | 2016-06-06 | 2013-12-10 | 2013-12-13 | 2016-03-21 | 2016-07-13 | 3019 | 33600 | Up-front Payment
SCG-002546 | Commercial/Multifamily Residential | Domestic Hot Water | Gas | Southern California Gas Company | Incentive:Paid | 20996 | 14.53 |  | 1 | 1445 |  | 1445 |  | 2013-12-24 07:27 | 2014-02-07 | CALIFORNIA SOLAR THERMAL INC | Retrofit | Los Angeles | Los Angeles | 90069 | Host Customer is System Owner | [7 empty] | 409.5 | 40.95 |  | Drainback |  | Solar Storage and Auxiliary Tanks are separate |  | 1 | 1 | 840 | Z09 | 20 | Units | Apartments/Condos | 10001803 | 10 | 1 | 528 | 4 | 100 | 1 | 250000 | FALSE | 120 | 140 |  |  |  |  | Los Angeles | FALSE | 32.9 |  | 2013-12-10 |  | 2013-12-24 | 2014-02-07 | 2014-02-10 | 2014-02-13 | 3898 | 47540 | Up-front Payment
SDG-002550 | Low Income Multifamily Residential | Domestic Hot Water | Gas | San Diego Gas and Electric | Incentive:Paid | 8827 | 19.23 |  | 1 | 459 |  | 459 |  | 2013-12-12 11:24 | 2014-01-20 | EVERYDAY COMMUNICATIONS CORP | Retrofit | Oceanside | San Diego | 92054 | Lease | [7 empty] | 169.23 | 56.41 |  | Drainback |  | Solar Storage and Auxiliary Tanks are separate |  | 1 | 1 | 252 | Z07 | 6 | Units | Apartments/Condos | 2009042B | 3 | 3 | 354 | 1 | 80 | 2 | 80000 | TRUE | 140 | 140 |  |  |  |  | City of Oceanside | FALSE | 70.91 |  | 2013-12-10 | 2013-12-26 | 2013-12-12 | 2014-01-20 | 2014-02-14 | 2014-02-21 | 3883 | 32546 | Up-front Payment
SDG-002551 | Low Income Multifamily Residential | Domestic Hot Water | Gas | San Diego Gas and Electric | Incentive:Paid | 8827 | 19.23 |  | 1 | 459 |  | 459 |  | 2013-12-12 14:51 | 2014-02-13 | EVERYDAY COMMUNICATIONS CORP | New Construction | Oceanside | San Diego | 92054 | Lease | [7 empty] | 169.23 | 56.41 |  | Drainback |  | Solar Storage and Auxiliary Tanks are separate |  | 1 | 1 | 252 | Z07 | 6 | Units | Apartments/Condos | 2009042B | 3 | 3 | 354 | 1 | 80 | 2 | 80000 | TRUE | 140 | 140 |  |  |  |  | City of Oceanside | FALSE | 70.91 |  | 2013-12-10 | 2013-12-26 | 2013-12-12 | 2014-02-13 | 2014-02-14 | 2014-02-21 | 3883 | 32546 | Up-front Payment
SDG-002552 | Low Income Multifamily Residential | Domestic Hot Water | Gas | San Diego Gas and Electric | Incentive:Paid | 12538 | 19.23 |  | 1 | 652 |  | 652 |  | 2013-12-12 11:26 | 2014-02-13 | EVERYDAY COMMUNICATIONS CORP | Retrofit | Oceanside | San Diego | 92054 | Lease | [7 empty] | 225.64 | 56.41 |  | Drainback |  | Solar Storage and Auxiliary Tanks are separate |  | 1 | 1 | 504 | Z07 | 12 | Units | Apartments/Condos | 2009042B | 4 | 2 | 422 | 1 | 40 | 1 | 47000 | TRUE | 140 | 140 |  |  |  |  | City of Oceanside | FALSE | 70.91 |  | 2013-12-10 | 2013-12-26 | 2013-12-12 | 2014-02-13 | 2014-02-14 | 2014-02-21 | 3883 | 46232 | Up-front Payment
SCG-002553 | Commercial/Multifamily Residential | Domestic Hot Water | Gas | Southern California Gas Company | Reservation:Canceled | 17436 | 17.16 |  | 2 | 1200 |  | 1200 |  |  |  |  | Retrofit | Los Angeles | Los Angeles | 90049 | Host Customer is System Owner | [7 empty] | 327.2 | 40.9 |  | Glycol | Advanced Controller with a Vacation or Holiday Mode | Solar Storage and Auxiliary Tanks are separate |  | 1 | 1 | 1160 | Z09 | 29 | Units | Apartments/Condos | 2007032A | 8 | 1 | 580 | 2 | 100 | 1 | 399000 | TRUE | 135 | 120 | [5 empty] | FALSE | 34.81 |  | 2011-06-01: 2013-12-11 | 3973 | 41770 | Up-front Payment
PGE-002554 | Single Family Residential | Domestic Hot Water | Gas | Pacific Gas and Electric | Incentive:Canceled |  | 29.85 |  | 1 | 87 |  | 87 |  |  |  |  | Retrofit | Oakland | Alameda | 94619 | Host Customer is System Owner | 2 |  | 2009036J | Heliodyne, Inc. | HELIOPAK | HPAK 016 1 406 P 80 ACD Z | Indirect Forced Circulation (IF) | 26.94 |  | 406 002 | Glycol | Advanced Controller with a Vacation or Holiday Mode | Solar Storage and Auxiliary Tanks are separate | 80.044 |  |  | 35 | Z03 | [18 empty] | Oakland | FALSE | 162.15 |  | 2011-06-01: 2013-12-11 | 3938 | 14106.95 | Up-front Payment
SCE-002556 | Single Family Residential | Domestic Hot Water | Electric | Southern California Edison | Incentive:Paid | 1295 |  | 0.54 | 1 |  | 2399 |  | 2399 | 2014-03-19 09:50 | 2014-05-01 | THE SOLAR ENERGY COMPANY INC | Retrofit | Santa Barbara | Santa Barbara | 93111 | Host Customer is System Owner | 2 |  | 2005005C | Butler Sun Solutions | SOLAR BUTLER | BSS-PV1-50EA | Indirect Forced Circulation (IF) | 32.84 |  | EC-32 / EC-32-0.75 | Glycol | Heat Dump Radiator | Solar and Auxiliary Storage are the same Tank | 52.042 | 1 | 1 | 35 | Z05 | [18 empty] | Santa Barbara County | FALSE |  | 2.9 | 2011-06-01: 2013-12-11; 2011-08-03: 2014-03-19; 2011-09-20: 2014-05-01 | 3810 | 6950 | Up-front Payment
SCG-002557 | Single Family Residential | Domestic Hot Water | Gas | Southern California Gas Company | Incentive:Paid | 2119 | 18.59 |  | 1 | 120 |  | 114 |  | 2014-07-01 16:17 | 2014-07-16 | SOLAR - TEC SYSTEMS INC | New Construction | El Segundo | Los Angeles | 92675 | Host Customer is System Owner |  | 4 | 30004016 | SunEarth, Inc. | Cascade 2 | C2-40-120-2G | Indirect Forced Circulation (IF) | 40.9 |  | EP-40 / EP-40-0.75 | Glycol | Advanced Controller with a Vacation or Holiday Mode | Solar and Auxiliary Storage are the same Tank | 120 | 0.95 | 1 | 55 | Z08 | [18 empty] | El Segundo | FALSE | 83.29 |  | 2011-06-01: 2013-12-11; 2011-08-03: 2014-07-01; 2011-09-20: 2014-07-16 | 3694 | 9995 | Up-front Payment
SCG-002558 | Single Family Residential | Domestic Hot Water | Gas | Southern California Gas Company | Incentive:Paid | 2119 | 18.59 |  | 1 | 120 |  | 114 |  | 2014-07-01 16:15 | 2014-07-16 | SOLAR - TEC SYSTEMS INC | New Construction | El Segundo | Los Angeles | 92675 | Host Customer is System Owner |  | 4 | 30004016 | SunEarth, Inc. | Cascade 2 | C2-40-120-2G | Indirect Forced Circulation (IF) | 40.9 |  | EP-40 / EP-40-0.75 | Glycol | Advanced Controller with a Vacation or Holiday Mode | Solar and Auxiliary Storage are the same Tank | 120 | 0.95 | 1 | 55 | Z08 | [18 empty] | El Segundo | FALSE | 83.29 |  | 2011-06-01: 2013-12-11; 2011-08-03: 2014-07-01; 2011-09-20: 2014-07-16 | 3694 | 9995 | Up-front Payment
PGE-002559 | Single Family Residential | Domestic Hot Water | Gas | Pacific Gas and Electric | Incentive:Paid | 2719 | 18.59 |  | 1 | 179 |  | 174 |  | 2013-12-18 13:34 | 2013-12-23 | MILAROX | Retrofit | Berkeley | Alameda | 94708 | Host Customer is System Owner | 5 |  | 2007023B | Heat Transfer Products | PHOENIX SOLAR | PH-119S | Indirect Forced Circulation (IF) | 63.83 |  | AE-32E | Automatic Drainback |  | Solar and Auxiliary Storage are the same Tank | 118.877 | 0.97 | 1 | 65 | Z03 | [18 empty] | City of Berkeley | FALSE | 173.89 |  | 2011-06-01: 2013-12-11; 2011-08-03: 2013-12-18; 2011-09-20: 2013-12-23 | 3951 | 31127 | Up-front Payment
SCE-002560 | Single Family Residential | Domestic Hot Water | Electric | Southern California Edison | Incentive:Canceled | 1409 |  | 0.54 | 1 |  | 2609 |  | 2609 | 2014-01-03 13:33 |  | S H W W CONSTRUCTION INC | Retrofit | murrieta | Riverside | 92562 | Host Customer is System Owner | 3 |  | 2010055F | Kingspan Solar Inc. | THERMOMAX HP | HP30-E119 | Indirect Forced Circulation (IF) | 45.77 |  | HP250-30 | Glycol | Steam Back | Solar and Auxiliary Storage are the same Tank | 118.877 | 1 | 1 | 45 | Z10 | [18 empty] | Riverside County | FALSE |  | 5.36 | 2011-06-01: 2013-12-12; 2011-06-21: 2014-01-03; 2011-08-03: 2014-01-03 | 3869 | 13973 | Up-front Payment
SCG-002561 | Commercial/Multifamily Residential | Domestic Hot Water | Gas | Southern California Gas Company | Incentive:Paid | 128576 | 14.53 |  | 1 | 8849 |  | 8849 |  | 2013-12-13 17:22 | 2014-01-08 | REGREEN INC | New Construction | Los Angeles | Los Angeles | 90012 | Host Customer is System Owner | [7 empty] | 2370.03 | 40.17 |  | Glycol | Advanced Controller with a Vacation or Holiday Mode | Solar Storage with Tankless Auxiliary Water Heater |  | 1 | 1 | 5328 | Z08 | 287 | Units | Apartments/Condos | 2010115A | 59 | 1 | 2925 | 1 | 0 | 0 | 18000000 | TRUE | 120 | 140 |  | Heliodyne - Delta-T Pro Ethernet |  | Heliodyne - Delta-T Pro Ethernet | The City of Los Angeles Department of Building and Safety | FALSE | 35.7 |  | 2013-12-12 | 2015-06-03 | 2013-12-13 | 2014-01-08 | 2015-05-05 | 2015-05-19 | 3377 | 315900 | Up-front Payment
SCG-002562 | Single Family Residential | Domestic Hot Water | Gas | Southern California Gas Company | Incentive:Paid | 2119 | 18.59 |  | 1 | 120 |  | 114 |  | 2014-07-01 13:23 | 2014-07-16 | SOLAR - TEC SYSTEMS INC | New Construction | El Segundo | Los Angeles | 92675 | Host Customer is System Owner |  | 4 | 30004016 | SunEarth, Inc. | Cascade 2 | C2-40-120-2G | Indirect Forced Circulation (IF) | 40.9 |  | EP-40 / EP-40-0.75 | Glycol | Advanced Controller with a Vacation or Holiday Mode | Solar and Auxiliary Storage are the same Tank | 120 | 0.95 | 1 | 55 | Z08 | [18 empty] | El Segundo | FALSE | 83.29 |  | 2011-06-01: 2013-12-13; 2011-08-03: 2014-07-01; 2011-09-20: 2014-07-16 | 3694 | 9995 | Up-front Payment
SCG-002563 | Single Family Residential | Domestic Hot Water | Gas | Southern California Gas Company | Incentive:Paid | 2719 | 18.59 |  | 1 | 171 |  | 162 |  | 2014-07-01 13:21 | 2014-12-01 | SOLAR - TEC SYSTEMS INC | New Construction | El Segundo | Los Angeles | 92675 | Host Customer is System Owner |  | 4 | 2001001S | SunEarth, Inc. | SOLARAY | TE80P-120-2G | Indirect Forced Circulation (IF) | 81.81 |  | EP-40 / EP-40-0.75 | Glycol | Advanced Controller with a Vacation or Holiday Mode | Solar and Auxiliary Storage are the same Tank | 120 | 0.95 | 1 | 55 | Z06 | [18 empty] | El Segundo | FALSE | 58.45 |  | 2011-06-01: 2013-12-13; 2011-08-03: 2014-07-01; 2011-09-20: 2014-12-01 | 3599 | 9995 | Up-front Payment
PGE-002564 | Single Family Residential | Domestic Hot Water | Gas | Pacific Gas and Electric | Incentive:Paid | 2250 | 18.59 |  | 1 | 163 |  | 121 |  | 2014-02-19 12:07 | 2014-03-17 | GREEN CONSTRUCTION SERVICE | Retrofit | CHICO | Butte | 95973 | Host Customer is System Owner | 3 |  | 2008022A | VELUX America Inc. | VELUX | CLI-U12 SKO W/L 218 AUX GAS | Indirect Forced Circulation (IF) | 54.13 |  | CLI U12 4000 | Glycol | Advanced Controller with a Vacation or Holiday Mode | Solar and Auxiliary Storage are the same Tank | 80.044 | 0.99 | 0.75 | 45 | Z16 | [18 empty] | Chico | FALSE | 39.43 |  | 2013-12-15 | 2014-02-26 |  |  | 2014-02-19 | 2014-03-17 | 3856 | 6427.5 | Up-front Payment
SCG-002565 | Single Family Residential | Domestic Hot Water | Gas | Southern California Gas Company | Incentive:Paid | 1215 | 18.59 |  | 1 | 66 |  | 65 |  | 2014-01-10 16:03 | 2014-01-15 | ZERO ENERGY CONTRACTING INC | Retrofit | La Habra | Orange | 90631 | Host Customer is System Owner | 3 |  | 30003825 | SunEarth, Inc. | CopperHeart | CP-40G | Direct Integral Collector Storage (DI) | 24.96 |  | CP-40 |  |  | Solar Storage and Auxiliary Tanks are separate | 39.89 | 0.99 | 1 | 45 | Z09 | [18 empty] | City of La Habra | FALSE | 182.38 |  | 2011-06-01: 2013-12-16; 2011-08-03: 2014-01-10; 2011-09-20: 2014-01-15 | 3925 | 12037 | Up-front Payment
SCG-002566 | Single Family Residential | Domestic Hot Water | Gas | Southern California Gas Company | Incentive:Paid | 1032 | 18.59 |  | 1 | 66 |  | 56 |  | 2014-01-10 15:55 | 2014-01-15 | ZERO ENERGY CONTRACTING INC | Retrofit | La Habra | Orange | 90631 | Host Customer is System Owner | 3 |  | 30003825 | SunEarth, Inc. | CopperHeart | CP-40G | Direct Integral Collector Storage (DI) | 24.96 |  | CP-40 |  |  | Solar Storage and Auxiliary Tanks are separate | 39.89 | 0.99 | 0.85 | 45 | Z09 | [18 empty] | City of La Habra | FALSE | 200.95 |  | 2011-06-01: 2013-12-16; 2011-08-03: 2014-01-10; 2011-09-20: 2014-01-15 | 3925 | 13263 | Up-front Payment
SCG-002567 | Single Family Residential | Domestic Hot Water | Gas | Southern California Gas Company | Incentive:Paid | 1096 | 18.59 |  | 1 | 66 |  | 59 |  | 2014-01-10 16:11 | 2014-01-15 | ZERO ENERGY CONTRACTING INC | Retrofit | La Habra | Orange | 90631 | Host Customer is System Owner | 3 |  | 30003825 | SunEarth, Inc. | CopperHeart | CP-40G | Direct Integral Collector Storage (DI) | 24.96 |  | CP-40 |  |  | Solar Storage and Auxiliary Tanks are separate | 39.89 | 0.94 | 0.95 | 45 | Z09 | [18 empty] | City of La Habra | FALSE | 176.17 |  | 2011-06-01: 2013-12-16; 2011-08-03: 2014-01-10; 2011-09-20: 2014-01-15 | 3925 | 11627 | Up-front Payment
SCG-002568 | Single Family Residential | Domestic Hot Water | Gas | Southern California Gas Company | Incentive:Paid | 991 | 18.59 |  | 1 | 66 |  | 53 |  | 2013-12-18 14:06 | 2013-12-23 | ZERO ENERGY CONTRACTING INC | Retrofit | Glendora | Los Angeles | 91741 | Host Customer is System Owner | 3 |  | 30003825 | SunEarth, Inc. | CopperHeart | CP-40G | Direct Integral Collector Storage (DI) | 24.96 |  | CP-40 |  |  | Solar Storage and Auxiliary Tanks are separate | 39.89 | 0.95 | 0.85 | 45 | Z09 | [18 empty] | City of Glendora | FALSE | 151.21 |  | 2011-06-01: 2013-12-16; 2011-08-03: 2013-12-18; 2011-09-20: 2013-12-23 | 3947 | 9980 | Up-front Payment
SCG-002569 | Commercial/Multifamily Residential | Domestic Hot Water | Gas | Southern California Gas Company | Incentive:Canceled | 110486 | 14.53 |  | 1 | 7604 |  | 7604 |  | 2013-12-20 08:16 | 2014-01-21 | REGREEN INC | New Construction | Los Angeles | Los Angeles | 90012 | Host Customer is System Owner | [7 empty] | 1968.33 | 40.17 |  | Glycol | Advanced Controller with a Vacation or Holiday Mode | Solar Storage with Tankless Auxiliary Water Heater |  | 1 | 1 | 4440 | Z08 | 120 | Units | Apartments/Condos | 2010115A | 49 | 1 | 2450 | 1 |  | 9 | 18000000 | TRUE | 120 | 140 |  |  |  | Heliodyne - Delta-T Pro Ethernet |  | FALSE | 34.44 |  | 2011-06-01: 2013-12-17; 2011-06-23: 2013-12-20; 2011-07-01: 2014-01-21 | 3931 | 261900 | Up-front Payment
SCG-002571 | Single Family Residential | Domestic Hot Water | Gas | Southern California Gas Company | Incentive:Paid | 1043 | 18.59 |  | 1 | 66 |  | 56 |  | 2013-12-18 13:28 | 2013-12-23 | ZERO ENERGY CONTRACTING INC | Retrofit | La Habra | Orange | 90631 | Host Customer is System Owner | 3 |  | 30003825 | SunEarth, Inc. | CopperHeart | CP-40G | Direct Integral Collector Storage (DI) | 24.96 |  | CP-40 |  |  | Solar Storage and Auxiliary Tanks are separate | 39.89 | 1 | 0.85 | 45 | Z09 | [18 empty] | City of La Habra | FALSE | 171.26 |  | 2011-06-01: 2013-12-18; 2011-08-03: 2013-12-18; 2011-09-20: 2013-12-23 | 3947 | 11303 | Up-front Payment
SCG-002572 | Single Family Residential | Domestic Hot Water | Gas | Southern California Gas Company | Incentive:Paid | 1227 | 18.59 |  | 1 | 66 |  | 66 |  | 2013-12-18 14:37 | 2014-02-05 | ZERO ENERGY CONTRACTING INC | Retrofit | La Habra | Orange | 90631 | Host Customer is System Owner | 3 |  | 30003825 | SunEarth, Inc. | CopperHeart | CP-40G | Direct Integral Collector Storage (DI) | 24.96 |  | CP-40 |  |  | Solar Storage and Auxiliary Tanks are separate | 39.89 | 1 | 1 | 45 | Z09 | [18 empty] | City of La Habra | FALSE | 193.48 |  | 2011-06-01: 2013-12-18; 2011-08-03: 2013-12-18; 2011-09-20: 2014-02-05 | 3908 | 12770 | Up-front Payment
SDG-002573 | Single Family Residential | Domestic Hot Water | Electric | San Diego Gas and Electric | Incentive:Paid | 1377 |  | 0.54 | 1 |  | 3159 |  | 2551 | 2013-12-26 12:22 | 2014-01-02 | CLEANTECH ENERGY SOLUTIONS INC | Retrofit | Ramona | San Diego | 92065 | Host Customer is System Owner | 3 |  | 1996001I | SunEarth, Inc. | SOLARAY | TE48P-80-2 | Indirect Forced Circulation (IF) | 49.3 |  | EP-24 / EP-24-0.75 | Glycol | Advanced Controller with a Vacation or Holiday Mode | Solar Storage and Auxiliary Tanks are separate | 80.044 | 0.85 | 0.95 | 45 | Z10 | [18 empty] | County of San Diego | FALSE |  | 2.01 | 2011-06-01: 2013-12-18; 2011-08-03: 2013-12-26; 2011-09-20: 2014-01-02 | 3930 | 6350 | Up-front Payment
SCG-002574 | Commercial/Multifamily Residential | Domestic Hot Water | Gas | Southern California Gas Company | Incentive:Canceled | 109178 | 14.53 |  | 1 | 7514 |  | 7514 |  | 2013-12-20 08:15 | 2014-01-21 | REGREEN INC | New Construction | Los Angeles | Los Angeles | 90012 | Host Customer is System Owner | [7 empty] | 1928.16 | 40.17 |  | Glycol | Advanced Controller with a Vacation or Holiday Mode | Solar Storage with Tankless Auxiliary Water Heater |  | 1 | 1 | 4440 | Z08 | 120 | Units | Apartments/Condos | 2010115A | 48 | 1 | 2450 | 1 |  | 9 | 9000000 | TRUE | 120 | 140 |  |  |  | Heliodyne - Delta-T Pro Ethernet |  | FALSE | 34.85 |  | 2011-06-01: 2013-12-19; 2011-06-23: 2013-12-20; 2011-07-01: 2014-01-21 | 3931 | 261900 | Up-front Payment
PGE-002575 | Single Family Residential | Domestic Hot Water | Gas | Pacific Gas and Electric | Incentive:Paid | 2719 | 18.59 |  | 1 | 184 |  | 175 |  | 2014-01-09 10:46 | 2014-01-09 | AZTEC SOLAR INC | Retrofit | SONOMA | Sonoma | 95476 | Host Customer is System Owner | 4 |  | 2008024H | SunEarth, Inc. | SOLARAY | TE64P-80-TLG | Indirect Forced Circulation (IF) | 65.67 |  | EP-32 / EP-32-0.75 | Glycol | Steam Back | Solar Storage with Tankless Auxiliary Water Heater | 80.044 | 1 | 0.95 | 55 | Z03 | [18 empty] | Sonoma County | FALSE | 53.12 |  | 2011-06-01: 2013-12-20; 2011-08-03: 2014-01-09; 2011-09-20: 2014-01-09 | 3936 | 9775 | Up-front Payment
SDG-002576 | Single Family Residential | Domestic Hot Water | Electric | San Diego Gas and Electric | Incentive:Paid | 1282 |  | 0.54 | 1 |  | 2499 |  | 2374 | 2013-12-27 12:15 | 2014-02-07 | Self Installer | Retrofit | Escondido | San Diego | 92025 | Host Customer is System Owner | 2 |  | 2005005C | Butler Sun Solutions | SOLAR BUTLER | BSS-PV1-50EA | Indirect Forced Circulation (IF) | 32.84 |  | EC-32 / EC-32-0.75 | Glycol | Heat Dump Radiator | Solar and Auxiliary Storage are the same Tank | 52.042 | 1 | 0.95 | 35 | Z10 | [18 empty] | San Diego County | FALSE |  | 1.83 | 2013-12-23 | 2014-01-02 |  |  | 2013-12-27 | 2014-02-07 | 3894 | 4572 | Up-front Payment
SCG-002577 | Commercial/Multifamily Residential | Domestic Hot Water | Gas | Southern California Gas Company | Incentive:Paid | 18308 | 14.53 |  | 1 | 1260 |  | 1260 |  | 2014-03-25 13:58 | 2014-04-10 | ENVIRONMENTAL SOLAR DESIGN INC | Retrofit | Los Angeles | Los Angeles | 90049 | Host Customer is System Owner | [7 empty] | 326.88 | 40.86 |  | Glycol | Advanced Controller with a Vacation or Holiday Mode | Solar Storage and Auxiliary Tanks are separate |  | 1 | 1 | 1100 | Z09 | 39 | Units | Apartments/Condos | 2007032A | 8 | 1 | 600 | 2 | 115 | 1 | 499000 | TRUE | 130 | 135 |  |  |  |  | Van Nuys | FALSE | 33.15 |  | 2013-12-30 |  | 2014-03-25 | 2014-04-10 | 2014-04-17 | 2014-05-02 | 3820 | 41770 | Up-front Payment
PGE-002578 | Commercial/Multifamily Residential | Domestic Hot Water | Gas | Pacific Gas and Electric | Incentive:Paid | 91340 | 20.19 |  | 1 | 4524 |  | 4524 |  | 2014-10-10 13:53 | 2014-11-03 | SUN LIGHT & POWER | New Construction | San Francisco | San Francisco | 94158 | Host Customer is System Owner | [7 empty] | 1205.1 | 40.17 |  | Glycol | Pressure Stagnation Protection (PSP) | Solar Storage and Auxiliary Tanks are separate |  | 1 | 1 | 6364 | Z03 | 172 | Units | Apartments/Condos | 2010115A | 30 | 2 | 1500 | 1 | 560 | 1 | 1500000 | TRUE | 130 | 120 |  | Heliodyne - Delta-T Pro Ethernet |  | Heliodyne - Delta-T Pro Ethernet | City and County of San Francisco | FALSE | 27.06 |  | 2014-01-06 | 2014-10-15 | 2014-10-10 | 2014-11-03 | 2016-04-28 | 2016-05-26 | 3068 | 122437.81 | Up-front Payment
PGE-002579 | Commercial/Multifamily Residential | Domestic Hot Water | Gas | Pacific Gas and Electric | Incentive:Paid | 118112 | 20.19 |  | 1 | 5850 |  | 5850 |  | 2014-10-10 13:44 | 2014-11-03 | SUN LIGHT & POWER | New Construction | San Francisco | San Francisco | 94158 | Host Customer is System Owner | [7 empty] | 1606.8 | 40.17 |  | Glycol | Pressure Stagnation Protection (PSP) | Solar Storage and Auxiliary Tanks are separate |  | 1 | 1 | 6956 | Z03 | 188 | Units | Apartments/Condos | 2010115A | 40 | 2 | 2400 | 1 | 500 | 1 | 3000000 | TRUE | 140 | 120 |  | Heliodyne - Delta-T Pro Ethernet |  | Heliodyne - Delta-T Pro Ethernet | City of San Francisco | FALSE | 28.91 |  | 2014-01-03 | 2014-10-15 | 2014-10-10 | 2014-11-03 | 2016-04-28 | 2016-05-26 | 3064 | 169122.73 | Up-front Payment
PGE-002580 | Low Income Multifamily Residential | Domestic Hot Water | Gas | Pacific Gas and Electric | Incentive:Paid | 14788 | 19.23 |  | 1 | 769 |  | 769 |  | 2014-02-27 08:31 | 2014-03-26 | SUN LIGHT & POWER | Retrofit | SAN JOSE | Santa Clara | 95111 | Host Customer is System Owner | [7 empty] | 215.52 | 26.94 |  | Glycol | Pressure Stagnation Protection (PSP) | Solar Storage and Auxiliary Tanks are separate |  | 1 | 1 | 672 | Z03 | 16 | Units | Apartments/Condos | 2010115C | 8 | 2 | 318 | 1 | 80 | 1 | 199000 | TRUE | 120 | 120 |  |  |  |  | City of San Jose | FALSE | 39.18 |  | 2014-02-20 | 2014-03-20 | 2014-02-27 | 2014-03-26 | 2015-08-12 | 2015-10-09 | 3294 | 30126 | Up-front Payment
PGE-002582 | Low Income Multifamily Residential | Domestic Hot Water | Gas | Pacific Gas and Electric | Incentive:Paid | 13538 | 19.23 |  | 1 | 704 |  | 704 |  | 2014-02-27 08:33 | 2014-03-27 | SUN LIGHT & POWER | Retrofit | SAN JOSE | Santa Clara | 95111 | Host Customer is System Owner | [7 empty] | 269.4 | 26.94 |  | Glycol | Pressure Stagnation Protection (PSP) | Solar Storage and Auxiliary Tanks are separate |  | 1 | 1 | 672 | Z03 | 16 | Units | Apartments/Condos | 2010115C | 10 | 2 | 318 | 1 | 80 | 1 | 199000 | TRUE | 120 | 120 |  |  |  |  | City of San Jose | FALSE | 42.79 |  | 2014-02-20 | 2014-03-20 | 2014-02-27 | 2014-03-27 | 2015-08-12 | 2015-10-09 | 3294 | 30126 | Up-front Payment
PGE-002583 | Low Income Multifamily Residential | Domestic Hot Water | Gas | Pacific Gas and Electric | Incentive:Paid | 14865 | 19.23 |  | 1 | 773 |  | 773 |  | 2014-02-27 08:40 | 2014-03-27 | SUN LIGHT & POWER | Retrofit | SAN JOSE | Santa Clara | 95111 | Host Customer is System Owner | [7 empty] | 269.4 | 26.94 |  | Glycol | Pressure Stagnation Protection (PSP) | Solar Storage and Auxiliary Tanks are separate |  | 1 | 1 | 672 | Z03 | 16 | Units | Apartments/Condos | 2010115C | 10 | 2 | 318 | 1 | 80 | 1 | 199000 | TRUE | 120 | 120 |  |  |  |  | City of San Jose | FALSE | 38.97 |  | 2014-02-20 | 2014-03-20 | 2014-02-27 | 2014-03-27 | 2015-08-12 | 2015-10-09 | 3294 | 30126 | Up-front Payment
PGE-002584 | Low Income Multifamily Residential | Domestic Hot Water | Gas | Pacific Gas and Electric | Incentive:Paid | 5307 | 19.23 |  | 1 | 276 |  | 276 |  | 2014-02-27 08:42 | 2014-03-27 | SUN LIGHT & POWER | Retrofit | San Jose | Santa Clara | 95111 | Host Customer is System Owner | [7 empty] | 80.34 | 40.17 |  | Glycol | Pressure Stagnation Protection (PSP) | Solar and Auxiliary Storage are the same Tank |  | 1 | 1 | 168 | Z04 | 4 | Units | Apartments/Condos | 2010115A | 2 | 1 | 119 | 1 | 0 | 0 | 199000 | TRUE | 120 | 120 |  |  |  |  | City of San Jose | FALSE | 109.15 |  | 2014-02-20 | 2014-03-20 | 2014-02-27 | 2014-03-27 | 2015-09-22 | 2015-09-28 | 3273 | 30126 | Up-front Payment
PGE-002585 | Single Family Residential | Domestic Hot Water | Gas | Pacific Gas and Electric | Incentive:Paid | 2508 | 18.59 |  | 1 | 142 |  | 135 |  | 2014-01-03 12:22 | 2014-01-03 | SUNWATER SOLAR INC | Retrofit | REDWOOD CITY | San Mateo | 94065 | Host Customer is System Owner | 4 |  | 2007023A | Heat Transfer Products | PHOENIX SOLAR | PH-80S | Indirect Forced Circulation (IF) | 39.78 |  | AE-40E | Glycol | Advanced Controller with a Vacation or Holiday Mode | Solar and Auxiliary Storage are the same Tank | 80.044 | 1 | 0.95 | 55 | Z03 | [18 empty] | Redwood City | FALSE | 85.09 |  | 2011-06-01: 2013-12-31; 2011-08-03: 2014-01-03; 2011-09-20: 2014-01-03 | 3936 | 12082.74 | Up-front Payment
SCG-002586 | Commercial/Multifamily Residential | Domestic Hot Water | Gas | Southern California Gas Company | Incentive:Canceled | 83050 | 25 |  | 1 SCG | 3322 |  | 3322 |  | 2014-01-06 10:10 | 2014-01-14 |  | Retrofit | Canoga Park | Los Angeles | 91304 | Host Customer is System Owner | [7 empty] | 843.57 | 40.17 |  | Glycol | Advanced Controller with a Vacation or Holiday Mode | Solar Storage and Auxiliary Tanks are separate |  | 1 | 1 | 2014 | Z09 | 53 | Units | Apartments/Condos | 2010115A | 21 | 1 | 1260 | 1 | 115 | 1 | 500000 | TRUE | 140 | 140 |  |  |  | Heliodyne - Delta-T Pro WiFi |  | FALSE | 33.38 |  | 2011-06-01: 2014-01-02; 2011-06-23: 2014-01-06; 2011-07-01: 2014-01-14 | 3938 | 110880 | Up-front Payment
SCG-002587 | Commercial/Multifamily Residential | Domestic Hot Water | Gas | Southern California Gas Company | Incentive:Canceled | 83050 | 25 |  | 1 SCG | 3322 |  | 3322 |  | 2014-01-06 10:11 | 2014-01-14 |  | Retrofit | Canoga Park | Los Angeles | 91304 | Host Customer is System Owner | [7 empty] | 843.57 | 40.17 |  | Glycol | Advanced Controller with a Vacation or Holiday Mode | Solar Storage and Auxiliary Tanks are separate |  | 1 | 1 | 2014 | Z09 | 53 | Units | Apartments/Condos | 2010115A | 21 | 1 | 1260 | 1 | 115 | 1 | 500000 | TRUE | 140 | 140 |  |  |  | Heliodyne - Delta-T Pro WiFi |  | FALSE | 33.38 |  | 2011-06-01: 2014-01-02; 2011-06-23: 2014-01-06; 2011-07-01: 2014-01-14 | 3938 | 110880 | Up-front Payment
SCG-002588 | Commercial/Multifamily Residential | Domestic Hot Water | Gas | Southern California Gas Company | Incentive:Paid | 110704 | 14.53 |  | 1 | 7619 |  | 7619 |  | 2014-01-06 10:12 | 2014-01-13 | REGREEN INC | Retrofit | Panorama City | Los Angeles | 91402 | Host Customer is System Owner | [7 empty] | 2008.5 | 40.17 |  | Glycol |  | Solar Storage and Auxiliary Tanks are separate |  | 1 | 1 | 5291 | Z09 | 143 | Units | Apartments/Condos | 2010115A | 50 | 1 | 2240 | 2 | 400 | 2 | 1980000 | TRUE | 140 | 140 |  |  |  | Heliodyne - Delta-T Pro WiFi | City of Los Angeles | FALSE | 31.5 |  | 2014-01-02 |  | 2014-01-06 | 2014-01-13 | 2014-10-09 | 2014-10-31 | 3599 | 240000 | Up-front Payment
SCG-002589 | Commercial/Multifamily Residential | Domestic Hot Water | Gas | Southern California Gas Company | Incentive:Paid | 107246 | 14.53 |  | 1 | 7381 |  | 7381 |  | 2014-01-06 10:12 | 2014-01-13 | REGREEN INC | Retrofit | Panorama City | Los Angeles | 91402 | Host Customer is System Owner | [7 empty] | 2008.5 | 40.17 |  | Glycol |  | Solar Storage and Auxiliary Tanks are separate |  | 1 | 1 | 5328 | Z09 | 144 | Units | Apartments/Condos | 2010115A | 50 | 1 | 2010 | 1 | 400 | 2 | 1980000 | TRUE | 140 | 140 |  |  |  | Heliodyne - Delta-T Pro WiFi | City of Los Angeles | FALSE | 32.52 |  | 2014-01-02 |  | 2014-01-06 | 2014-01-13 | 2014-10-09 | 2014-10-31 | 3599 | 240000 | Up-front Payment
SCG-002590 | Commercial/Multifamily Residential | Domestic Hot Water | Gas | Southern California Gas Company | Incentive:Canceled | 55680 | 25 |  | 1 SCG | 2291 |  | 2291 |  | 2014-01-08 11:51 | 2014-01-13 |  | Retrofit | Los Angeles | Los Angeles | 90056 | Host Customer is System Owner | [7 empty] | 642.72 | 40.17 |  | Drainback |  | Solar Storage and Auxiliary Tanks are separate |  | 1 | 1 | 1280 | Z06 | 32 | Units | Apartments/Condos | 2010115A | 16 | 1 | 960 | 3 | 100 | 1 | 270000 | TRUE | 140 | 140 |  |  |  | Heliodyne - Delta-T Pro Ethernet |  | FALSE | 24.3 |  | 2011-06-01: 2014-01-08; 2011-06-23: 2014-01-08; 2011-07-01: 2014-01-13 | 3939 | 55680 | Up-front Payment
SDG-002592 | Single Family Residential | Domestic Hot Water | Propane | San Diego Gas and Electric | Incentive:Paid | 1834 | 0.54 |  | 1 | 3589 |  | 3589 |  | 2014-01-30 14:41 | 2014-02-07 | SOLAR SERVICES OF SAN DIEGO INC | Retrofit | lakeside | San Diego | 92040 | Host Customer is System Owner | 4 | 4 | 2001016C | Solahart Industries | SOLAHART | ASG 302J & ASG 302J FREE HEAT. | Indirect Thermosyphon (IT) | 42.69 |  | J | Glycol | HartStat, or equivalent | Solar Storage and Auxiliary Tanks are separate | 117.028 | 1 | 1 | 55 | Z14 | [18 empty] | San Diego County | FALSE | 1.95 |  | 2011-06-01: 2014-01-07; 2011-08-03: 2014-01-30; 2011-09-20: 2014-02-07 | 3894 | 6995 | Up-front Payment
SDG-002593 | Single Family Residential | Domestic Hot Water | Propane | San Diego Gas and Electric | Incentive:Paid | 1834 | 0.54 |  | 1 | 3589 |  | 3589 |  | 2014-02-04 14:16 | 2014-02-07 | SOLAR SERVICES OF SAN DIEGO INC | Retrofit | alpine | San Diego | 91901 | Host Customer is System Owner | 6 |  | 2001016C | Solahart Industries | SOLAHART | ASG 302J & ASG 302J FREE HEAT. | Indirect Thermosyphon (IT) | 42.69 |  | J | Glycol | HartStat, or equivalent | Solar Storage and Auxiliary Tanks are separate | 117.028 | 1 | 1 | 75 | Z14 | [18 empty] | San Diego County | FALSE | 2.23 |  | 2011-06-01: 2014-01-07; 2011-08-03: 2014-02-04; 2011-09-20: 2014-02-07 | 3894 | 7995 | Up-front Payment
PGE-002594 | Single Family Residential | Domestic Hot Water | Gas | Pacific Gas and Electric | Incentive:Paid | 1153 | 18.59 |  | 1 | 62 |  | 62 |  | 2014-01-17 16:47 | 2014-01-29 | AZTEC SOLAR INC | Retrofit | SACRAMENTO | Sacramento | 95818 | Host Customer is System Owner | 2 |  | 30003825 | SunEarth, Inc. | CopperHeart | CP-40G | Direct Integral Collector Storage (DI) | 24.96 |  | CP-40 |  |  | Solar Storage and Auxiliary Tanks are separate | 39.89 | 1 | 1 | 35 | Z12 | [11 empty] | FALSE | [6 empty] | City of Sacramento | FALSE | 134.91 |  | 2014-01-07 | 2014-01-27 |  |  | 2014-01-17 | 2014-01-29 | 3919 | 8364.16 | Up-front Payment
SDG-002595 | Low Income Multifamily Residential | Domestic Hot Water | Gas | San Diego Gas and Electric | Incentive:Paid | 6767 | 19.23 |  | 1 | 414 |  | 352 |  | 2014-04-10 12:57 | 2014-05-01 | VILLARA CORPORATION | Retrofit | La Mesa | San Diego | 91942 | Host Customer is System Owner | [7 empty] | 163.8 | 40.95 |  | Glycol | Steam Back | Solar Storage and Auxiliary Tanks are separate |  | 0.85 | 1 | 480 | Z07 | 12 | Units | Apartments/Condos | 10001803 | 4 | 1 | 80 | 1 | 119 | 1 | 199000 | TRUE | 125 | 115 |  |  |  |  | City of La Mesa | FALSE | 48.61 |  | 2014-01-09 | 2014-04-25 | 2014-04-10 | 2014-05-01 | 2014-06-24 | 2014-07-16 | 3721 | 20125 | Up-front Payment
SCG-002596 | Commercial/Multifamily Residential | Domestic Hot Water | Gas | Southern California Gas Company | Incentive:Paid | 89083 | 14.53 |  | 1 | 6131 |  | 6131 |  | 2014-02-14 15:13 | 2014-03-21 | ALL VALLEY SOLAR INC | New Construction | Los Angeles | Los Angeles | 90021 | Host Customer is System Owner | [7 empty] | 1801.8 | 40.95 |  | Drainback |  | Solar Storage and Auxiliary Tanks are separate |  | 1 | 1 | 3686 | Z09 | 97 | Units | Apartments/Condos | 10001803 | 44 | 3 | 2808 | 1 | 380 | 1 | 1500000 | TRUE | 125 | 140 |  |  |  | SunEarth - SETR A503 TTR U + VFS 5-100 | ladbs | FALSE | 29.53 |  | 2014-01-21 |  | 2014-02-14 | 2014-03-21 | 2014-06-02 | 2014-06-23 | 3771 | 181029 | Up-front Payment
SDG-002597 | Low Income Multifamily Residential | Domestic Hot Water | Gas | San Diego Gas and Electric | Incentive:Paid | 6631 | 19.23 |  | 1 | 363 |  | 345 |  | 2014-04-10 12:58 | 2014-05-01 | VILLARA CORPORATION | Retrofit | La Mesa | San Diego | 91942 | Host Customer is System Owner | [7 empty] | 163.8 | 40.95 |  | Glycol | Steam Back | Solar Storage and Auxiliary Tanks are separate |  | 0.95 | 1 | 480 | Z07 | 12 | Units | Apartments/Condos | 10001803 | 4 | 1 | 80 | 1 | 119 | 1 | 199000 | TRUE | 125 | 115 |  |  |  |  | City of La Mesa | FALSE | 55.44 |  | 2014-01-09 | 2014-04-25 | 2014-04-10 | 2014-05-01 | 2014-06-24 | 2014-07-21 | 3729 | 20125 | Up-front Payment
SDG-002598 | Low Income Multifamily Residential | Domestic Hot Water | Gas | San Diego Gas and Electric | Incentive:Paid | 6631 | 19.23 |  | 1 | 363 |  | 345 |  | 2014-04-10 12:59 | 2014-05-01 | VILLARA CORPORATION | Retrofit | La Mesa | San Diego | 91942 | Host Customer is System Owner | [7 empty] | 163.8 | 40.95 |  | Glycol | Steam Back | Solar Storage and Auxiliary Tanks are separate |  | 0.95 | 1 | 480 | Z07 | 12 | Units | Apartments/Condos | 10001803 | 4 | 1 | 80 | 1 | 119 | 1 | 199000 | TRUE | 125 | 115 |  |  |  |  | City of La Mesa | FALSE | 55.44 |  | 2014-01-09 | 2014-04-25 | 2014-04-10 | 2014-05-01 | 2014-06-24 | 2014-07-21 | 3729 | 20125 | Up-front Payment
SDG-002599 | Low Income Multifamily Residential | Domestic Hot Water | Gas | San Diego Gas and Electric | Incentive:Paid | 6631 | 19.23 |  | 1 | 363 |  | 345 |  | 2014-04-10 12:59 | 2014-05-01 | VILLARA CORPORATION | Retrofit | La Mesa | San Diego | 91942 | Host Customer is System Owner | [7 empty] | 163.8 | 40.95 |  | Glycol | Steam Back | Solar Storage and Auxiliary Tanks are separate |  | 0.95 | 1 | 480 | Z07 | 12 | Units | Apartments/Condos | 10001803 | 4 | 1 | 80 | 1 | 119 | 1 | 199000 | TRUE | 125 | 115 |  |  |  |  | City of La Mesa | FALSE | 55.44 |  | 2014-01-09 | 2014-04-25 | 2014-04-10 | 2014-05-01 | 2014-06-24 | 2014-07-21 | 3729 | 20125 | Up-front Payment
SDG-002600 | Low Income Multifamily Residential | Domestic Hot Water | Gas | San Diego Gas and Electric | Incentive:Paid | 6767 | 19.23 |  | 1 | 414 |  | 352 |  | 2014-04-10 13:00 | 2014-05-01 | VILLARA CORPORATION | Retrofit | La Mesa | San Diego | 91942 | Host Customer is System Owner | [7 empty] | 163.8 | 40.95 |  | Glycol | Advanced Controller with a Vacation or Holiday Mode | Solar Storage and Auxiliary Tanks are separate |  | 0.85 | 1 | 480 | Z07 | 12 | Units | Apartments/Condos | 10001803 | 4 | 1 | 80 | 1 | 119 | 1 | 199000 | TRUE | 125 | 115 |  |  |  |  | City of La Mesa | FALSE | 48.61 |  | 2014-01-09 | 2014-04-25 | 2014-04-10 | 2014-05-01 | 2014-06-24 | 2014-07-16 | 3721 | 20125 | Up-front Payment
PGE-002601 | Low Income Multifamily Residential | Domestic Hot Water | Gas | Pacific Gas and Electric | Incentive:Canceled | 85418 | 19.23 |  | 1 | 4627 |  | 4442 |  | 2014-01-13 08:47 | 2014-02-13 | SUN LIGHT & POWER | Retrofit | San Francisco | San Francisco | 94102 | Host Customer is System Owner | [7 empty] | 1205.1 | 40.17 |  | Glycol | Advanced Controller with a Vacation or Holiday Mode | Solar Storage and Auxiliary Tanks are separate |  | 0.96 | 1 | 3996 | Z03 | 108 | Units | Apartments/Condos | 2010115A | 30 | 2 | 1950 | 1 | 240 | 1 | 800000 | TRUE | 120 | 120 |  |  |  | Heliodyne - Delta-T Pro Ethernet |  | FALSE | 39.5 |  | 2014-01-09 | 2014-01-27 | 2014-01-13 | 2014-02-13 |  |  | 3908 | 182770.48 | Up-front Payment
PGE-002602 | Commercial/Multifamily Residential | Domestic Hot Water | Gas | Pacific Gas and Electric | Incentive:Paid | 39100 | 14.53 |  | 1 | 2691 |  | 2691 |  | 2014-03-31 11:26 | 2014-05-29 | SUN LIGHT & POWER | Retrofit | San Francisco | San Francisco | 94158 | Host Customer is System Owner | [7 empty] | 642.72 | 40.17 |  | Glycol | Advanced Controller with a Vacation or Holiday Mode | Solar Storage and Auxiliary Tanks are separate |  | 1 | 1 | 5439 | Z03 | 147 | Units | Apartments/Condos | 2010115A | 16 | 2 | 1000 | 1 | 390 | 1 | 399000 | TRUE | 130 | 120 |  |  |  | Heliodyne - Delta-T Pro Ethernet | City and County of San Francisco | FALSE | 25.49 |  | 2014-03-27 | 2014-05-14 | 2014-03-31 | 2014-05-29 | 2014-06-23 | 2014-07-24 | 3721 | 68603.57 | Up-front Payment
SCG-002604 | Low Income Multifamily Residential | Domestic Hot Water | Gas | Southern California Gas Company | Incentive:Paid | 62805 | 19.23 |  | 1 | 3266 |  | 3266 |  | 2014-02-28 12:29 | 2014-05-06 | CALIFORNIA SOLAR THERMAL INC | New Construction | El Monte | Los Angeles | 91731 | Host Customer is System Owner | [7 empty] | 1228.5 | 40.95 |  | Glycol | Steam Back | Solar Storage and Auxiliary Tanks are separate |  | 1 | 1 | 1640 | Z09 | 41 | Units | Apartments/Condos | 10001803 | 30 | 1 | 1228.5 | 1 | 462 | 1 | 798000 | TRUE | 120 | 140 |  |  |  | SunEarth - SETR A503 TTR U + VFS 10-200 | City of El Monte | FALSE | 33.84 |  | 2014-01-10 |  | 2014-02-28 | 2014-05-06 | 2014-05-13 | 2014-05-16 | 3804 | 110530 | Up-front Payment
PGE-002606 | Commercial/Multifamily Residential | Domestic Hot Water | Gas | Pacific Gas and Electric | Incentive:Paid | 69584 | 14.53 |  | 1 | 4789 |  | 4789 |  | 2014-03-17 12:59 | 2014-04-01 | SUN LIGHT & POWER | New Construction | Santa Clara | Santa Clara | 95051 | Host Customer is System Owner | [7 empty] | 1285.44 | 40.17 |  | Glycol | Pressure Stagnation Protection (PSP) | Solar Storage and Auxiliary Tanks are separate |  | 1 | 1 | 4847 | Z04 | 133 | Units | Apartments/Condos | 2010115A | 32 | 2 | 1950 | 1 | 572 | 1 | 750000 | TRUE | 150 | 120 |  | Heliodyne - Delta-T Pro Ethernet |  | Heliodyne - Delta-T Pro Ethernet | City of Santa Clara | FALSE | 32.71 |  | 2014-03-15 | 2014-03-25 | 2014-03-17 | 2014-04-01 | 2015-06-11 | 2015-06-16 | 3414 | 156634.59 | Up-front Payment
SDG-002607 | Single Family Residential | Domestic Hot Water | Electric | San Diego Gas and Electric | Incentive:Paid | 1834 |  | 0.54 | 1 |  | 3559 |  | 3559 | 2014-02-08 11:22 | 2014-02-10 | CALIFORNIA SOLAR THERMAL INC | Retrofit | Ramona | San Diego | 92065 | Host Customer is System Owner | 6 |  | 1996001P | SunEarth, Inc. | SOLARAY | TE80P-120-2 | Indirect Forced Circulation (IF) | 81.81 |  | EP-40 / EP-40-0.75 | Glycol | Steam Back | Solar Storage and Auxiliary Tanks are separate | 119.934 | 1 | 1 | 75 | Z10 | [18 empty] | San Diego County | FALSE |  | 2.25 | 2014-01-13 | 2014-02-10 |  |  | 2014-02-08 | 2014-02-10 | 3894 | 8000 | Up-front Payment
PGE-002608 | Commercial/Multifamily Residential | Domestic Hot Water | Gas | Pacific Gas and Electric | Incentive:Paid | 29006 | 14.53 |  | 1 | 2058 |  | 1996 |  | 2014-04-10 14:21 | 2014-05-16 | OXYPOWER INC | Retrofit | San Francisco | San Francisco | 94109 | Host Customer is System Owner | [7 empty] | 642.72 | 40.17 |  | Glycol | Advanced Controller with a Vacation or Holiday Mode | Solar Storage and Auxiliary Tanks are separate |  | 0.97 | 1 | 1120 | Z03 | 28 | Units | Apartments/Condos | 2010115A | 16 | 1 | 875 | 3 | 200 | 2 | 500000 | TRUE | 130 | 130 |  |  |  | Heliodyne - Delta-T Pro Ethernet | City and County of San Francisco | FALSE | 38.78 |  | 2014-01-13 | 2014-12-11 | 2014-04-10 | 2014-05-16 | 2014-11-14 | 2014-12-16 | 3580 | 79808 | Up-front Payment
SCG-002611 | Low Income Multifamily Residential | Domestic Hot Water | Gas | Southern California Gas Company | Incentive:Paid | 43408 | 24.89 |  | 1 | 1744 |  | 1744 |  | 2014-10-29 11:29 | 2014-12-05 | SOLAR - TEC SYSTEMS INC | New Construction | Anaheim | Orange | 92804 | Host Customer is System Owner | [7 empty] | 642.72 | 40.17 |  | Glycol | Advanced Controller with a Vacation or Holiday Mode | Solar Storage and Auxiliary Tanks are separate |  | 1 | 1 | 1280 | Z08 | 32 | Units | Apartments/Condos | 2010115A | 16 | 1 | 712 | 1 | 235 | 1 | 399000 | TRUE | 100 | 105 |  | Heliodyne - Delta-T Pro Ethernet |  | Heliodyne - Delta-T Pro Ethernet | Anaheim, CA | FALSE | 54.43 |  | 2014-01-14 |  | 2014-10-29 | 2014-12-05 | 2015-04-10 | 2015-06-19 | 3389 | 94925 | Up-front Payment
PGE-002616 | Commercial/Multifamily Residential | Domestic Hot Water | Gas | Pacific Gas and Electric | Incentive:Paid | 56929 | 14.53 |  | 1 | 3918 |  | 3918 |  | 2014-01-21 09:40 | 2014-02-13 | SUN LIGHT & POWER | New Construction | SAN FRANCISCO | San Francisco | 94102 | Host Customer is System Owner | [7 empty] | 1285.44 | 40.17 |  | Glycol | Pressure Stagnation Protection (PSP) | Solar Storage with Tankless Auxiliary Water Heater |  | 1 | 1 | 3458 | Z03 | 91 | Units | Apartments/Condos | 2010115A | 32 | 2 | 2000 | 1 | 0 | 0 | 1800000 | TRUE | 120 | 120 |  | Heliodyne - Delta-T Pro Ethernet |  | Heliodyne - Delta-T Pro Ethernet | City of San Francisco | FALSE | 88.16 |  | 2014-01-17 | 2014-01-28 | 2014-01-21 | 2014-02-13 | 2015-08-06 | 2015-08-25 | 3333 | 345426.34 | Up-front Payment
PGE-002617 | Single Family Residential | Domestic Hot Water | Gas | Pacific Gas and Electric | Incentive:Paid | 2287 | 18.59 |  | 1 | 123 |  | 123 |  | 2014-01-22 16:47 | 2014-04-01 | GAGNE BROTHERS ENTERPRISES INC | Retrofit | Oakland | Alameda | 94619 | Host Customer is System Owner | 3 |  | 2011141B | Heliodyne, Inc. | HELIOPAK | HPAK 016 1 410 G 80 ACD Z | Indirect Forced Circulation (IF) | 40.17 |  | 410 001 |  |  | Solar Storage and Auxiliary Tanks are separate | 80.044 | 1 | 1 | 45 | Z03 | [11 empty] | FALSE | [6 empty] | Oakland | FALSE | 114.69 |  | 2014-01-17 | 2014-01-29 |  |  | 2014-01-22 | 2014-04-01 | 3854 | 14106.95 | Up-front Payment
SCG-002618 | Commercial Pools | Pool Heating | Gas | Southern California Gas Company | Incentive:Paid | 22547 | 7 |  | 1 | 3221 |  | 3221 |  | 2014-11-25 08:56 | 2014-12-10 | THE SOLAR ENERGY COMPANY INC | Retrofit | Santa Barbara | Santa Barbara | 93111 | Host Customer is System Owner | [7 empty] | 1027.78 | 39.53 |  | Drainback |  |  |  | 1 | 1 |  | Z06 |  |  |  | 2006017A | 26 | 1 | [5 empty] | FALSE |  |  |  | Badger - Badger 380 |  | Badger - Badger 380 | Santa Barbara County | FALSE | 7.85 |  | 2014-01-17 | 2015-03-27 | 2014-11-25 | 2014-12-10 | 2015-01-29 | 2015-03-11 | 3194 | 25300 | Up-front Payment
SCG-002619 | Commercial/Multifamily Residential | Domestic Hot Water | Gas | Southern California Gas Company | Incentive:Canceled | 128591 | 14.53 |  | 1 | 8850 |  | 8850 |  | 2014-02-06 13:49 | 2014-02-20 |  | New Construction | Los Angeles | Los Angeles | 90015 | Host Customer is System Owner | [7 empty] | 2530.71 | 40.17 |  | Glycol |  | Solar Storage with Tankless Auxiliary Water Heater |  | 1 | 1 | 4551 | Z09 | 123 | Units | Apartments/Condos | 2010115A | 63 | 1 | 3780 | 2 | 0 | 0 | 9000000 | TRUE | 120 | 140 | [5 empty] | FALSE | 44.14 |  | 2011-06-01: 2014-02-06; 2011-06-23: 2014-02-06; 2011-07-01: 2014-02-20 | 3901 | 390600 | Up-front Payment
SCG-002620 | Commercial/Multifamily Residential | Domestic Hot Water | Gas | Southern California Gas Company | Incentive:Canceled | 128591 | 14.53 |  | 1 | 8850 |  | 8850 |  | 2014-02-06 13:50 | 2014-02-20 |  | New Construction | Los Angeles | Los Angeles | 90015 | Host Customer is System Owner | [7 empty] | 2530.71 | 40.17 |  | Glycol |  | Solar Storage with Tankless Auxiliary Water Heater |  | 1 | 1 | 4551 | Z09 | 123 | Units | Apartments/Condos | 2010115A | 63 | 1 | 3780 | 2 | 0 | 0 | 9000000 | TRUE | 120 | 140 | [5 empty] | FALSE | 44.14 |  | 2011-06-01: 2014-02-06; 2011-06-23: 2014-02-06; 2011-07-01: 2014-02-20 | 3901 | 390600 | Up-front Payment
SCE-002622 | Single Family Residential | Domestic Hot Water | Electric | Southern California Edison | Incentive:Paid | 1517 |  | 0.54 | 1 |  | 2809 |  | 2809 | 2014-02-13 12:00 | 2014-02-28 | ADVANCED CONSERVATION SYSTEMS INC | Retrofit | Littlerock | Los Angeles | 93543 | Host Customer is System Owner | 3 |  | 2001026A | SunEarth, Inc. | CASCADE | EPRD-40-80 | Indirect Forced Circulation (IF) | 40.9 |  | EP-40 / EP-40-0.75 |  |  | Solar and Auxiliary Storage are the same Tank | 80.044 | 1 | 1 | 45 | Z14 | [18 empty] | County of Los Angeles | FALSE |  | 2.88 | 2011-06-01: 2014-01-21; 2011-08-03: 2014-02-13; 2011-09-20: 2014-02-28 | 3867 | 8100 | Up-front Payment
PGE-002623 | Low Income Multifamily Residential | Domestic Hot Water | Gas | Pacific Gas and Electric | Reservation:Canceled | 44398 | 19.23 |  | 1 | 2405 |  | 2309 |  | 2014-02-24 15:55 |  | SUN LIGHT & POWER | New Construction | Sunnyvale | Santa Clara | 94085 | Host Customer is System Owner | [7 empty] | 602.55 | 40.17 |  | Glycol |  | Solar Storage and Auxiliary Tanks are separate |  | 0.96 | 1 | 2242 | Z04 | 59 | Units | Apartments/Condos | 2010115A | 15 | 3 | 900 | 1 | 260 | 2 | 800000 | TRUE | 130 | 120 |  |  |  | Heliodyne - Delta-T Pro Ethernet |  | FALSE | 44.66 |  | 2011-06-01: 2014-02-18; 2011-06-21: 2014-03-19 | 3834 | 107418.38 | Up-front Payment
SCG-002624 | Commercial Pools | Pool Heating | Gas | Southern California Gas Company | Incentive:Paid | 5880 | 7 |  | 1 | 840 |  | 840 |  | 2014-05-13 09:28 | 2014-06-18 | SOLAR UNLIMITED INC | Retrofit | Burbank | Los Angeles | 91505 | Host Customer is System Owner | [7 empty] | 570.12 | 47.51 |  | Drainback |  |  |  | 1 | 1 |  | Z09 |  |  |  | 10001773 | 12 | 1 | [5 empty] | FALSE |  |  |  | SunEarth - SETR A503 TTR U + VFS 20-400 |  | SunEarth - SETR A503 TTR U + VFS 20-400 | Burbank | FALSE | 10.32 |  | 2014-01-21 |  | 2014-05-13 | 2014-06-18 | 2014-09-15 | 2014-12-10 | 3599 | 8670 | Up-front Payment
SCG-002625 | Commercial Pools | Pool Heating | Gas | Southern California Gas Company | Incentive:Paid | 59024 | 7 |  | 1 | 8432 |  | 8432 |  | 2014-03-03 10:50 | 2014-04-07 | CATERSOLAR INC | Retrofit | Calabasas | Los Angeles | 91302 | Owner/Tenant | [7 empty] | 3402 | 47.25 |  | Drainback |  |  |  | 1 | 1 |  | Z09 |  |  |  | 16204-12 | 72 | 1 | [5 empty] | FALSE | [5 empty] | Badger - Badger 380 | City of Calabasas | FALSE | 7.12 |  | 2014-01-21 |  | 2014-03-03 | 2014-04-07 | 2014-04-28 | 2014-06-03 | 3778 | 60001 | Up-front Payment
SCG-002626 | Single Family Residential | Domestic Hot Water | Gas | Southern California Gas Company | Incentive:Paid | 3743 | 29.85 |  | 1 | 132 |  | 125 |  | 2014-09-16 11:11 | 2014-10-10 | Self Installer | Retrofit | Riverside | Riverside | 92504 | Host Customer is System Owner | 4 |  | 2001001A | SunEarth, Inc. | SOLARAY | TE40P-80-2G | Indirect Forced Circulation (IF) | 40.9 |  | EP-40 / EP-40-0.75 |  |  | Solar Storage and Auxiliary Tanks are separate | 80 | 1 | 0.95 | 55 | Z10 | [18 empty] | Riverside,riverside,ca | FALSE | 43.04 |  | 2011-06-01: 2014-01-22; 2011-08-03: 2014-09-16; 2011-09-20: 2014-10-10 | 3414 | 5681 | Up-front Payment
PGE-002627 | Low Income Multifamily Residential | Domestic Hot Water | Gas | Pacific Gas and Electric | Incentive:Paid | 97320 | 24.89 |  | 1 | 3910 |  | 3910 |  | 2014-09-16 15:38 | 2014-10-09 | SUN LIGHT & POWER | New Construction | OAKLAND | Alameda | 94610 | Host Customer is System Owner | [7 empty] | 1285.44 | 40.17 |  | Glycol | Pressure Stagnation Protection (PSP) | Solar Storage and Auxiliary Tanks are separate |  | 1 | 1 | 2584 | Z03 | 68 | Units | Apartments/Condos | 2010115A | 32 | 2 | 1950 | 1 | 258 | 3 | 732000 | TRUE | 120 | 120 |  | Heliodyne - Delta-T Pro Ethernet |  | Heliodyne - Delta-T Pro Ethernet | City of Oakland | FALSE | 45.9 |  | 2014-07-01 | 2014-09-22 | 2014-09-16 | 2014-10-09 | 2016-04-05 | 2016-04-19 | 3098 | 179463.5 | Up-front Payment
SCG-002628 | Commercial/Multifamily Residential | Domestic Hot Water | Gas | Southern California Gas Company | Reservation:Canceled | 8195 | 17.16 |  | 2 | 564 |  | 564 |  |  |  |  | Retrofit | los angeles | Los Angeles | 90025 | Host Customer is System Owner | [7 empty] | 163.8 | 40.95 |  | Drainback |  | Solar Storage and Auxiliary Tanks are separate |  | 1 | 1 | 336 | Z06 | 8 | Units | Apartments/Condos | 10001803 | 4 | 1 | 240 | 2 | 100 | 1 | 199000 | TRUE | 125 | 145 | [5 empty] | FALSE | 39.1 |  | 2011-06-01: 2014-01-23 | 3918 | 22050 | Up-front Payment
SCG-002629 | Low Income Multifamily Residential | Domestic Hot Water | Gas | Southern California Gas Company | Incentive:Paid | 14403 | 19.23 |  | 1 | 749 |  | 749 |  | 2014-02-06 13:57 | 2014-02-18 | ENVIRONMENTAL SOLAR DESIGN INC | New Construction | Los Angeles | Los Angeles | 90038 | Host Customer is System Owner | [7 empty] | 204.3 | 40.86 |  | Glycol |  | Solar Storage and Auxiliary Tanks are separate |  | 1 | 1 | 840 | Z08 | 22 | Units | Apartments/Condos | 1981098H | 5 | 1 | 305 | 1 | 200 | 1 | 499000 | TRUE | 135 | 125 |  |  |  |  | Van Nuys | FALSE | 35.86 |  | 2014-01-24 |  | 2014-02-06 | 2014-02-18 | 2014-02-18 | 2014-02-19 | 3884 | 26860 | Up-front Payment
SCE-002630 | Single Family Residential | Domestic Hot Water | Electric | Southern California Edison | Incentive:Paid | 1776 |  | 0.54 | 1 |  | 3289 |  | 3289 | 2014-01-24 12:04 | 2014-02-10 | PHOENIX ENERGY AND CONSTRUCTION | Retrofit | Winchester | Riverside | 92596 | Host Customer is System Owner | 3 |  | 2011024A | Schuco USA LLLP | ADVANCE PACKAGE | ADVANCE II - 75E | Indirect Forced Circulation (IF) | 44.13 |  | CTE 215 CH |  |  | Solar and Auxiliary Storage are the same Tank | 80.044 | 1 | 1 | 45 | Z10 | [18 empty] | County of Riverside | FALSE |  | 5.53 | 2011-06-01: 2014-01-24; 2011-08-03: 2014-01-24; 2011-09-20: 2014-02-10 | 3902 | 18177.7 | Up-front Payment
SCG-002631 | Single Family Residential | Domestic Hot Water | Gas | Southern California Gas Company | Incentive:Paid | 2361 | 18.59 |  | 1 | 127 |  | 127 |  | 2014-02-19 09:25 | 2014-02-19 | ADVANCED CONSERVATION SYSTEMS INC | Retrofit | Palmdale | Los Angeles | 93551 | Host Customer is System Owner | 2 |  | 2001028A | SunEarth, Inc. | CASCADE | EPRD-40-80-2G | Indirect Forced Circulation (IF) | 40.9 |  | EP-40 / EP-40-0.75 |  |  | Solar Storage and Auxiliary Tanks are separate | 80.044 | 1 | 1 | 35 | Z14 | [18 empty] | Palmdale | FALSE | 63.19 |  | 2011-06-01: 2014-01-24; 2011-08-03: 2014-02-19; 2011-09-20: 2014-02-19 | 3883 | 8025 | Up-front Payment
SCG-002632 | Commercial/Multifamily Residential | Domestic Hot Water | Gas | Southern California Gas Company | Incentive:Paid | 6640 | 14.53 |  | 1 | 457 |  | 457 |  | 2014-01-28 21:13 | 2014-02-14 | SUNLIGHT ENERGY SYSTEMS INC | Retrofit | LA HABRA | Orange | 90631 | Host Customer is System Owner | [7 empty] | 122.85 | 40.95 |  | Drainback |  | Solar Storage and Auxiliary Tanks are separate |  | 1 | 1 | 336 | Z08 | 8 | Units | Apartments/Condos | 10001803 | 3 | 1 | 120 | 1 | 100 | 1 | 85000 | FALSE | 130 | 130 |  |  |  |  | LA HABRA | FALSE | 29.43 |  | 2014-01-27 |  | 2014-01-28 | 2014-02-14 | 2014-12-01 | 2015-01-02 | 3539 | 13451 | Up-front Payment
SCG-002633 | Low Income Single Family Residential | Domestic Hot Water | Gas | Southern California Gas Company | Incentive:Paid | 3077 | 25.64 |  | 1 | 120 |  | 120 |  | 2014-01-29 15:52 | 2014-02-10 | COMMUNITY SERVICES AND EMPLOYMENT TRAINING INCORPORATED | Retrofit | Visalia | Tulare | 93292 | Host Customer is System Owner | 1 |  | 2010068D | Fafco, Inc. | 500 SERIES | 500-96SF-50G-50S | Indirect Forced Circulation (IF) | 97.56 |  | 2x8, 2x12 |  |  | Solar Storage and Auxiliary Tanks are separate | 49.929 | 1 | 1 | 20 | Z13 | [18 empty] | City of Visalia | FALSE | 41.56 |  | 2011-06-01: 2014-01-27; 2011-08-03: 2014-01-29; 2011-09-20: 2014-02-10 | 3866 | 4987 | Up-front Payment
SCG-002634 | Single Family Residential | Domestic Hot Water | Gas | Southern California Gas Company | Incentive:Paid | 1311 | 18.59 |  | 1 | 75 |  | 71 |  | 2014-01-27 15:10 | 2014-01-31 | ZERO ENERGY CONTRACTING INC | Retrofit | La Habra | Orange | 90631 | Host Customer is System Owner | 4 |  | 2012012B | Solpal, Inc. | SOLPAL (formerly Solcrafte) | SOLPAL L-G | Direct Integral Collector Storage (DI) | 26.11 |  | Solpal L |  |  | Solar Storage and Auxiliary Tanks are separate | 53.099 | 0.99 | 0.95 | 55 | Z09 | [18 empty] | City of La Habra | FALSE | 133.07 |  | 2011-06-01: 2014-01-27; 2011-08-03: 2014-01-27; 2011-09-20: 2014-01-31 | 3914 | 9980 | Up-front Payment
SCG-002635 | Single Family Residential | Domestic Hot Water | Gas | Southern California Gas Company | Incentive:Paid | 1173 | 18.59 |  | 1 | 75 |  | 63 |  | 2014-01-27 15:30 | 2014-01-31 | ZERO ENERGY CONTRACTING INC | Retrofit | Fullerton | Orange | 92833 | Host Customer is System Owner | 3 |  | 2012012B | Solpal, Inc. | SOLPAL (formerly Solcrafte) | SOLPAL L-G | Direct Integral Collector Storage (DI) | 26.11 |  | Solpal L |  |  | Solar Storage and Auxiliary Tanks are separate | 53.099 | 0.99 | 0.85 | 45 | Z09 | [18 empty] | City of Fullerton | FALSE | 133.07 |  | 2011-06-01: 2014-01-27; 2011-08-03: 2014-01-27; 2011-09-20: 2014-01-31 | 3914 | 9980 | Up-front Payment
SCG-002636 | Single Family Residential | Domestic Hot Water | Gas | Southern California Gas Company | Incentive:Paid | 1142 | 18.59 |  | 1 | 66 |  | 61 |  | 2014-01-27 15:52 | 2014-01-31 | ZERO ENERGY CONTRACTING INC | Retrofit | La Habra | Orange | 90631 | Host Customer is System Owner | 4 |  | 30003825 | SunEarth, Inc. | CopperHeart | CP-40G | Direct Integral Collector Storage (DI) | 24.96 |  | CP-40 |  |  | Solar Storage and Auxiliary Tanks are separate | 39.89 | 0.98 | 0.95 | 55 | Z09 | [18 empty] | City of La Habra | FALSE | 196.06 |  | 2011-06-01: 2014-01-27; 2011-08-03: 2014-01-27; 2011-09-20: 2014-01-31 | 3914 | 12940 | Up-front Payment
SCG-002637 | Single Family Residential | Domestic Hot Water | Gas | Southern California Gas Company | Incentive:Paid | 1343 | 18.59 |  | 1 | 73 |  | 72 |  | 2014-01-27 16:07 | 2014-01-31 | ZERO ENERGY CONTRACTING INC | Retrofit | Downey | Los Angeles | 90241 | Host Customer is System Owner | 5 |  | 2012012B | Solpal, Inc. | SOLPAL (formerly Solcrafte) | SOLPAL L-G | Direct Integral Collector Storage (DI) | 26.11 |  | Solpal L |  |  | Solar Storage and Auxiliary Tanks are separate | 53.099 | 0.99 | 1 | 65 | Z08 | [18 empty] | City of Downey | FALSE | 136.71 |  | 2011-06-01: 2014-01-27; 2011-08-03: 2014-01-27; 2011-09-20: 2014-01-31 | 3914 | 9980 | Up-front Payment
SCG-002638 | Single Family Residential | Domestic Hot Water | Gas | Southern California Gas Company | Incentive:Paid | 1298 | 18.59 |  | 1 | 75 |  | 70 |  | 2014-01-27 16:29 | 2014-01-31 | ZERO ENERGY CONTRACTING INC | Retrofit | Downey | Los Angeles | 90240 | Host Customer is System Owner | 3 |  | 2012012B | Solpal, Inc. | SOLPAL (formerly Solcrafte) | SOLPAL L-G | Direct Integral Collector Storage (DI) | 26.11 |  | Solpal L |  |  | Solar Storage and Auxiliary Tanks are separate | 53.099 | 0.98 | 0.95 | 45 | Z09 | [18 empty] | City of Downey | FALSE | 133.07 |  | 2011-06-01: 2014-01-27; 2011-08-03: 2014-01-27; 2011-09-20: 2014-01-31 | 3914 | 9980 | Up-front Payment
SDG-002639 | Single Family Residential | Domestic Hot Water | Electric | San Diego Gas and Electric | Incentive:Paid | 1409 |  | 0.54 | 1 |  | 2609 |  | 2609 | 2014-02-11 12:42 | 2014-02-12 | SOLAR SERVICES OF SAN DIEGO INC | Retrofit | ramona | San Diego | 92065 | Host Customer is System Owner | 4 |  | 30003777 | Solahart Industries | Solahart | 302J & 302J FREE HEAT | Indirect Thermosyphon (IT) | 43.12 |  | J | Glycol | HartStat, or equivalent | Solar and Auxiliary Storage are the same Tank | 79.252 | 1 | 1 | 55 | Z10 | [18 empty] | san diego county | FALSE |  | 2.59 | 2014-01-28 | 2014-02-11 |  |  | 2014-02-11 | 2014-02-12 | 3894 | 6750 | Up-front Payment
SCG-002641 | Commercial/Multifamily Residential | Domestic Hot Water | Gas | Southern California Gas Company | Incentive:Paid | 6640 | 14.53 |  | 1 | 457 |  | 457 |  | 2014-01-31 16:47 | 2014-02-14 | SUNLIGHT ENERGY SYSTEMS INC | Retrofit | LA HABRA | Orange | 90631 | Host Customer is System Owner | [7 empty] | 122.85 | 40.95 |  | Drainback |  | Solar Storage and Auxiliary Tanks are separate |  | 1 | 1 | 336 | Z08 | 8 | Units | Apartments/Condos | 10001803 | 3 | 1 | 120 | 1 | 100 | 1 | 85000 | FALSE | 130 | 130 |  |  |  |  | LA HABRA | FALSE | 29.43 |  | 2014-01-29 |  | 2014-01-31 | 2014-02-14 | 2014-12-01 | 2015-01-02 | 3539 | 13451 | Up-front Payment
SCG-002644 | Low Income Multifamily Residential | Domestic Hot Water | Gas | Southern California Gas Company | Incentive:Canceled | 59190 | 19.23 |  | 1 | 3078 |  | 3078 |  | 2014-02-27 13:41 | 2014-03-21 |  | Retrofit | Wilmington | Los Angeles | 90744 | Host Customer is System Owner | [7 empty] | 960 | 40 |  | Glycol |  | Solar Storage and Auxiliary Tanks are separate |  | 1 | 1 | 3420 | Z06 | 90 | Units | Apartments/Condos | 2009058C | 24 | 1 | 1056 | 4 | 400 | 4 | 199000 | TRUE | 140 | 120 |  |  |  | SunReports - SR1000GVFS20-400 |  | FALSE | 39.92 |  | 2011-06-01: 2014-01-29; 2011-06-23: 2014-02-27; 2011-07-01: 2014-03-21 | 3872 | 122880 | Up-front Payment
PGE-002647 | Low Income Multifamily Residential | Domestic Hot Water | Gas | Pacific Gas and Electric | Reservation:Canceled | 142456 | 24.89 |  | 1 | 8592 |  | 8592 |  |  |  |  | Retrofit | San Francisco | San Francisco | 94102 | Host Customer is System Owner | [7 empty] | 2392.65 | 53.17 |  | Glycol |  | Solar Storage and Auxiliary Tanks are separate |  | 1 | 1 | 6475 | Z03 | 175 | Units | Apartments/Condos | 2008010B | 45 | 5 | 3600 | 1 | 400 | 1 | 2000000 | TRUE | 120 | 120 |  |  |  | Heliodyne - Delta-T Pro Ethernet |  | FALSE | 16.58 |  | 2011-06-01: 2014-03-25 | 3868 | 142456.29 | Up-front Payment
SCG-002648 | Commercial/Multifamily Residential | Domestic Hot Water | Gas | Southern California Gas Company | Incentive:Canceled | 113654 | 14.53 |  | 1 | 7822 |  | 7822 |  | 2014-02-06 13:51 | 2014-02-20 |  | New Construction | Los Angeles | Los Angeles | 90015 | Host Customer is System Owner | [7 empty] | 2209.35 | 40.17 |  | Glycol |  | Solar Storage with Tankless Auxiliary Water Heater |  | 1 | 1 | 4033 | Z09 | 109 | Units | Apartments/Condos | 2010115A | 55 | 1 | 3300 | 1 | 0 | 0 | 9000000 | TRUE | 120 | 140 | [5 empty] | FALSE | 43.59 |  | 2011-06-01: 2014-02-06; 2011-06-23: 2014-02-06; 2011-07-01: 2014-02-20 | 3901 | 341000 | Up-front Payment
SCG-002649 | Commercial/Multifamily Residential | Domestic Hot Water | Gas | Southern California Gas Company | Incentive:Canceled | 113654 | 14.53 |  | 1 | 7822 |  | 7822 |  | 2014-02-06 13:52 | 2014-02-20 |  | New Construction | Los Angeles | Los Angeles | 90015 | Host Customer is System Owner | [7 empty] | 2209.35 | 40.17 |  | Glycol |  | Solar Storage with Tankless Auxiliary Water Heater |  | 1 | 1 | 4033 | Z09 | 109 | Units | Apartments/Condos | 2010115A | 55 | 1 | 3300 | 1 | 0 | 0 | 9000000 | TRUE | 120 | 140 | [5 empty] | FALSE | 43.59 |  | 2011-06-01: 2014-02-06; 2011-06-23: 2014-02-06; 2011-07-01: 2014-02-20 | 3901 | 341000 | Up-front Payment
SCG-002650 | Commercial/Multifamily Residential | Domestic Hot Water | Gas | Southern California Gas Company | Incentive:Canceled | 113654 | 14.53 |  | 1 | 7822 |  | 7822 |  | 2014-02-06 13:52 | 2014-02-26 |  | New Construction | Los Angeles | Los Angeles | 90015 | Host Customer is System Owner | [7 empty] | 2209.35 | 40.17 |  | Glycol |  | Solar Storage with Tankless Auxiliary Water Heater |  | 1 | 1 | 4033 | Z09 | 109 | Units | Apartments/Condos | 2010115A | 55 | 1 | 3300 | 1 | 0 | 0 | 9000000 | TRUE | 120 | 140 | [5 empty] | FALSE | 43.59 |  | 2011-06-01: 2014-02-06; 2011-06-23: 2014-02-06; 2011-07-01: 2014-02-26 | 3895 | 341000 | Up-front Payment
SCG-002651 | Commercial/Multifamily Residential | Domestic Hot Water | Gas | Southern California Gas Company | Incentive:Canceled | 113654 | 14.53 |  | 1 | 7822 |  | 7822 |  | 2014-02-06 13:54 | 2014-02-26 |  | New Construction | Los Angeles | Los Angeles | 90015 | Host Customer is System Owner | [7 empty] | 2209.35 | 40.17 |  | Glycol |  | Solar Storage with Tankless Auxiliary Water Heater |  | 1 | 1 | 4033 | Z09 | 109 | Units | Apartments/Condos | 2010115A | 55 | 1 | 3300 | 1 | 0 | 0 | 9000000 | TRUE | 120 | 140 | [5 empty] | FALSE | 43.59 |  | 2011-06-01: 2014-02-06; 2011-06-23: 2014-02-06; 2011-07-01: 2014-02-26 | 3895 | 341000 | Up-front Payment
SDG-002653 | Low Income Multifamily Residential | Domestic Hot Water | Gas | San Diego Gas and Electric | Incentive:Paid | 5978 | 19.23 |  | 1 | 314 |  | 311 |  | 2014-01-31 11:33 | 2014-03-14 | SOLAR - TEC SYSTEMS INC | New Construction | El Cajon | San Diego | 92020 | Host Customer is System Owner | [7 empty] | 81.8 | 40.9 |  | Glycol |  | Solar and Auxiliary Storage are the same Tank |  | 0.99 | 1 | 300 | Z07 | 24 | Units | Apartments/Condos | 2007032A | 2 | 2 | 120 | 1 | 0 | 0 | 199000 | TRUE | 130 | 130 |  |  |  |  | City of El Cajon | FALSE | 39.49 |  | 2014-01-31 | 2014-02-20 | 2014-01-31 | 2014-03-14 | 2014-05-01 | 2014-05-08 | 3805 | 12400 | Up-front Payment
SDG-002654 | Low Income Multifamily Residential | Domestic Hot Water | Gas | San Diego Gas and Electric | Incentive:Paid | 5978 | 19.23 |  | 1 | 314 |  | 311 |  | 2014-01-31 11:56 | 2014-03-14 | SOLAR - TEC SYSTEMS INC | New Construction | El Cajon | San Diego | 92020 | Host Customer is System Owner | [7 empty] | 81.8 | 40.9 |  | Glycol | Advanced Controller with a Vacation or Holiday Mode | Solar and Auxiliary Storage are the same Tank |  | 0.99 | 1 | 300 | Z07 | 25 | Units | Apartments/Condos | 2007032A | 2 | 2 | 120 | 1 | 0 | 0 | 199000 | TRUE | 130 | 130 |  |  |  |  | City of El Cajon | FALSE | 39.49 |  | 2014-01-31 | 2014-02-20 | 2014-01-31 | 2014-03-14 | 2014-05-01 | 2014-05-08 | 3805 | 12400 | Up-front Payment
PGE-002655 | Low Income Single Family Residential | Domestic Hot Water | Gas | Pacific Gas and Electric | Incentive:Paid | 2332 | 25.64 |  | 1 | 107 |  | 91 |  | 2014-02-03 11:37 | 2014-04-03 | MERCED COUNTY COMMUNITY ACTION BOARD | Retrofit | MERCED | Merced | 95341 | Host Customer is System Owner | 2 |  | 2010068D | Fafco, Inc. | 500 SERIES | 500-96SF-50G-50S | Indirect Forced Circulation (IF) | 97.56 |  | 2x8, 2x12 |  |  | Solar Storage and Auxiliary Tanks are separate | 49.929 | 1 | 0.85 | 35 | Z12 | [18 empty] | CITY OF MERCED | FALSE | 35.83 |  | 2014-01-31 | 2014-02-13 |  |  | 2014-02-03 | 2014-04-03 | 3854 | 3834.16 | Up-front Payment
SCG-002656 | Commercial/Multifamily Residential | Domestic Hot Water | Gas | Southern California Gas Company | Incentive:Paid | 6046 | 14.53 |  | 1 | 438 |  | 416 |  | 2014-02-03 21:02 | 2014-02-14 | SUNLIGHT ENERGY SYSTEMS INC | Retrofit | LA HABRA | Orange | 90631 | Host Customer is System Owner | [7 empty] | 122.85 | 40.95 |  | Drainback |  | Solar Storage and Auxiliary Tanks are separate |  | 0.95 | 1 | 336 | Z08 | 8 | Units | Apartments/Condos | 10001803 | 3 | 1 | 120 | 1 | 100 | 1 | 85000 | FALSE | 130 | 130 |  |  |  |  | LA HABRA | FALSE | 30.71 |  | 2014-02-03 |  | 2014-02-03 | 2014-02-14 | 2014-12-24 | 2015-01-26 | 3539 | 13451 | Up-front Payment
PGE-002657 | Commercial Pools | Pool Heating | Gas | Pacific Gas and Electric | Incentive:Paid | 3696 | 7 |  | 1 | 528 |  | 528 |  | 2014-02-03 13:57 | 2014-03-04 | CAPITAL REMODEL & DESIGN INC | Retrofit | Fremont | Alameda | 94555 | Host Customer is System Owner | [7 empty] | 370.2 | 30.85 |  | Drainback |  |  |  | 1 | 1 |  | Z03 |  |  |  | 10001782 | 12 | 1 | [5 empty] | FALSE | [6 empty] | FREMONT | FALSE | 18.4 |  | 2014-02-03 | 2014-02-13 | 2014-02-03 | 2014-03-04 | 2014-03-27 | 2014-04-23 | 3834 | 9714.46 | Up-front Payment
SCG-002659 | Commercial/Multifamily Residential | Domestic Hot Water | Gas | Southern California Gas Company | Reservation:Canceled | 9909 | 17.16 |  | 2 | 682 |  | 682 |  |  |  |  | Retrofit | Los Angeles | Los Angeles | 90025 | Host Customer is System Owner | [7 empty] | 204.75 | 40.95 |  | Glycol |  | Solar Storage and Auxiliary Tanks are separate |  | 1 | 1 | 336 | Z06 | 8 | Units | Apartments/Condos | 10001803 | 5 | 1 | 530 | 1 | 100 | 1 | 199000 | TRUE | 125 | 145 | [5 empty] | FALSE | 36.73 |  | 2011-06-01: 2014-02-04 | 3868 | 25050 | Up-front Payment
SCG-002660 | Single Family Residential | Domestic Hot Water | Gas | Southern California Gas Company | Incentive:Paid | 1227 | 18.59 |  | 1 | 66 |  | 66 |  | 2014-02-17 16:51 | 2014-02-18 | ZERO ENERGY CONTRACTING INC | Retrofit | La Habra | Orange | 90631 | Host Customer is System Owner | 3 |  | 30003825 | SunEarth, Inc. | CopperHeart | CP-40G | Direct Integral Collector Storage (DI) | 24.96 |  | CP-40 |  |  | Solar Storage and Auxiliary Tanks are separate | 39.89 | 1 | 1 | 45 | Z09 | [18 empty] | City of La Habra | FALSE | 151.21 |  | 2011-06-01: 2014-02-06; 2011-08-03: 2014-02-17; 2011-09-20: 2014-02-18 | 3883 | 9980 | Up-front Payment
SCG-002661 | Single Family Residential | Domestic Hot Water | Gas | Southern California Gas Company | Incentive:Paid | 1190 | 18.59 |  | 1 | 66 |  | 64 |  | 2014-02-15 15:55 | 2014-02-18 | ZERO ENERGY CONTRACTING INC | Retrofit | Brea | Orange | 92821 | Host Customer is System Owner | 3 |  | 30003825 | SunEarth, Inc. | CopperHeart | CP-40G | Direct Integral Collector Storage (DI) | 24.96 |  | CP-40 |  |  | Solar Storage and Auxiliary Tanks are separate | 39.89 | 0.97 | 1 | 45 | Z09 | [18 empty] | City of Brea | FALSE | 181.86 |  | 2011-06-01: 2014-02-06; 2011-08-03: 2014-02-15; 2011-09-20: 2014-02-18 | 3884 | 12003 | Up-front Payment
SCG-002662 | Single Family Residential | Domestic Hot Water | Gas | Southern California Gas Company | Incentive:Paid | 1060 | 18.59 |  | 1 | 75 |  | 57 |  | 2014-03-22 11:06 | 2014-03-27 | ZERO ENERGY CONTRACTING INC | Retrofit | Whittier | Los Angeles | 90601 | Host Customer is System Owner | 3 |  | 2012012B | Solpal, Inc. | SOLPAL (formerly Solcrafte) | SOLPAL L-G | Direct Integral Collector Storage (DI) | 26.11 |  | Solpal L |  |  | Solar Storage and Auxiliary Tanks are separate | 53.099 | 0.95 | 0.8 | 45 | Z09 | [18 empty] | City of Whittier | FALSE | 133.07 |  | 2011-06-01: 2014-02-06; 2011-08-03: 2014-03-22; 2011-09-20: 2014-03-27 | 3855 | 9980 | Up-front Payment
SCG-002663 | Single Family Residential | Domestic Hot Water | Gas | Southern California Gas Company | Incentive:Paid | 1357 | 18.59 |  | 1 | 73 |  | 73 |  | 2014-03-22 11:34 | 2014-03-27 | ZERO ENERGY CONTRACTING INC | Retrofit | Bellflower | Los Angeles | 90706 | Host Customer is System Owner | 4 |  | 2012012B | Solpal, Inc. | SOLPAL (formerly Solcrafte) | SOLPAL L-G | Direct Integral Collector Storage (DI) | 26.11 |  | Solpal L |  |  | Solar Storage and Auxiliary Tanks are separate | 53.099 | 1 | 1 | 55 | Z08 | [18 empty] | City of Bellflower | FALSE | 136.71 |  | 2011-06-01: 2014-02-06; 2011-08-03: 2014-03-22; 2011-09-20: 2014-03-27 | 3855 | 9980 | Up-front Payment
SCG-002664 | Single Family Residential | Domestic Hot Water | Gas | Southern California Gas Company | Incentive:Paid | 1366 | 18.59 |  | 1 | 75 |  | 74 |  | 2014-03-22 15:11 | 2014-03-27 | ZERO ENERGY CONTRACTING INC | Retrofit | Brea | Orange | 92821 | Host Customer is System Owner | 3 |  | 2012012B | Solpal, Inc. | SOLPAL (formerly Solcrafte) | SOLPAL L-G | Direct Integral Collector Storage (DI) | 26.11 |  | Solpal L |  |  | Solar Storage and Auxiliary Tanks are separate | 53.099 | 0.98 | 1 | 45 | Z09 | [18 empty] | City of Brea | FALSE | 133.07 |  | 2011-06-01: 2014-02-06; 2011-08-03: 2014-03-22; 2011-09-20: 2014-03-27 | 3855 | 9980 | Up-front Payment
SCG-002665 | Single Family Residential | Domestic Hot Water | Gas | Southern California Gas Company | Incentive:Paid | 1380 | 18.59 |  | 1 | 75 |  | 74 |  | 2014-03-22 11:46 | 2014-03-27 | ZERO ENERGY CONTRACTING INC | Retrofit | Covina | Los Angeles | 91723 | Host Customer is System Owner | 3 |  | 2012012B | Solpal, Inc. | SOLPAL (formerly Solcrafte) | SOLPAL L-G | Direct Integral Collector Storage (DI) | 26.11 |  | Solpal L |  |  | Solar Storage and Auxiliary Tanks are separate | 53.099 | 0.99 | 1 | 45 | Z09 | [18 empty] | City of Covina | FALSE | 133.07 |  | 2011-06-01: 2014-02-06; 2011-08-03: 2014-03-22; 2011-09-20: 2014-03-27 | 3855 | 9980 | Up-front Payment
SCG-002666 | Single Family Residential | Domestic Hot Water | Gas | Southern California Gas Company | Incentive:Paid | 1032 | 18.59 |  | 1 | 66 |  | 56 |  | 2014-03-22 12:43 | 2014-03-27 | ZERO ENERGY CONTRACTING INC | Retrofit | Covina | Los Angeles | 91723 | Host Customer is System Owner | 3 |  | 30003825 | SunEarth, Inc. | CopperHeart | CP-40G | Direct Integral Collector Storage (DI) | 24.96 |  | CP-40 |  |  | Solar Storage and Auxiliary Tanks are separate | 39.89 | 0.99 | 0.85 | 45 | Z09 | [18 empty] | City of Covina | FALSE | 151.21 |  | 2011-06-01: 2014-02-06; 2011-08-03: 2014-03-22; 2011-09-20: 2014-03-27 | 3855 | 9980 | Up-front Payment
SCG-002667 | Single Family Residential | Domestic Hot Water | Gas | Southern California Gas Company | Incentive:Paid | 1311 | 18.59 |  | 1 | 75 |  | 71 |  | 2014-02-17 09:33 | 2014-02-18 | ZERO ENERGY CONTRACTING INC | Retrofit | Fullerton | Orange | 92833 | Host Customer is System Owner | 3 |  | 2012012B | Solpal, Inc. | SOLPAL (formerly Solcrafte) | SOLPAL L-G | Direct Integral Collector Storage (DI) | 26.11 |  | Solpal L |  |  | Solar Storage and Auxiliary Tanks are separate | 53.099 | 0.99 | 0.95 | 45 | Z09 | [18 empty] | City of Fullerton | FALSE | 133.07 |  | 2011-06-01: 2014-02-06; 2011-08-03: 2014-02-17; 2011-09-20: 2014-02-18 | 3883 | 9980 | Up-front Payment
SCG-002668 | Single Family Residential | Domestic Hot Water | Gas | Southern California Gas Company | Incentive:Paid | 1766 | 18.59 |  | 1 | 95 |  | 95 |  | 2014-03-22 12:54 | 2014-07-03 | ZERO ENERGY CONTRACTING INC | Retrofit | La Mirada | Los Angeles | 90638 | Host Customer is System Owner | 3 |  | 30003975 | Agua Del Sol | RADCO DRAINBACK HEAT EXCHANGER | R-DBHX-8-50GD-40P | Indirect Forced Circulation (IF) | 39.9 |  | 410P-HP |  |  | Solar Storage and Auxiliary Tanks are separate | 50 | 1 | 1 | 45 | Z09 | [18 empty] | City of La Mirada | FALSE | 105.05 |  | 2011-06-01: 2014-02-06; 2011-08-03: 2014-03-22; 2011-09-20: 2014-07-03 | 3732 | 9980 | Up-front Payment
SCG-002669 | Single Family Residential | Domestic Hot Water | Gas | Southern California Gas Company | Incentive:Paid | 1394 | 18.59 |  | 1 | 75 |  | 75 |  | 2014-03-27 10:54 | 2014-04-01 | ZERO ENERGY CONTRACTING INC | Retrofit | Downey | Los Angeles | 90240 | Host Customer is System Owner | 5 |  | 2012012B | Solpal, Inc. | SOLPAL (formerly Solcrafte) | SOLPAL L-G | Direct Integral Collector Storage (DI) | 26.11 |  | Solpal L |  |  | Solar Storage and Auxiliary Tanks are separate | 53.099 | 1 | 1 | 65 | Z09 | [18 empty] | City of Downey | FALSE | 133.07 |  | 2011-06-01: 2014-02-06; 2011-08-03: 2014-03-27; 2011-09-20: 2014-04-01 | 3846 | 9980 | Up-front Payment
SCG-002670 | Single Family Residential | Domestic Hot Water | Gas | Southern California Gas Company | Incentive:Paid | 1126 | 18.59 |  | 1 | 75 |  | 61 |  | 2014-03-22 13:27 | 2014-03-27 | ZERO ENERGY CONTRACTING INC | Retrofit | La Habra | Orange | 90631 | Host Customer is System Owner | 3 |  | 2012012B | Solpal, Inc. | SOLPAL (formerly Solcrafte) | SOLPAL L-G | Direct Integral Collector Storage (DI) | 26.11 |  | Solpal L |  |  | Solar Storage and Auxiliary Tanks are separate | 53.099 | 0.95 | 0.85 | 45 | Z09 | [18 empty] | City of La Habra | FALSE | 133.07 |  | 2011-06-01: 2014-02-06; 2011-08-03: 2014-03-22; 2011-09-20: 2014-03-27 | 3855 | 9980 | Up-front Payment
SCG-002671 | Single Family Residential | Domestic Hot Water | Gas | Southern California Gas Company | Incentive:Paid | 1138 | 18.59 |  | 1 | 75 |  | 61 |  | 2014-02-15 17:18 | 2014-02-18 | ZERO ENERGY CONTRACTING INC | Retrofit | Pasadena | Los Angeles | 91104 | Host Customer is System Owner | 3 |  | 2012012B | Solpal, Inc. | SOLPAL (formerly Solcrafte) | SOLPAL L-G | Direct Integral Collector Storage (DI) | 26.11 |  | Solpal L |  |  | Solar Storage and Auxiliary Tanks are separate | 53.099 | 0.96 | 0.85 | 45 | Z09 | [18 empty] | City of Pasadena | FALSE | 151.77 |  | 2011-06-01: 2014-02-06; 2011-08-03: 2014-02-15; 2011-09-20: 2014-02-18 | 3883 | 11383 | Up-front Payment
SCG-002672 | Single Family Residential | Domestic Hot Water | Gas | Southern California Gas Company | Incentive:Paid | 1129 | 18.59 |  | 1 | 75 |  | 61 |  | 2014-03-01 15:18 | 2014-03-13 | ZERO ENERGY CONTRACTING INC | Retrofit | Burbank | Los Angeles | 91505 | Host Customer is System Owner | 3 |  | 2012012B | Solpal, Inc. | SOLPAL (formerly Solcrafte) | SOLPAL L-G | Direct Integral Collector Storage (DI) | 26.11 |  | Solpal L |  |  | Solar Storage and Auxiliary Tanks are separate | 53.099 | 0.9 | 0.9 | 45 | Z09 | [18 empty] | City of Burbank | FALSE | 166 |  | 2011-06-01: 2014-02-06; 2011-08-03: 2014-03-01; 2011-09-20: 2014-03-13 | 3866 | 12450 | Up-front Payment
SDG-002675 | Commercial Pools | Pool Heating | Gas | San Diego Gas and Electric | Incentive:Paid | 4893 | 7 |  | 1 | 699 |  | 699 |  | 2014-02-18 11:26 | 2014-02-26 | CALIFORNIA SOLAR THERMAL INC | Retrofit | La Mesa | San Diego | 91942 | Host Customer is System Owner | [7 empty] | 408.8 | 29.2 |  | Drainback |  |  |  | 1 | 1 |  | Z10 |  |  |  | 10001888 | 14 | 1 | [5 empty] | FALSE | [6 empty] | San Diego, CA | FALSE | 7 |  | 2014-02-07 | 2014-02-25 | 2014-02-18 | 2014-02-26 | 2014-06-24 | 2014-07-30 | 3719 | 4893 | Up-front Payment
SCG-002676 | Low Income Multifamily Residential | Domestic Hot Water | Gas | Southern California Gas Company | Reservation:Canceled | 22095 | 24.89 |  | 1 | 1149 |  | 1149 |  |  |  |  | Retrofit | Los ANgeles | Los Angeles | 90066 | Power Purchase Agreements | [7 empty] | 490.32 | 40.86 |  | Glycol |  | Solar Storage and Auxiliary Tanks are separate |  | 1 | 1 | 460 | Z06 | 12 | Units | Apartments/Condos | 2006024F | 12 | 1 | 565 | 1 | 100 | 1 | 199000 | TRUE | 140 | 140 | [5 empty] | FALSE | 33.39 |  | 2011-06-01: 2014-02-11 | 3862 | 38361 | Up-front Payment
SCG-002677 | Low Income Multifamily Residential | Domestic Hot Water | Gas | Southern California Gas Company | Reservation:Canceled | 22095 | 24.89 |  | 1 | 1149 |  | 1149 |  |  |  |  | Retrofit | Los Angeles | Los Angeles | 90066 | Power Purchase Agreements | [7 empty] | 490.32 | 40.86 |  | Glycol |  | Solar Storage and Auxiliary Tanks are separate |  | 1 | 1 | 460 | Z06 | 12 | Units | Apartments/Condos | 2006024F | 12 | 1 | 565 | 1 | 100 | 1 | 199000 | TRUE | 140 | 140 | [5 empty] | FALSE | 33.39 |  | 2011-06-01: 2014-02-11 | 3862 | 38361 | Up-front Payment
SDG-002678 | Commercial Pools | Pool Heating | Gas | San Diego Gas and Electric | Incentive:Canceled | 18102 | 7 |  | 1 | 2586 |  | 2586 |  | 2014-05-21 13:08 | 2014-07-24 | JACKSON & BLANC | Retrofit | Camp Pendleton | San Diego | 92055 | Host Customer is System Owner | [7 empty] | 2182.14 | 40.41 |  | Drainback |  |  |  | 1 | 1 |  | Z07 |  |  |  | 10001888 | 54 | 2 | [5 empty] | FALSE |  |  |  | Onicon - Onicon-RTD-Trane-BTU-Meter-01 |  | Onicon - Onicon-RTD-Trane-BTU-Meter-01 | United States Marine Corps | FALSE | 49.42 |  | 2014-02-11 | 2014-06-18 | 2014-05-21 | 2014-07-24 | 2014-10-07 |  | 3370 | 127798 | Up-front Payment
SDG-002679 | Commercial Pools | Pool Heating | Gas | San Diego Gas and Electric | Incentive:Canceled | 34755 | 7 |  | 1 | 4965 |  | 4965 |  | 2014-05-21 13:01 | 2014-07-24 | JACKSON & BLANC | Retrofit | Camp Pendleton | San Diego | 92055 | Host Customer is System Owner | [7 empty] | 3463.2 | 48.1 |  | Drainback |  |  |  | 1 | 1 |  | Z07 |  |  |  | 10001888 | 72 | 2 | [5 empty] | FALSE |  |  |  | Badger - Badger 380 |  | Badger - Badger 380 | United States Marine Corps | FALSE | 32.87 |  | 2014-02-11 | 2014-06-18 | 2014-05-21 | 2014-07-24 | 2014-10-07 |  | 3372 | 163217 | Up-front Payment
PGE-002680 | Low Income Single Family Residential | Domestic Hot Water | Gas | Pacific Gas and Electric | Incentive:Paid | 2538 | 25.64 |  | 1 | 101 |  | 99 |  | 2014-02-19 06:45 | 2014-03-24 | SELF-HELP HOME IMPROVEMENT PROJECT | Retrofit | SHASTA LAKE | Shasta | 96019 | Host Customer is System Owner | 3 |  | 2010068D | Fafco, Inc. | 500 SERIES | 500-96SF-50G-50S | Indirect Forced Circulation (IF) | 97.56 |  | 2x8, 2x12 |  |  | Solar Storage and Auxiliary Tanks are separate | 49.929 | 0.98 | 1 | 45 | Z11 | [18 empty] | Shasta Lake City | FALSE | 29.09 |  | 2011-06-01: 2014-02-12; 2011-08-03: 2014-02-19; 2011-09-20: 2014-03-24 | 3856 | 2938.16 | Up-front Payment
PGE-002683 | Single Family Residential | Domestic Hot Water | Gas | Pacific Gas and Electric | Incentive:Paid | 2054 | 18.59 |  | 1 | 130 |  | 110 |  | 2014-02-25 16:09 | 2014-03-20 | AZTEC SOLAR INC | Retrofit | PIEDMONT | Alameda | 94611 | Host Customer is System Owner | 3 |  | 2001001A | SunEarth, Inc. | SOLARAY | TE40P-80-2G | Indirect Forced Circulation (IF) | 40.9 |  | EP-40 / EP-40-0.75 |  |  | Solar Storage and Auxiliary Tanks are separate | 80.044 | 1 | 0.85 | 45 | Z12 | [18 empty] | City of Piedmont | FALSE | 31.75 |  | 2011-06-01: 2014-02-13; 2011-08-03: 2014-02-25; 2011-09-20: 2014-03-20 | 3856 | 4127.26 | Up-front Payment
SCG-002684 | Single Family Residential | Domestic Hot Water | Gas | Southern California Gas Company | Incentive:Canceled | 3791 | 25.37 |  | 2 | 127 |  | 127 |  |  |  |  | Retrofit | Palmdale | Los Angeles | 93551 | Host Customer is System Owner | 2 |  | 2001028A | SunEarth, Inc. | CASCADE | EPRD-40-80-2G | Indirect Forced Circulation (IF) | 40.9 |  | EP-40 / EP-40-0.75 |  |  | Solar Storage and Auxiliary Tanks are separate | 80.044 | 1 | 1 | 35 | Z14 | [18 empty] | City of Palmdale | FALSE | 63.19 |  | 2011-06-01: 2014-02-13 | 3908 | 8025 | Up-front Payment
PGE-002685 | Single Family Residential | Domestic Hot Water | Gas | Pacific Gas and Electric | Incentive:Paid | 1910 | 18.59 |  | 1 | 107 |  | 103 |  | 2014-03-19 18:38 | 2014-04-28 | MERCED COUNTY COMMUNITY ACTION BOARD | Retrofit | MERCED | Merced | 95340 | Host Customer is System Owner | 3 |  | 2010068D | Fafco, Inc. | 500 SERIES | 500-96SF-50G-50S | Indirect Forced Circulation (IF) | 97.56 |  | 2x8, 2x12 |  |  | Solar Storage and Auxiliary Tanks are separate | 49.929 | 0.96 | 1 | 45 | Z12 | [18 empty] | CITY OF MERCED | FALSE | 34.45 |  | 2014-02-13 | 2014-04-28 |  |  | 2014-03-19 | 2014-04-28 | 3796 | 3686.44 | Up-front Payment
PGE-002686 | Low Income Single Family Residential | Domestic Hot Water | Gas | Pacific Gas and Electric | Incentive:Paid | 2716 | 25.64 |  | 1 | 107 |  | 106 |  | 2014-03-19 18:37 | 2014-06-14 | MERCED COUNTY COMMUNITY ACTION BOARD | Retrofit | ATWATER | Merced | 95301 | Host Customer is System Owner | 5 |  | 2010068D | Fafco, Inc. | 500 SERIES | 500-96SF-50G-50S | Indirect Forced Circulation (IF) | 97.56 |  | 2x8, 2x12 |  |  | Solar Storage and Auxiliary Tanks are separate | 49.929 | 0.99 | 1 | 65 | Z12 | [18 empty] | CITY OF ATWATER | FALSE | 34.74 |  | 2014-02-13 | 2014-04-08 |  |  | 2014-03-19 | 2014-06-14 | 3781 | 3717.53 | Up-front Payment
PGE-002688 | Low Income Multifamily Residential | Domestic Hot Water | Gas | Pacific Gas and Electric | Incentive:Paid | 20336 | 19.23 |  | 1 | 1175 |  | 1058 |  | 2014-03-13 07:49 | 2014-03-25 | SUN LIGHT & POWER | New Construction | OAKLAND | Alameda | 94612 | Host Customer is System Owner | [7 empty] | 321.36 | 40.17 |  | Glycol | Pressure Stagnation Protection (PSP) | Solar Storage and Auxiliary Tanks are separate |  | 0.9 | 1 | 1040 | Z03 | 26 | Units | Apartments/Condos | 2010115A | 8 | 1 | 480 | 1 | 200 | 1 | 300000 | TRUE | 130 | 120 |  |  |  |  | City of Oakland | FALSE | 43.61 |  | 2014-02-25 | 2016-01-06 | 2014-03-13 | 2014-03-25 | 2016-01-05 | 2016-01-12 | 3197 | 51239.38 | Up-front Payment
PGE-002689 | Single Family Residential | Domestic Hot Water | Gas | Pacific Gas and Electric | Incentive:Paid | 2508 | 18.59 |  | 1 | 142 |  | 135 |  | 2014-02-19 05:30 | 2014-02-26 | BONNEY INC | New Construction | TIBURON | Marin | 94920 | Host Customer is System Owner | 4 |  | 2007023A | Heat Transfer Products | PHOENIX SOLAR | PH-80S | Indirect Forced Circulation (IF) | 39.78 |  | AE-40E |  |  | Solar and Auxiliary Storage are the same Tank | 80.044 | 1 | 0.95 | 55 | Z03 | [18 empty] | Tiburon, C.A. | FALSE | 124.65 |  | 2011-06-01: 2014-02-17; 2011-08-03: 2014-02-19; 2011-09-20: 2014-02-26 | 3887 | 17700 | Up-front Payment
PGE-002690 | Single Family Residential | Domestic Hot Water | Gas | Pacific Gas and Electric | Incentive:Canceled | 2714 | 29.85 |  | 1 | 146 |  | 146 |  | 2014-08-28 12:50 |  | BONNEY INC | New Construction | SONOMA | Sonoma | 95476 | Host Customer is System Owner |  | 3 | 2007023A | Heat Transfer Products | PHOENIX SOLAR | PH-80S | Indirect Forced Circulation (IF) | 39.78 |  | AE-40E |  |  | Solar and Auxiliary Storage are the same Tank | 80.044 | 1 | 1 | 45 | Z02 | [18 empty] | Sonoma, C.A. | FALSE | 121.23 |  | 2011-06-01: 2014-02-17; 2011-06-21: 2014-09-18; 2011-08-03: 2014-08-28 | 3691 | 17700 | Up-front Payment
SDG-002692 | Single Family Residential | Domestic Hot Water | Gas | San Diego Gas and Electric | Incentive:Paid | 2008 | 18.59 |  | 1 | 108 |  | 108 |  | 2014-02-18 12:09 | 2014-03-17 | SIREN SALES - CALIFORNIA INC | Retrofit | Santee | San Diego | 92071 | Host Customer is System Owner | 2 |  | 2010068A | Fafco, Inc. | 500 SERIES | 500-48SF-50G-50S | Indirect Forced Circulation (IF) | 48.78 |  | 2x8, 2x12 |  |  | Solar Storage and Auxiliary Tanks are separate | 49.929 | 1 | 1 | 35 | Z10 | [18 empty] | Santee | FALSE | 84.81 |  | 2014-02-18 | 2014-02-20 |  |  | 2014-02-18 | 2014-03-17 | 3861 | 9160 | Up-front Payment
PGE-002694 | Low Income Single Family Residential | Domestic Hot Water | Gas | Pacific Gas and Electric | Incentive:Paid | 2538 | 25.64 |  | 1 | 101 |  | 99 |  | 2014-02-19 10:05 | 2014-03-24 | SELF-HELP HOME IMPROVEMENT PROJECT | Retrofit | SHASTA LAKE | Shasta | 96019 | Host Customer is System Owner | 4 |  | 2010068D | Fafco, Inc. | 500 SERIES | 500-96SF-50G-50S | Indirect Forced Circulation (IF) | 97.56 |  | 2x8, 2x12 |  |  | Solar Storage and Auxiliary Tanks are separate | 49.929 | 0.98 | 1 | 55 | Z11 | [18 empty] | Shasta Lake | FALSE | 27.18 |  | 2011-06-01: 2014-02-19; 2011-08-03: 2014-02-19; 2011-09-20: 2014-03-24 | 3856 | 2745.6 | Up-front Payment
PGE-002695 | Single Family Residential | Domestic Hot Water | Gas | Pacific Gas and Electric | Incentive:Paid | 1428 | 18.59 |  | 1 | 96 |  | 77 |  | 2014-03-24 17:26 | 2014-04-16 | ACR SOLAR INTERNATIONAL CORP | Retrofit | CARMICHAEL | Sacramento | 95608 | Host Customer is System Owner | 4 |  | 2001019A | ACR Solar International | SKYLINE SYSTEM 5 | 200152C80EX2TG | Indirect Forced Circulation (IF) | 40.15 |  | 20-01 |  |  | Solar Storage and Auxiliary Tanks are separate | 80.044 | 0.8 | 1 | 55 | Z12 | [18 empty] | County of Sacramento | FALSE | 67.72 |  | 2014-02-20 | 2014-04-14 |  |  | 2014-03-24 | 2014-04-16 | 3845 | 6501 | Up-front Payment
SDG-002696 | Low Income Multifamily Residential | Domestic Hot Water | Gas | San Diego Gas and Electric | Incentive:Paid | 19442 | 19.23 |  | 1 | 1011 |  | 1011 |  | 2014-04-04 07:48 | 2014-04-10 | ADROIT ENERGY INC | New Construction | Vista | San Diego | 92083 | Host Customer is System Owner | [7 empty] | 327.2 | 40.9 |  | Glycol | Steam Back | Solar Storage and Auxiliary Tanks are separate |  | 1 | 1 | 840 | Z07 | 21 | Units | Apartments/Condos | 2007032A | 8 | 1 | 528 | 2 | 240 | 1 | 599000 | TRUE | 120 | 120 |  |  |  |  | Vista Building Division | FALSE | 20.77 |  | 2014-02-20 | 2014-04-07 | 2014-04-04 | 2014-04-10 | 2015-09-01 | 2015-11-10 | 3263 | 21000 | Up-front Payment
SDG-002697 | Low Income Multifamily Residential | Domestic Hot Water | Gas | San Diego Gas and Electric | Incentive:Paid | 15288 | 19.23 |  | 1 | 795 |  | 795 |  | 2014-04-04 07:56 | 2014-04-10 | ADROIT ENERGY INC | New Construction | Vista | San Diego | 92083 | Host Customer is System Owner | [7 empty] | 245.4 | 40.9 |  | Glycol | Steam Back | Solar Storage and Auxiliary Tanks are separate |  | 1 | 1 | 765 | Z10 | 385 | Pounds of Laundry | Coin-op Laundries | 2007032A | 6 | 1 | 264 | 1 | 119 | 1 | 275000 | TRUE | 130 | 130 |  |  |  |  | Vista Building Division | FALSE | 36.23 |  | 2014-02-20 | 2014-04-07 | 2014-04-04 | 2014-04-10 | 2015-09-01 | 2015-11-10 | 3263 | 28800 | Up-front Payment
SDG-002698 | Low Income Multifamily Residential | Domestic Hot Water | Gas | San Diego Gas and Electric | Incentive:Paid | 17403 | 19.23 |  | 1 | 905 |  | 905 |  | 2014-03-03 09:39 | 2014-03-20 | D B G PLUMBING INC | New Construction | San Diego | San Diego | 92127 | Host Customer is System Owner | [7 empty] | 401.7 | 40.17 |  | Glycol |  | Solar Storage and Auxiliary Tanks are separate |  | 1 | 1 | 672 | Z10 | 16 | Units | Apartments/Condos | 2010115A | 10 | 1 | 712 | 1 | 712 | 1 | 499900 | FALSE | 120 | 110 |  |  |  |  | San Diego | FALSE | 83.56 |  | 2014-02-20 | 2014-03-07 | 2014-03-03 | 2014-03-20 | 2014-03-25 | 2014-04-02 | 3834 | 75618.89 | Up-front Payment
SDG-002700 | Commercial/Multifamily Residential | Domestic Hot Water | Gas | San Diego Gas and Electric | Incentive:Canceled | 19564 | 20.19 |  | 1 | 969 |  | 969 |  | 2015-08-14 15:38 | 2015-09-30 |  | New Construction | Vista | San Diego | 92083 | Host Customer is System Owner | [7 empty] | 256 | 32 |  | Glycol | Advanced Controller with a Vacation or Holiday Mode | Solar Storage and Auxiliary Tanks are separate |  | 1 | 1 | 2622 | Z07 | 69 | Units | Apartments/Condos | 2007032E | 8 | 1 | 119 | 3 | 504 | 1 | 700000 | TRUE | 120 | 105 |  |  |  |  | Vista, San Diego, CA | FALSE | 80.01 |  | 2014-02-21 | 2015-09-17 | 2015-08-14 | 2015-09-30 |  |  | 3314 | 77532 | Up-front Payment
SDG-002704 | Low Income Multifamily Residential | Domestic Hot Water | Gas | San Diego Gas and Electric | Incentive:Paid | 15788 | 19.23 |  | 1 | 821 |  | 821 |  | 2014-03-03 09:37 | 2014-03-20 | D B G PLUMBING INC | New Construction | San Diego | San Diego | 92127 | Host Customer is System Owner | [7 empty] | 321.36 | 40.17 |  | Glycol |  | Solar Storage and Auxiliary Tanks are separate |  | 1 | 1 | 672 | Z10 | 16 | Units | Apartments/Condos | 2010115A | 8 | 1 | 534 | 1 | 130 | 1 | 399900 | TRUE | 120 | 110 |  |  |  |  | San Diego | FALSE | 76.47 |  | 2014-02-25 | 2014-03-07 | 2014-03-03 | 2014-03-20 | 2014-03-25 | 2014-04-02 | 3834 | 62778.99 | Up-front Payment
SDG-002705 | Low Income Multifamily Residential | Domestic Hot Water | Gas | San Diego Gas and Electric | Incentive:Paid | 15788 | 19.23 |  | 1 | 821 |  | 821 |  | 2014-03-03 09:35 | 2014-03-20 | D B G PLUMBING INC | New Construction | San Diego | San Diego | 92127 | Host Customer is System Owner | [7 empty] | 321.36 | 40.17 |  | Glycol |  | Solar Storage and Auxiliary Tanks are separate |  | 1 | 1 | 672 | Z10 | 16 | Units | Apartments/Condos | 2010115A | 8 | 1 | 534 | 1 | 130 | 1 | 399900 | TRUE | 120 | 110 |  |  |  |  | San Diego | FALSE | 76.47 |  | 2014-02-25 | 2014-03-07 | 2014-03-03 | 2014-03-20 | 2014-03-25 | 2014-04-02 | 3834 | 62778.99 | Up-front Payment
SDG-002706 | Low Income Multifamily Residential | Domestic Hot Water | Gas | San Diego Gas and Electric | Incentive:Paid | 12115 | 19.23 |  | 1 | 630 |  | 630 |  | 2014-03-03 09:33 | 2014-03-20 | D B G PLUMBING INC | New Construction | San Diego | San Diego | 92127 | Host Customer is System Owner | [7 empty] | 241.02 | 40.17 |  | Glycol |  | Solar Storage and Auxiliary Tanks are separate |  | 1 | 1 | 504 | Z10 | 12 | Units | Apartments/Condos | 2010115A | 6 | 1 | 462 | 1 | 130 | 1 | 499900 | TRUE | 120 | 110 |  |  |  |  | San Diego | FALSE | 87.71 |  | 2014-02-25 | 2014-03-07 | 2014-03-03 | 2014-03-20 | 2014-03-25 | 2014-04-02 | 3834 | 55257.56 | Up-front Payment
SDG-002707 | Low Income Multifamily Residential | Domestic Hot Water | Gas | San Diego Gas and Electric | Incentive:Paid | 12115 | 19.23 |  | 1 | 630 |  | 630 |  | 2014-03-03 09:31 | 2014-03-20 | D B G PLUMBING INC | New Construction | San Diego | San Diego | 92127 | Host Customer is System Owner | [7 empty] | 241.02 | 40.17 |  | Glycol |  | Solar Storage and Auxiliary Tanks are separate |  | 1 | 1 | 504 | Z10 | 12 | Units | Apartments/Condos | 2010115A | 6 | 1 | 462 | 1 | 130 | 1 | 499900 | TRUE | 120 | 110 |  |  |  |  | San Diego | FALSE | 87.71 |  | 2014-02-25 | 2014-03-07 | 2014-03-03 | 2014-03-20 | 2014-03-25 | 2014-04-02 | 3834 | 55257.56 | Up-front Payment
SDG-002708 | Low Income Multifamily Residential | Domestic Hot Water | Gas | San Diego Gas and Electric | Incentive:Paid | 15788 | 19.23 |  | 1 | 821 |  | 821 |  | 2014-03-03 09:28 | 2014-03-20 | D B G PLUMBING INC | New Construction | San Diego | San Diego | 92127 | Host Customer is System Owner | [7 empty] | 321.36 | 40.17 |  | Glycol |  | Solar Storage and Auxiliary Tanks are separate |  | 1 | 1 | 672 | Z10 | 16 | Units | Apartments/Condos | 2010115A | 8 | 1 | 534 | 1 | 130 | 1 | 399900 | TRUE | 120 | 110 |  |  |  |  | San Diego | FALSE | 76.47 |  | 2014-02-25 | 2014-03-07 | 2014-03-03 | 2014-03-20 | 2014-03-25 | 2014-04-02 | 3834 | 62778.99 | Up-front Payment
SDG-002709 | Low Income Multifamily Residential | Domestic Hot Water | Gas | San Diego Gas and Electric | Incentive:Paid | 12115 | 19.23 |  | 1 | 630 |  | 630 |  | 2014-03-03 09:25 | 2014-03-20 | D B G PLUMBING INC | New Construction | San Diego | San Diego | 92127 | Host Customer is System Owner | [7 empty] | 241.02 | 40.17 |  | Glycol |  | Solar Storage and Auxiliary Tanks are separate |  | 1 | 1 | 504 | Z10 | 12 | Units | Apartments/Condos | 2010115A | 6 | 1 | 462 | 1 | 130 | 1 | 300000 | TRUE | 120 | 110 |  |  |  |  | San Diego | FALSE | 87.71 |  | 2014-02-25 | 2014-03-07 | 2014-03-03 | 2014-03-20 | 2014-03-25 | 2014-04-02 | 3834 | 55257.56 | Up-front Payment
SDG-002710 | Low Income Multifamily Residential | Domestic Hot Water | Gas | San Diego Gas and Electric | Incentive:Paid | 16365 | 19.23 |  | 1 | 851 |  | 851 |  | 2014-03-03 09:23 | 2014-03-20 | D B G PLUMBING INC | New Construction | San Diego | San Diego | 92127 | Host Customer is System Owner | [7 empty] | 401.7 | 40.17 |  | Glycol |  | Solar Storage and Auxiliary Tanks are separate |  | 1 | 1 | 630 | Z10 | 15 | Units | Apartments/Condos | 2010115A | 10 | 1 | 712 | 1 | 130 | 1 | 499900 | TRUE | 120 | 110 |  |  |  |  | San Diego | FALSE | 88.86 |  | 2014-02-25 | 2014-03-07 | 2014-03-03 | 2014-03-20 | 2014-03-25 | 2014-04-02 | 3834 | 75618.89 | Up-front Payment
SDG-002711 | Low Income Multifamily Residential | Domestic Hot Water | Gas | San Diego Gas and Electric | Incentive:Paid | 12115 | 19.23 |  | 1 | 630 |  | 630 |  | 2014-03-03 09:21 | 2014-03-20 | D B G PLUMBING INC | New Construction | San Diego | San Diego | 92127 | Host Customer is System Owner | [7 empty] | 241.02 | 40.17 |  | Glycol |  | Solar Storage and Auxiliary Tanks are separate |  | 1 | 1 | 504 | Z10 | 12 | Units | Apartments/Condos | 2010115A | 6 | 1 | 462 | 1 | 130 | 1 | 499900 | TRUE | 120 | 110 |  |  |  |  | San Diego | FALSE | 87.71 |  | 2014-02-25 | 2014-03-07 | 2014-03-03 | 2014-03-20 | 2014-03-25 | 2014-04-02 | 3834 | 55257.56 | Up-front Payment
SDG-002712 | Low Income Multifamily Residential | Domestic Hot Water | Gas | San Diego Gas and Electric | Incentive:Paid | 11250 | 19.23 |  | 1 | 585 |  | 585 |  | 2014-03-03 09:16 | 2014-03-20 | D B G PLUMBING INC | New Construction | San Diego | San Diego | 92127 | Host Customer is System Owner | [7 empty] | 321.36 | 40.17 |  | Glycol |  | Solar Storage and Auxiliary Tanks are separate |  | 1 | 1 | 420 | Z10 | 10 | Units | Apartments/Condos | 2010115A | 8 | 1 | 534 | 1 | 130 | 1 | 499900 | TRUE | 120 | 110 |  |  |  |  | San Diego | FALSE | 107.31 |  | 2014-02-25 | 2014-03-07 | 2014-03-03 | 2014-03-20 | 2014-03-25 | 2014-04-02 | 3834 | 62778.99 | Up-front Payment
SDG-002713 | Low Income Multifamily Residential | Domestic Hot Water | Gas | San Diego Gas and Electric | Incentive:Paid | 12115 | 19.23 |  | 1 | 630 |  | 630 |  | 2014-03-03 09:13 | 2014-03-20 | D B G PLUMBING INC | New Construction | San Diego | San Diego | 92127 | Host Customer is System Owner | [7 empty] | 241.02 | 40.17 |  | Glycol |  | Solar Storage and Auxiliary Tanks are separate |  | 1 | 1 | 504 | Z10 | 12 | Units | Apartments/Condos | 2010115A | 6 | 1 | 462 | 1 | 130 | 1 | 499900 | TRUE | 120 | 110 |  |  |  |  | San Diego | FALSE | 87.71 |  | 2014-02-25 | 2014-03-07 | 2014-03-03 | 2014-03-20 | 2014-03-25 | 2014-04-02 | 3834 | 55257.56 | Up-front Payment
SDG-002714 | Low Income Multifamily Residential | Domestic Hot Water | Gas | San Diego Gas and Electric | Incentive:Paid | 12115 | 19.23 |  | 1 | 630 |  | 630 |  | 2014-03-03 09:11 | 2014-03-20 | D B G PLUMBING INC | New Construction | San Diego | San Diego | 92127 | Host Customer is System Owner | [7 empty] | 241.02 | 40.17 |  | Glycol |  | Solar Storage and Auxiliary Tanks are separate |  | 1 | 1 | 504 | Z10 | 12 | Units | Apartments/Condos | 2010115A | 6 | 1 | 462 | 1 | 130 | 1 | 499900 | TRUE | 120 | 110 |  |  |  |  | San Diego | FALSE | 87.71 |  | 2014-02-25 | 2014-03-07 | 2014-03-03 | 2014-03-20 | 2014-03-25 | 2014-04-02 | 3834 | 55257.56 | Up-front Payment
SDG-002715 | Low Income Multifamily Residential | Domestic Hot Water | Gas | San Diego Gas and Electric | Incentive:Paid | 8077 | 19.23 |  | 1 | 420 |  | 420 |  | 2014-03-03 09:08 | 2014-03-20 | D B G PLUMBING INC | New Construction | San Diego | San Diego | 92127 | Host Customer is System Owner | [7 empty] | 160.68 | 40.17 |  | Glycol |  | Solar Storage and Auxiliary Tanks are separate |  | 1 | 1 | 336 | Z10 | 8 | Units | Apartments/Condos | 2010115A | 4 | 1 | 335 | 1 | 100 | 1 | 250000 | TRUE | 120 | 110 |  |  |  |  | San Diego | FALSE | 97.86 |  | 2014-02-25 | 2014-03-07 | 2014-03-03 | 2014-03-20 | 2014-03-25 | 2014-04-02 | 3834 | 41100.86 | Up-front Payment
SCG-002717 | Low Income Multifamily Residential | Domestic Hot Water | Gas | Southern California Gas Company | Reservation:Canceled | 24287 | 24.89 |  | 1 | 1263 |  | 1263 |  | 2014-10-03 10:34 |  | SUNUP ENERGY | Retrofit | Compton | Los Angeles | 90222 | Host Customer is System Owner | [7 empty] | 409.5 | 40.95 |  | Drainback |  | Solar Storage and Auxiliary Tanks are separate |  | 1 | 1 | 760 | Z08 | 20 | Units | Apartments/Condos | 10001803 | 10 | 1 | 528 | 2 | 200 | 2 | 398000 | TRUE | 125 | 145 | [5 empty] | FALSE | 36.68 |  | 2011-06-01: 2014-02-26; 2011-06-21: 2014-11-20; 2011-06-23: 2014-10-03 | 3629 | 46333 | Up-front Payment
SDG-002720 | Single Family Residential | Domestic Hot Water | Gas | San Diego Gas and Electric | Incentive:Paid | 1352 | 18.59 |  | 1 | 92 |  | 73 |  | 2014-03-12 11:16 | 2014-03-27 | CHARAN MASTERS | Retrofit | Oceanside | San Diego | 92056 | Host Customer is System Owner | 2 |  | 2005006E | Butler Sun Solutions | SOLAR BUTLER | BSS-PV1-80GA | Indirect Forced Circulation (IF) | 40.86 |  | EC-40 / EC-40-0.75 |  |  | Solar and Auxiliary Storage are the same Tank | 80.044 | 0.93 | 0.85 | 35 | Z07 | [18 empty] | City of Oceanside | FALSE | 94.06 |  | 2014-02-27 | 2014-03-19 |  |  | 2014-03-12 | 2014-03-27 | 3846 | 8653.08 | Up-front Payment
SCG-002721 | Single Family Residential | Domestic Hot Water | Gas | Southern California Gas Company | Incentive:Paid | 1924 | 18.59 |  | 1 | 115 |  | 104 |  | 2014-05-05 12:08 | 2014-06-04 | IRC SERVICES INC | Retrofit | Los Angeles | Los Angeles | 90042 | Host Customer is System Owner | 1 |  | 2012012D | KIOTO Clear Energy AG | SOLPAL (formerly Solcrafte) | SOLPAL L-GT | Direct Integral Collector Storage (DI) | 26.11 |  | Solpal L |  |  | Solar Storage with Tankless Auxiliary Water Heater | 52.042 | 1 | 0.9 | 20 | Z09 | [18 empty] | Los Angeles dept of building and safety | FALSE | 42.61 |  | 2011-06-01: 2014-02-27; 2011-08-03: 2014-05-05; 2011-09-20: 2014-06-04 | 3770 | 4900 | Up-front Payment
SCG-002722 | Commercial Pools | Pool Heating | Gas | Southern California Gas Company | Incentive:Paid | 10976 | 7 |  | 1 | 1614 |  | 1614 |  | 2014-03-04 14:28 | 2014-04-17 | REGREEN INC | Retrofit | Rialto | San Bernardino | 92376 | Host Customer is System Owner | [7 empty] | 772.8 | 48.3 |  | Drainback |  |  |  | 1 | 1 |  | Z10 |  |  |  | 10001888 | 16 | 1 | [5 empty] | FALSE |  |  |  | SunEarth - SETR A503 TTR U + VFS 20-400 |  | SunEarth - SETR A503 TTR U + VFS 20-400 | County of San Bernardino | FALSE | 6.8 |  | 2014-02-28 |  | 2014-03-04 | 2014-04-17 | 2015-03-04 | 2015-04-13 | 3473 | 10976 | Up-front Payment
SCG-002723 | Commercial Pools | Pool Heating | Gas | Southern California Gas Company | Incentive:Paid | 7469 | 7 |  | 1 | 1102 |  | 1102 |  | 2014-03-04 14:30 | 2014-04-02 | REGREEN INC | Retrofit | Colton | San Bernardino | 92324 | Host Customer is System Owner | [7 empty] | 408.8 | 29.2 |  | Drainback |  |  |  | 1 | 1 |  | Z10 |  |  |  | 10001888 | 14 | 1 | [5 empty] | FALSE | [6 empty] | San Bernardino | FALSE | 6.78 |  | 2014-02-28 |  | 2014-03-04 | 2014-04-02 | 2015-03-04 | 2015-03-31 | 3480 | 7469 | Up-front Payment
SCG-002724 | Commercial Pools | Pool Heating | Gas | Southern California Gas Company | Incentive:Paid | 6069 | 7 |  | 1 | 899 |  | 899 |  | 2014-03-04 14:31 | 2014-04-02 | REGREEN INC | Retrofit | Colton | San Bernardino | 92324 | Host Customer is System Owner | [7 empty] | 408.8 | 29.2 |  | Drainback |  |  |  | 1 | 1 |  | Z10 |  |  |  | 10001888 | 14 | 1 | [5 empty] | FALSE | [6 empty] | San Bernardino County | FALSE | 6.75 |  | 2014-02-28 |  | 2014-03-04 | 2014-04-02 | 2015-03-04 | 2015-03-31 | 3473 | 6069 | Up-front Payment
SCG-002725 | Commercial Pools | Pool Heating | Gas | Southern California Gas Company | Incentive:Paid | 7854 | 7 |  | 1 | 1260 |  | 1260 |  | 2014-03-04 14:32 | 2014-04-17 | REGREEN INC | Retrofit | Colton | San Bernardino | 92324 | Host Customer is System Owner | [7 empty] | 408.8 | 29.2 |  | Drainback |  |  |  | 1 | 1 |  | Z10 |  |  |  | 10001888 | 14 | 1 | [5 empty] | FALSE |  |  |  | SunEarth - SETR A503 TTR U + VFS 20-400 |  | SunEarth - SETR A503 TTR U + VFS 20-400 | San Bernardino County | FALSE | 6.23 |  | 2014-02-28 |  | 2014-03-04 | 2014-04-17 | 2015-03-04 | 2015-03-31 | 3473 | 7854 | Up-front Payment
SCG-002726 | Commercial Pools | Pool Heating | Gas | Southern California Gas Company | Incentive:Paid | 6097 | 7 |  | 1 | 1054 |  | 1054 |  | 2014-03-04 14:37 | 2014-04-02 | REGREEN INC | Retrofit | Colton | San Bernardino | 92324 | Host Customer is System Owner | [7 empty] | 350.4 | 29.2 |  | Drainback |  |  |  | 1 | 1 |  | Z10 |  |  |  | 10001888 | 12 | 1 | [5 empty] | FALSE | [6 empty] | San Bernardino County | FALSE | 5.78 |  | 2014-02-28 |  | 2014-03-04 | 2014-04-02 | 2015-03-04 | 2015-03-31 | 3473 | 6097 | Up-front Payment
SCG-002727 | Commercial Pools | Pool Heating | Gas | Southern California Gas Company | Incentive:Paid | 13531 | 7 |  | 1 | 1990 |  | 1990 |  | 2014-03-04 14:50 | 2014-04-02 | REGREEN INC | Retrofit | Corona | Riverside | 92882 | Host Customer is System Owner | [7 empty] | 814 | 40.7 |  | Drainback |  |  |  | 1 | 1 |  | Z10 |  |  |  | 10001888 | 20 | 1 | [5 empty] | FALSE | [5 empty] | SunEarth - SETR A503 TTR U + VFS 20-400 | County of Riverside | FALSE | 6.8 |  | 2014-02-28 |  | 2014-03-04 | 2014-04-02 | 2014-10-23 | 2014-11-02 | 3567 | 13531 | Up-front Payment
SCG-002728 | Single Family Residential | Domestic Hot Water | Gas | Southern California Gas Company | Incentive:Paid | 2138 | 18.59 |  | 1 | 115 |  | 115 |  | 2014-05-22 14:25 | 2014-06-25 | IRC SERVICES INC | Retrofit | Chatsworth | Los Angeles | 91311 | Host Customer is System Owner | 2 |  | 2012012D | KIOTO Clear Energy AG | SOLPAL (formerly Solcrafte) | SOLPAL L-GT | Direct Integral Collector Storage (DI) | 26.11 |  | Solpal L |  |  | Solar Storage with Tankless Auxiliary Water Heater | 52.042 | 1 | 1 | 35 | Z09 | [18 empty] | Los Angeles dept of building and safety | FALSE | 42.61 |  | 2011-06-01: 2014-02-28; 2011-08-03: 2014-05-22; 2011-09-20: 2014-06-25 | 3760 | 4900 | Up-front Payment
SCG-002731 | Commercial Pools | Pool Heating | Gas | Southern California Gas Company | Incentive:Paid | 11067 | 7 |  | 1 | 1638 |  | 1638 |  | 2014-03-04 14:57 | 2014-04-17 | REGREEN INC | Retrofit | Riverside | Riverside | 92503 | Host Customer is System Owner | [7 empty] | 772.8 | 48.3 |  | Drainback |  |  |  | 1 | 1 |  | Z10 |  |  |  | 10001888 | 16 | 1 | [5 empty] | FALSE | [5 empty] | SunEarth - SETR A503 TTR U + VFS 20-400 | County of Riverside | FALSE | 6.76 |  | 2014-02-28 |  | 2014-03-04 | 2014-04-17 | 2014-11-12 | 2014-11-19 | 3599 | 11067 | Up-front Payment
SCG-002732 | Commercial Pools | Pool Heating | Gas | Southern California Gas Company | Incentive:Paid | 8421 | 7 |  | 1 | 1238 |  | 1238 |  | 2014-03-04 14:58 | 2014-04-17 | REGREEN INC | Retrofit | Riverside | Riverside | 92504 | Host Customer is System Owner | [7 empty] | 531.3 | 48.3 |  | Drainback |  |  |  | 1 | 1 |  | Z10 |  |  |  | 10001888 | 11 | 1 | [5 empty] | FALSE | [5 empty] | SunEarth - SETR A503 TTR U + VFS 20-400 | County of Riverside | FALSE | 6.8 |  | 2014-02-28 |  | 2014-03-04 | 2014-04-17 | 2014-10-23 | 2014-11-02 | 3603 | 8421 | Up-front Payment
SCG-002734 | Single Family Residential | Domestic Hot Water | Gas | Southern California Gas Company | Incentive:Paid | 1067 | 18.59 |  | 1 | 75 |  | 57 |  | 2014-03-01 12:13 | 2014-06-03 | ZERO ENERGY CONTRACTING INC | Retrofit | Burbank | Los Angeles | 91506 | Host Customer is System Owner | 3 |  | 2012012B | KIOTO Clear Energy AG | SOLPAL (formerly Solcrafte) | SOLPAL L-G | Direct Integral Collector Storage (DI) | 26.11 |  | Solpal L |  |  | Solar and Auxiliary Storage are the same Tank | 53.099 | 0.9 | 0.85 | 45 | Z09 | [18 empty] | City of Burbank | FALSE | 158.76 |  | 2011-06-01: 2014-03-01; 2011-08-03: 2014-03-01; 2011-09-20: 2014-06-03 | 3784 | 11907 | Up-front Payment
SCG-002735 | Single Family Residential | Domestic Hot Water | Gas | Southern California Gas Company | Incentive:Paid | 1352 | 18.59 |  | 1 | 75 |  | 73 |  | 2014-03-03 15:14 | 2014-06-03 | ZERO ENERGY CONTRACTING INC | Retrofit | Burbank | Los Angeles | 91506 | Host Customer is System Owner | 4 |  | 2012012B | KIOTO Clear Energy AG | SOLPAL (formerly Solcrafte) | SOLPAL L-G | Direct Integral Collector Storage (DI) | 26.11 |  | Solpal L |  |  | Solar and Auxiliary Storage are the same Tank | 53.099 | 0.97 | 1 | 55 | Z09 | [18 empty] | City of Burbank | FALSE | 193.44 |  | 2011-06-01: 2014-03-01; 2011-08-03: 2014-03-03; 2011-09-20: 2014-06-03 | 3784 | 14508 | Up-front Payment
SCG-002737 | Single Family Residential | Domestic Hot Water | Gas | Southern California Gas Company | Incentive:Paid | 1357 | 18.59 |  | 1 | 73 |  | 73 |  | 2014-03-01 14:03 | 2014-03-13 | ZERO ENERGY CONTRACTING INC | Retrofit | Cypress | Los Angeles | 90630 | Host Customer is System Owner | 4 |  | 2012012B | KIOTO Clear Energy AG | SOLPAL (formerly Solcrafte) | SOLPAL L-G | Direct Integral Collector Storage (DI) | 26.11 |  | Solpal L |  |  | Solar and Auxiliary Storage are the same Tank | 53.099 | 1 | 1 | 55 | Z08 | [18 empty] | City of Cypress | FALSE | 139.73 |  | 2011-06-01: 2014-03-01; 2011-08-03: 2014-03-01; 2011-09-20: 2014-03-13 | 3866 | 10200 | Up-front Payment
SCG-002738 | Single Family Residential | Domestic Hot Water | Gas | Southern California Gas Company | Incentive:Paid | 1357 | 18.59 |  | 1 | 73 |  | 73 |  | 2014-03-07 09:45 | 2014-03-13 | ZERO ENERGY CONTRACTING INC | Retrofit | Fullerton | Orange | 92832 | Host Customer is System Owner | 3 |  | 2012012B | KIOTO Clear Energy AG | SOLPAL (formerly Solcrafte) | SOLPAL L-G | Direct Integral Collector Storage (DI) | 26.11 |  | Solpal L |  |  | Solar and Auxiliary Storage are the same Tank | 53.099 | 1 | 1 | 45 | Z08 | [18 empty] | City of Fullerton | FALSE | 136.71 |  | 2011-06-01: 2014-03-01; 2011-08-03: 2014-03-07; 2011-09-20: 2014-03-13 | 3866 | 9980 | Up-front Payment
SCG-002739 | Single Family Residential | Domestic Hot Water | Gas | Southern California Gas Company | Incentive:Paid | 1185 | 18.59 |  | 1 | 75 |  | 64 |  | 2014-03-01 14:52 | 2014-03-18 | ZERO ENERGY CONTRACTING INC | Retrofit | Valley Village | Los Angeles | 91607 | Host Customer is System Owner | 3 |  | 2012012B | KIOTO Clear Energy AG | SOLPAL (formerly Solcrafte) | SOLPAL L-G | Direct Integral Collector Storage (DI) | 26.11 |  | Solpal L |  |  | Solar and Auxiliary Storage are the same Tank | 53.099 | 1 | 0.85 | 45 | Z09 | [18 empty] | City of Los Angeles | FALSE | 172.08 |  | 2011-06-01: 2014-03-01; 2011-08-03: 2014-03-01; 2011-09-20: 2014-03-18 | 3855 | 12906 | Up-front Payment
SCG-002740 | Single Family Residential | Domestic Hot Water | Gas | Southern California Gas Company | Incentive:Paid | 1166 | 18.59 |  | 1 | 66 |  | 63 |  | 2014-03-07 11:31 | 2014-03-13 | ZERO ENERGY CONTRACTING INC | Retrofit | La Habra | Orange | 90631 | Host Customer is System Owner | 4 |  | 30003825 | SunEarth, Inc. | CopperHeart | CP-40G | Direct Integral Collector Storage (DI) | 24.96 |  | CP-40 |  |  | Solar and Auxiliary Storage are the same Tank | 39.89 | 1 | 0.95 | 55 | Z09 | [18 empty] | City of La Habra | FALSE | 190.05 |  | 2011-06-01: 2014-03-01; 2011-08-03: 2014-03-07; 2011-09-20: 2014-03-13 | 3866 | 12543 | Up-front Payment
SCG-002741 | Single Family Residential | Domestic Hot Water | Gas | Southern California Gas Company | Incentive:Paid | 1038 | 18.59 |  | 1 | 66 |  | 56 |  | 2014-03-01 15:35 | 2014-06-03 | ZERO ENERGY CONTRACTING INC | Retrofit | Whittier | Los Angeles | 90603 | Host Customer is System Owner | 3 |  | 30003825 | SunEarth, Inc. | CopperHeart | CP-40G | Direct Integral Collector Storage (DI) | 24.96 |  | CP-40 |  |  | Solar and Auxiliary Storage are the same Tank | 39.89 | 0.94 | 0.9 | 45 | Z09 | [18 empty] | City of Whittier | FALSE | 179.24 |  | 2011-06-01: 2014-03-01; 2011-08-03: 2014-03-01; 2011-09-20: 2014-06-03 | 3784 | 11830 | Up-front Payment
SCG-002742 | Single Family Residential | Domestic Hot Water | Gas | Southern California Gas Company | Incentive:Paid | 1394 | 18.59 |  | 1 | 75 |  | 75 |  | 2014-03-07 09:52 | 2014-03-13 | ZERO ENERGY CONTRACTING INC | Retrofit | Burbank | Los Angeles | 91505 | Host Customer is System Owner | 5 |  | 2012012B | KIOTO Clear Energy AG | SOLPAL (formerly Solcrafte) | SOLPAL L-G | Direct Integral Collector Storage (DI) | 26.11 |  | Solpal L |  |  | Solar and Auxiliary Storage are the same Tank | 53.099 | 1 | 1 | 65 | Z09 | [18 empty] | City of Burbank | FALSE | 153.68 |  | 2011-06-01: 2014-03-01; 2011-08-03: 2014-03-07; 2011-09-20: 2014-03-13 | 3866 | 11526 | Up-front Payment
SCG-002743 | Single Family Residential | Domestic Hot Water | Gas | Southern California Gas Company | Incentive:Paid | 1032 | 18.59 |  | 1 | 66 |  | 56 |  | 2014-03-01 16:04 | 2014-03-13 | ZERO ENERGY CONTRACTING INC | Retrofit | Van Nuys | Los Angeles | 91401 | Host Customer is System Owner | 4 |  | 30003825 | SunEarth, Inc. | CopperHeart | CP-40G | Direct Integral Collector Storage (DI) | 24.96 |  | CP-40 |  |  | Solar and Auxiliary Storage are the same Tank | 39.89 | 0.99 | 0.85 | 55 | Z09 | [18 empty] | City of Los Angeles | FALSE | 216.71 |  | 2011-06-01: 2014-03-01; 2011-08-03: 2014-03-01; 2011-09-20: 2014-03-13 | 3866 | 14303 | Up-front Payment
SCG-002746 | Commercial Pools | Pool Heating | Gas | Southern California Gas Company | Incentive:Paid | 10423 | 7 |  | 1 | 1489 |  | 1489 |  | 2014-03-05 14:31 | 2014-05-01 | CALIFORNIA SOLAR THERMAL INC | Retrofit | Riverside | Riverside | 92505 | Host Customer is System Owner | [7 empty] | 579.6 | 48.3 |  | Drainback |  |  |  | 1 | 1 |  | Z10 |  |  |  | 10001888 | 12 | 1 | [5 empty] | FALSE | [5 empty] | SunEarth - SETR A503 TTR U + VFS 20-400 | County of Riverside | FALSE | 7 |  | 2014-03-02 |  | 2014-03-05 | 2014-05-01 | 2014-05-16 | 2014-05-21 | 3803 | 10423 | Up-front Payment
SDG-002747 | Low Income Multifamily Residential | Domestic Hot Water | Gas | San Diego Gas and Electric | Incentive:Paid | 153513 | 19.23 |  | 1 | 7983 |  | 7983 |  | 2014-04-04 10:37 | 2014-04-24 | ARNOLD SOLAR INC | New Construction | San Diego | San Diego | 92113 | Host Customer is System Owner | [7 empty] | 2538.45 | 56.41 |  | Drainback |  | Solar Storage and Auxiliary Tanks are separate |  | 1 | 1 | 4810 | Z07 | 130 | Units | Apartments/Condos | 2009042B | 45 | 5 | 5000 | 1 | 100 | 1 | 750000 | TRUE | 140 | 140 |  | SunReports - SR1000GVFS10-200 |  | SunReports - SR1000GVFS10-200 | City of San Diego | FALSE | 45.67 |  | 2014-04-03 | 2014-04-09 | 2014-04-04 | 2014-04-24 | 2015-06-23 | 2015-07-20 | 3369 | 364550 | Up-front Payment
SDG-002748 | Single Family Residential | Domestic Hot Water | Gas | San Diego Gas and Electric | Incentive:Paid | 1041 | 18.59 |  | 1 | 70 |  | 56 |  | 2014-03-26 13:59 | 2014-04-16 | ADROIT ENERGY INC | Retrofit | Solana Beach | San Diego | 92075 | Host Customer is System Owner | 2 |  | 2012012B | KIOTO Clear Energy AG | SOLPAL (formerly Solcrafte) | SOLPAL L-G | Direct Integral Collector Storage (DI) | 26.11 |  | Solpal L |  |  | Solar Storage and Auxiliary Tanks are separate | 53.099 | 1 | 0.8 | 35 | Z07 | [18 empty] | City of Solana Beach | FALSE | 40 |  | 2014-03-04 | 2014-03-27 |  |  | 2014-03-26 | 2014-04-16 | 3834 | 2800 | Up-front Payment
SCG-002750 | Single Family Residential | Domestic Hot Water | Gas | Southern California Gas Company | Incentive:Paid | 2116 | 18.59 |  | 1 | 115 |  | 114 |  | 2014-03-11 21:39 | 2014-03-18 | GERALD MOORE | Retrofit | Villa Park | Orange | 92861 | Host Customer is System Owner | 6 |  | 2001028R | SunEarth, Inc. | CASCADE | EPRD-40-120-2G | Indirect Forced Circulation (IF) | 40.9 |  | EP-40 / EP-40-0.75 |  |  | Solar Storage and Auxiliary Tanks are separate | 119.934 | 0.99 | 1 | 75 | Z08 | [18 empty] | Villa Park | FALSE | 63.43 |  | 2011-06-01: 2014-03-04; 2011-08-03: 2014-03-11; 2011-09-20: 2014-03-18 | 3862 | 7295 | Up-front Payment
PGE-002751 | Low Income Single Family Residential | Domestic Hot Water | Gas | Pacific Gas and Electric | Incentive:Paid | 2201 | 25.64 |  | 1 | 101 |  | 86 |  | 2014-03-10 12:28 | 2014-04-28 | SELF-HELP HOME IMPROVEMENT PROJECT | Retrofit | REDDING | Shasta | 96003 | Host Customer is System Owner | 3 |  | 2010068D | Fafco, Inc. | 500 SERIES | 500-96SF-50G-50S | Indirect Forced Circulation (IF) | 97.56 |  | 2x8, 2x12 |  |  | Solar Storage and Auxiliary Tanks are separate | 49.929 | 1 | 0.85 | 45 | Z11 | [18 empty] | City of Redding Building Department | FALSE | 28.84 |  | 2014-03-05 | 2014-03-25 |  |  | 2014-03-10 | 2014-04-28 | 3813 | 2912.38 | Up-front Payment
SCG-002752 | Single Family Residential | Domestic Hot Water | Gas | Southern California Gas Company | Incentive:Paid | 2231 | 18.59 |  | 1 | 133 |  | 120 |  | 2014-04-28 19:06 | 2014-05-06 | ALTADENA ENERGY & SOLAR INC | Retrofit | Altadena | Los Angeles | 91001 | Host Customer is System Owner | 5 |  | 2010135G | Heliodyne, Inc. | HELIOPAK | HPAK 016 1 410 G 75PD AC S Z | Indirect Forced Circulation (IF) | 40.17 |  | 410 001 | Glycol | Advanced Controller with a Thermal Cycling Function | Solar and Auxiliary Storage are the same Tank | 75.025 | 0.95 | 0.95 | 65 | Z09 | [18 empty] | LA County | FALSE | 84.22 |  | 2011-06-01: 2014-03-05; 2011-08-03: 2014-04-28; 2011-09-20: 2014-05-06 | 3812 | 11200.8 | Up-front Payment
SCG-002753 | Commercial/Multifamily Residential | Domestic Hot Water | Gas | Southern California Gas Company | Incentive:Paid | 32169 | 14.53 |  | 1 | 2214 |  | 2214 |  | 2014-04-15 14:18 | 2014-05-06 | ALL VALLEY SOLAR INC | Retrofit | Sherman Oaks | Los Angeles | 91423 | Host Customer is System Owner | [7 empty] | 573.3 | 40.95 |  | Drainback |  | Solar Storage and Auxiliary Tanks are separate |  | 1 | 1 | 1480 | Z09 | 37 | Units | Apartments/Condos | 10001803 | 14 | 2 | 800 | 1 | 119 | 1 | 400000 | TRUE | 125 | 140 |  |  |  | SunEarth - SETR A503 TTR U + VFS 1-20 | ladbs | FALSE | 26.57 |  | 2014-03-19 |  | 2014-04-15 | 2014-05-06 | 2014-05-07 | 2014-05-07 | 3804 | 58828 | Up-front Payment
PGE-002754 | Low Income Single Family Residential | Domestic Hot Water | Gas | Pacific Gas and Electric | Incentive:Paid | 2564 | 25.64 |  | 1 | 101 |  | 100 |  | 2014-04-21 13:21 | 2014-05-17 | SELF-HELP HOME IMPROVEMENT PROJECT | Retrofit | Redding | Shasta | 96003 | Host Customer is System Owner | 4 |  | 2010068D | Fafco, Inc. | 500 SERIES | 500-96SF-50G-50S | Indirect Forced Circulation (IF) | 97.56 |  | 2x8, 2x12 |  |  | Solar Storage and Auxiliary Tanks are separate | 49.929 | 0.99 | 1 | 55 | Z11 | [18 empty] | Shasta County | FALSE | 30.84 |  | 2011-06-01: 2014-03-06; 2011-08-03: 2014-04-21; 2011-09-20: 2014-05-17 | 3810 | 3114.98 | Up-front Payment
PGE-002757 | Single Family Residential | Domestic Hot Water | Gas | Pacific Gas and Electric | Incentive:Paid | 2020 | 29.85 |  | 1 | 101 |  | 68 |  | 2014-10-13 14:40 | 2014-10-15 | A1 SUN INC | Retrofit | BERKELEY | Alameda | 94709 | Host Customer is System Owner | 4 |  | 2010137J | Heliodyne, Inc. | HELIOPAS | HPAS 2 408 G 75 AC S Z | Indirect Forced Circulation (IF) | 64.44 |  | 408 001 | Glycol | Pressure Stagnation Protection (PSP) | Solar Storage with Tankless Auxiliary Water Heater | 76.1 | 0.67 | 1 | 55 | Z03 | [18 empty] | Berkeley | FALSE | 231.11 |  | 2011-06-01: 2014-03-07; 2011-08-03: 2014-10-13; 2011-09-20: 2014-10-15 | 3424 | 23342 | Up-front Payment
SCG-002758 | Single Family Residential | Domestic Hot Water | Gas | Southern California Gas Company | Incentive:Paid | 1136 | 18.59 |  | 1 | 73 |  | 61 |  | 2014-03-07 09:37 | 2014-03-13 | ZERO ENERGY CONTRACTING INC | Retrofit | Downey | Los Angeles | 90241 | Host Customer is System Owner | 4 |  | 2012012B | KIOTO Clear Energy AG | SOLPAL (formerly Solcrafte) | SOLPAL L-G | Direct Integral Collector Storage (DI) | 26.11 |  | Solpal L |  |  | Solar and Auxiliary Storage are the same Tank | 53.099 | 0.93 | 0.9 | 55 | Z08 | [18 empty] | City of Downey | FALSE | 136.71 |  | 2011-06-01: 2014-03-07; 2011-08-03: 2014-03-07; 2011-09-20: 2014-03-13 | 3866 | 9980 | Up-front Payment
SCG-002759 | Single Family Residential | Domestic Hot Water | Gas | Southern California Gas Company | Incentive:Paid | 1104 | 18.59 |  | 1 | 66 |  | 59 |  | 2014-03-07 10:44 | 2014-03-13 | ZERO ENERGY CONTRACTING INC | Retrofit | Valley Village | Los Angeles | 91607 | Host Customer is System Owner | 3 |  | 30003825 | SunEarth, Inc. | CopperHeart | CP-40G | Direct Integral Collector Storage (DI) | 24.96 |  | CP-40 |  |  | Solar and Auxiliary Storage are the same Tank | 39.89 | 1 | 0.9 | 45 | Z09 | [18 empty] | City of Los Angeles | FALSE | 219.79 |  | 2011-06-01: 2014-03-07; 2011-08-03: 2014-03-07; 2011-09-20: 2014-03-13 | 3866 | 14506 | Up-front Payment
SCG-002760 | Single Family Residential | Domestic Hot Water | Gas | Southern California Gas Company | Incentive:Paid | 1082 | 18.59 |  | 1 | 66 |  | 58 |  | 2014-03-07 11:20 | 2014-03-13 | ZERO ENERGY CONTRACTING INC | Retrofit | Valley Village | Los Angeles | 91607 | Host Customer is System Owner | 5 |  | 30003825 | SunEarth, Inc. | CopperHeart | CP-40G | Direct Integral Collector Storage (DI) | 24.96 |  | CP-40 |  |  | Solar and Auxiliary Storage are the same Tank | 39.89 | 0.98 | 0.9 | 65 | Z09 | [18 empty] | City of Los Angeles | FALSE | 200.55 |  | 2011-06-01: 2014-03-07; 2011-08-03: 2014-03-07; 2011-09-20: 2014-03-13 | 3866 | 13236 | Up-front Payment
SCG-002761 | Single Family Residential | Domestic Hot Water | Gas | Southern California Gas Company | Incentive:Paid | 1625 | 18.59 |  | 1 | 92 |  | 87 |  | 2014-03-19 14:26 | 2014-03-19 | THE SOLAR ENERGY COMPANY INC | Retrofit | Santa Barbara | Santa Barbara | 93103 | Owner/Tenant | 2 |  | 2005006C | Butler Sun Solutions | SOLAR BUTLER | BSS-PV1-50GA | Indirect Forced Circulation (IF) | 32.84 |  | EC-32 / EC-32-0.75 |  |  | Solar and Auxiliary Storage are the same Tank | 49.929 | 1 | 0.95 | 35 | Z06 | [18 empty] | Santa Barbara | FALSE | 75.54 |  | 2011-06-01: 2014-03-10; 2011-08-03: 2014-03-19; 2011-09-20: 2014-03-19 | 3865 | 6950 | Up-front Payment
SCG-002762 | Commercial Pools | Pool Heating | Gas | Southern California Gas Company | Incentive:Paid | 16121 | 7 |  | 1 | 2303 |  | 2303 |  | 2014-04-18 10:07 | 2014-05-08 | SUNUP ENERGY | Retrofit | Palm Springs | Riverside | 92264 | Host Customer is System Owner | [7 empty] | 661.5 | 47.25 |  | Drainback |  |  |  | 1 | 1 |  | Z15 |  |  |  | 10001-5 | 14 | 1 | [5 empty] | FALSE | [5 empty] | SunEarth - SETR A503 TTR U + VFS 10-200 | Palm Springs Building & Safety | FALSE | 7.86 |  | 2014-03-10 |  | 2014-04-18 | 2014-05-08 | 2014-05-15 | 2014-05-20 | 3803 | 18106 | Up-front Payment
SCG-002763 | Commercial Pools | Pool Heating | Gas | Southern California Gas Company | Incentive:Paid | 15232 | 7 |  | 1 | 2176 |  | 2176 |  | 2014-04-18 10:06 | 2014-05-08 | SUNUP ENERGY | Retrofit | Palm Springs | Riverside | 92264 | Host Customer is System Owner | [7 empty] | 661.5 | 47.25 |  | Drainback |  |  |  | 1 | 1 |  | Z15 |  |  |  | 10001-5 | 14 | 1 | [5 empty] | FALSE | [5 empty] | SunEarth - SETR0603mcU + VFS 10-200 | Palm Springs Building & Safety | FALSE | 7 |  | 2014-03-10 |  | 2014-04-18 | 2014-05-08 | 2014-05-15 | 2014-06-04 | 3775 | 15232 | Up-front Payment
SCG-002764 | Commercial Pools | Pool Heating | Gas | Southern California Gas Company | Incentive:Paid | 13279 | 7 |  | 1 | 1897 |  | 1897 |  | 2014-04-18 10:06 | 2014-05-08 | SUNUP ENERGY | Retrofit | Palm Springs | Riverside | 92264 | Host Customer is System Owner | [7 empty] | 661.5 | 47.25 |  | Drainback |  |  |  | 1 | 1 |  | Z15 |  |  |  | 10001-5 | 14 | 1 | [5 empty] | FALSE | [5 empty] | SunEarth - SETR0603mcU + VFS 10-200 | Palm Springs Building & Safety | FALSE | 7 |  | 2014-03-10 |  | 2014-04-18 | 2014-05-08 | 2014-05-15 | 2014-05-20 | 3803 | 13279 | Up-front Payment
SCG-002765 | Commercial/Multifamily Residential | Domestic Hot Water | Gas | Southern California Gas Company | Incentive:Paid | 32169 | 14.53 |  | 1 | 2214 |  | 2214 |  | 2014-04-15 14:20 | 2014-05-06 | ALL VALLEY SOLAR INC | Retrofit | Sherman Oaks | Los Angeles | 91423 | Host Customer is System Owner | [7 empty] | 573.3 | 40.95 |  | Drainback |  | Solar Storage and Auxiliary Tanks are separate |  | 1 | 1 | 1480 | Z09 | 37 | Units | Apartments/Condos | 10001803 | 14 | 2 | 800 | 1 | 119 | 1 | 400000 | TRUE | 125 | 140 |  |  |  | SunEarth - SETR A503 TTR U + VFS 1-20 | ladbs | FALSE | 26.57 |  | 2014-03-19 |  | 2014-04-15 | 2014-05-06 | 2014-05-07 | 2014-05-07 | 3804 | 58828 | Up-front Payment
SCG-002766 | Low Income Multifamily Residential | Domestic Hot Water | Gas | Southern California Gas Company | Incentive:Paid | 72016 | 19.23 |  | 1 | 3745 |  | 3745 |  | 2014-06-05 09:52 | 2014-07-25 | ALL VALLEY SOLAR INC | Retrofit | Los Angeles | Los Angeles | 90003 | Lease | [7 empty] | 982.8 | 40.95 |  | Drainback |  | Solar Storage and Auxiliary Tanks are separate |  | 1 | 1 | 1960 | Z08 | 49 | Units | Apartments/Condos | 10001803 | 24 | 2 | 1800 | 1 | 200 | 1 | 750000 | TRUE | 130 | 140 |  |  |  | SunEarth - SETR A503 TTR U + VFS 1-20 | ladbs | FALSE | 26.65 |  | 2014-05-14 |  | 2014-06-05 | 2014-07-25 | 2014-07-31 | 2014-08-06 | 3714 | 99796 | Up-front Payment
SCG-002767 | Commercial/Multifamily Residential | Domestic Hot Water | Gas | Southern California Gas Company | Incentive:Paid | 22086 | 14.53 |  | 1 | 1520 |  | 1520 |  | 2014-04-22 16:22 | 2014-05-06 | ALL VALLEY SOLAR INC | Retrofit | Hawthorne | Los Angeles | 90250 | Host Customer is System Owner | [7 empty] | 449.9 | 40.9 |  | Drainback |  | Solar Storage and Auxiliary Tanks are separate |  | 1 | 1 | 840 | Z08 | 21 | Units | Apartments/Condos | 2007032A | 11 | 2 | 855 | 3 | 100 | 1 | 270000 | TRUE | 125 | 140 |  |  |  |  | Hawthorne | FALSE | 39.38 |  | 2014-04-16 |  | 2014-04-22 | 2014-05-06 | 2014-05-30 | 2014-06-02 | 3784 | 59862 | Up-front Payment
SCG-002768 | Single Family Residential | Domestic Hot Water | Gas | Southern California Gas Company | Incentive:Paid | 1325 | 18.59 |  | 1 | 75 |  | 71 |  | 2014-03-13 11:49 | 2014-03-19 | ZERO ENERGY CONTRACTING INC | Retrofit | Whittier | Los Angeles | 90605 | Host Customer is System Owner | 3 |  | 2012012B | KIOTO Clear Energy AG | SOLPAL (formerly Solcrafte) | SOLPAL L-G | Direct Integral Collector Storage (DI) | 26.11 |  | Solpal L |  |  | Solar and Auxiliary Storage are the same Tank | 53.099 | 1 | 0.95 | 45 | Z09 | [18 empty] | City of Whittier | FALSE | 168.13 |  | 2011-06-01: 2014-03-13; 2011-08-03: 2014-03-13; 2011-09-20: 2014-03-19 | 3865 | 12610 | Up-front Payment
SCG-002769 | Single Family Residential | Domestic Hot Water | Gas | Southern California Gas Company | Incentive:Paid | 1131 | 18.59 |  | 1 | 66 |  | 61 |  | 2014-03-28 10:08 | 2014-04-01 | ZERO ENERGY CONTRACTING INC | Retrofit | Whittier | Los Angeles | 90602 | Host Customer is System Owner | 3 |  | 30003825 | SunEarth, Inc. | CopperHeart | CP-40G | Direct Integral Collector Storage (DI) | 24.96 |  | CP-40 |  |  | Solar and Auxiliary Storage are the same Tank | 39.89 | 0.97 | 0.95 | 45 | Z09 | [18 empty] | City of Whittier | FALSE | 151.21 |  | 2011-06-01: 2014-03-13; 2011-08-03: 2014-03-28; 2011-09-20: 2014-04-01 | 3846 | 9980 | Up-front Payment
SCG-002770 | Single Family Residential | Domestic Hot Water | Gas | Southern California Gas Company | Incentive:Paid | 1394 | 18.59 |  | 1 | 75 |  | 75 |  | 2014-03-13 12:11 | 2014-03-24 | ZERO ENERGY CONTRACTING INC | Retrofit | Valley Village | Los Angeles | 91607 | Host Customer is System Owner | 3 |  | 2012012B | KIOTO Clear Energy AG | SOLPAL (formerly Solcrafte) | SOLPAL L-G | Direct Integral Collector Storage (DI) | 26.11 |  | Solpal L |  |  | Solar and Auxiliary Storage are the same Tank | 53.099 | 1 | 1 | 45 | Z09 | [18 empty] | City of Los Angeles | FALSE | 189.07 |  | 2011-06-01: 2014-03-13; 2011-08-03: 2014-03-13; 2011-09-20: 2014-03-24 | 3855 | 14180 | Up-front Payment
SCG-002771 | Single Family Residential | Domestic Hot Water | Gas | Southern California Gas Company | Incentive:Paid | 1096 | 18.59 |  | 1 | 66 |  | 59 |  | 2014-03-13 12:28 | 2014-03-19 | ZERO ENERGY CONTRACTING INC | Retrofit | Valley Village | Los Angeles | 91607 | Host Customer is System Owner | 3 |  | 30003825 | SunEarth, Inc. | CopperHeart | CP-40G | Direct Integral Collector Storage (DI) | 24.96 |  | CP-40 |  |  | Solar and Auxiliary Storage are the same Tank | 39.89 | 0.94 | 0.95 | 45 | Z09 | [18 empty] | City of Los Angeles | FALSE | 214.39 |  | 2011-06-01: 2014-03-13; 2011-08-03: 2014-03-13; 2011-09-20: 2014-03-19 | 3865 | 14150 | Up-front Payment
SCG-002772 | Single Family Residential | Domestic Hot Water | Gas | Southern California Gas Company | Incentive:Paid | 939 | 18.59 |  | 1 | 66 |  | 50 |  | 2014-03-13 13:23 | 2014-03-19 | ZERO ENERGY CONTRACTING INC | Retrofit | Valley Village | Los Angeles | 91607 | Host Customer is System Owner | 3 |  | 30003825 | SunEarth, Inc. | CopperHeart | CP-40G | Direct Integral Collector Storage (DI) | 24.96 |  | CP-40 |  |  | Solar and Auxiliary Storage are the same Tank | 39.89 | 0.85 | 0.9 | 45 | Z09 | [18 empty] | City of Los Angeles | FALSE | 162.47 |  | 2011-06-01: 2014-03-13; 2011-08-03: 2014-03-13; 2011-09-20: 2014-03-19 | 3865 | 10723 | Up-front Payment
SCG-002773 | Single Family Residential | Domestic Hot Water | Gas | Southern California Gas Company | Incentive:Paid | 1142 | 18.59 |  | 1 | 66 |  | 61 |  | 2014-03-13 14:45 | 2014-03-19 | ZERO ENERGY CONTRACTING INC | Retrofit | Valley Village | Los Angeles | 91607 | Host Customer is System Owner | 3 |  | 30003825 | SunEarth, Inc. | CopperHeart | CP-40G | Direct Integral Collector Storage (DI) | 24.96 |  | CP-40 |  |  | Solar Storage with Tankless Auxiliary Water Heater | 39.89 | 0.98 | 0.95 | 45 | Z09 | [18 empty] | City of Los Angeles | FALSE | 153.64 |  | 2011-06-01: 2014-03-13; 2011-08-03: 2014-03-13; 2011-09-20: 2014-03-19 | 3865 | 10140 | Up-front Payment
SCG-002774 | Single Family Residential | Domestic Hot Water | Gas | Southern California Gas Company | Incentive:Paid | 972 | 18.59 |  | 1 | 66 |  | 52 |  | 2014-03-28 09:14 | 2014-04-01 | ZERO ENERGY CONTRACTING INC | Retrofit | Valley Village | Los Angeles | 91607 | Host Customer is System Owner | 3 |  | 30003825 | SunEarth, Inc. | CopperHeart | CP-40G | Direct Integral Collector Storage (DI) | 24.96 |  | CP-40 |  |  | Solar and Auxiliary Storage are the same Tank | 39.89 | 0.88 | 0.9 | 45 | Z09 | [18 empty] | City of Los Angeles | FALSE | 170.91 |  | 2011-06-01: 2014-03-13; 2011-08-03: 2014-03-28; 2011-09-20: 2014-04-01 | 3846 | 11280 | Up-front Payment
SCG-002775 | Single Family Residential | Domestic Hot Water | Gas | Southern California Gas Company | Incentive:Paid | 1394 | 18.59 |  | 1 | 75 |  | 75 |  | 2014-03-13 15:24 | 2014-06-09 | ZERO ENERGY CONTRACTING INC | Retrofit | Van Nuys | Los Angeles | 91401 | Host Customer is System Owner | 3 |  | 2012012B | KIOTO Clear Energy AG | SOLPAL (formerly Solcrafte) | SOLPAL L-G | Direct Integral Collector Storage (DI) | 26.11 |  | Solpal L |  |  | Solar and Auxiliary Storage are the same Tank | 53 | 1 | 1 | 45 | Z09 | [18 empty] | City of Los Angeles | FALSE | 144.61 |  | 2011-06-01: 2014-03-13; 2011-08-03: 2014-03-13; 2011-09-20: 2014-06-09 | 3778 | 10846 | Up-front Payment
SCG-002776 | Single Family Residential | Domestic Hot Water | Gas | Southern California Gas Company | Incentive:Paid | 1394 | 18.59 |  | 1 | 75 |  | 75 |  | 2014-03-27 11:25 | 2014-04-01 | ZERO ENERGY CONTRACTING INC | Retrofit | Van Nuys | Los Angeles | 91401 | Host Customer is System Owner | 3 |  | 2012012B | KIOTO Clear Energy AG | SOLPAL (formerly Solcrafte) | SOLPAL L-G | Direct Integral Collector Storage (DI) | 26.11 |  | Solpal L |  |  | Solar and Auxiliary Storage are the same Tank | 53.099 | 1 | 1 | 45 | Z09 | [18 empty] | City of Los Angeles | FALSE | 185.11 |  | 2011-06-01: 2014-03-13; 2011-08-03: 2014-03-27; 2011-09-20: 2014-04-01 | 3846 | 13883 | Up-front Payment
SCG-002777 | Single Family Residential | Domestic Hot Water | Gas | Southern California Gas Company | Incentive:Paid | 1166 | 18.59 |  | 1 | 66 |  | 63 |  | 2014-03-13 16:13 | 2014-03-19 | ZERO ENERGY CONTRACTING INC | Retrofit | Van Nuys | Los Angeles | 91405 | Host Customer is System Owner | 3 |  | 30003825 | SunEarth, Inc. | CopperHeart | CP-40G | Direct Integral Collector Storage (DI) | 24.96 |  | CP-40 |  |  | Solar and Auxiliary Storage are the same Tank | 39.89 | 1 | 0.95 | 45 | Z09 | [18 empty] | City of Los Angeles | FALSE | 170.61 |  | 2011-06-01: 2014-03-13; 2011-08-03: 2014-03-13; 2011-09-20: 2014-03-19 | 3865 | 11260 | Up-front Payment
SCG-002778 | Single Family Residential | Domestic Hot Water | Gas | Southern California Gas Company | Incentive:Paid | 1380 | 18.59 |  | 1 | 75 |  | 74 |  | 2014-03-13 16:32 | 2014-03-19 | ZERO ENERGY CONTRACTING INC | Retrofit | Van Nuys | Los Angeles | 91405 | Host Customer is System Owner | 3 |  | 2012012B | KIOTO Clear Energy AG | SOLPAL (formerly Solcrafte) | SOLPAL L-G | Direct Integral Collector Storage (DI) | 26.11 |  | Solpal L |  |  | Solar and Auxiliary Storage are the same Tank | 53.099 | 0.99 | 1 | 45 | Z09 | [18 empty] | City of Los Angeles | FALSE | 185.07 |  | 2011-06-01: 2014-03-13; 2011-08-03: 2014-03-13; 2011-09-20: 2014-03-19 | 3865 | 13880 | Up-front Payment
SCG-002779 | Single Family Residential | Domestic Hot Water | Gas | Southern California Gas Company | Incentive:Paid | 1227 | 18.59 |  | 1 | 66 |  | 66 |  | 2014-03-27 11:17 | 2014-04-01 | ZERO ENERGY CONTRACTING INC | Retrofit | Brea | Orange | 92821 | Host Customer is System Owner | 4 |  | 30003825 | SunEarth, Inc. | CopperHeart | CP-40G | Direct Integral Collector Storage (DI) | 24.96 |  | CP-40 |  |  | Solar and Auxiliary Storage are the same Tank | 39.89 | 1 | 1 | 55 | Z09 | [18 empty] | City of Brea | FALSE | 174.85 |  | 2011-06-01: 2014-03-13; 2011-08-03: 2014-03-27; 2011-09-20: 2014-04-01 | 3846 | 11540 | Up-front Payment
SCG-002784 | Single Family Residential | Domestic Hot Water | Gas | Southern California Gas Company | Incentive:Paid | 4000 | 29.85 |  | 1 | 134 |  | 134 |  | 2014-07-30 10:04 | 2014-08-18 | ENVIRONMENTAL SOLAR DESIGN INC | Retrofit | Los Angeles | Los Angeles | 90027 | Host Customer is System Owner | 2 |  | 2001001A | SunEarth, Inc. | SOLARAY | TE40P-80-2G | Indirect Forced Circulation (IF) | 40.9 |  | EP-40 / EP-40-0.75 | Glycol | Advanced Controller with a Vacation or Holiday Mode | Solar Storage and Auxiliary Tanks are separate | 80 | 1 | 1 | 35 | Z09 | [18 empty] | Van Nuys | FALSE | 48.51 |  | 2011-06-01: 2014-03-14; 2011-08-03: 2014-07-30; 2011-09-20: 2014-08-18 | 3414 | 6500 | Up-front Payment
SCE-002786 | Single Family Residential | Domestic Hot Water | Electric | Southern California Edison | Incentive:Canceled | 1569 |  | 0.54 | 1 |  | 3419 |  | 2906 | 2014-04-02 14:04 |  | SUNTREK INDUSTRIES INC | Retrofit | Canyon Lake | Riverside | 92587 | Host Customer is System Owner | 5 |  | 1996001N | SunEarth, Inc. | SOLARAY | TE64P-120-2 | Indirect Forced Circulation (IF) | 65.67 |  | EP-32 / EP-32-0.75 |  |  | Solar Storage and Auxiliary Tanks are separate | 119.934 | 1 | 0.85 | 65 | Z10 | [18 empty] | Canyon Lake | FALSE |  | 2.32 | 2011-06-01: 2014-03-17; 2011-06-21: 2014-10-29; 2011-08-03: 2014-04-02 | 3650 | 7940 | Up-front Payment
SDG-002791 | Low Income Multifamily Residential | Domestic Hot Water | Gas | San Diego Gas and Electric | Incentive:Paid | 39768 | 19.23 |  | 1 | 2068 |  | 2068 |  | 2014-04-14 11:39 | 2014-07-24 | ADROIT ENERGY INC | Retrofit | City Heights | San Diego | 92105 | Host Customer is System Owner | [7 empty] | 655.2 | 40.95 |  | Glycol | Advanced Controller with a Vacation or Holiday Mode | Solar Storage and Auxiliary Tanks are separate |  | 1 | 1 | 1200 | Z07 | 30 | Units | Apartments/Condos | 10001803 | 16 | 1 | 960 | 4 | 200 | 2 | 400000 | TRUE | 120 | 120 |  | SunEarth - SETRA503 TTR U + Series 200 |  | SunEarth - SETRA503 TTR U + Series 200 | City of San Diego | FALSE | 38.99 |  | 2014-03-17 | 2014-07-03 | 2014-04-14 | 2014-07-24 | 2015-12-11 | 2015-12-14 | 3223 | 80640 | Up-front Payment
SDG-002793 | Low Income Multifamily Residential | Domestic Hot Water | Gas | San Diego Gas and Electric | Incentive:Paid | 12211 | 19.23 |  | 1 | 635 |  | 635 |  | 2014-04-14 11:40 | 2014-09-30 | ADROIT ENERGY INC | Retrofit | City Heights | San Diego | 92105 | Host Customer is System Owner | [7 empty] | 204.75 | 40.95 |  | Glycol | Steam Back | Solar Storage and Auxiliary Tanks are separate |  | 1 | 1 | 420 | Z07 | 10 | Units | Apartments/Condos | 10001803 | 5 | 1 | 264 | 1 | 100 | 1 | 199000 | FALSE | 130 | 130 |  | SunEarth - SETRA503 TTR U + Series 200 |  | SunEarth - SETRA503 TTR U + Series 200 | City of San Diego | FALSE | 37.8 |  | 2014-03-17 | 2014-07-24 | 2014-04-14 | 2014-09-30 | 2015-12-11 | 2016-02-11 | 3160 | 24000 | Up-front Payment
PGE-002805 | Low Income Multifamily Residential | Domestic Hot Water | Gas | Pacific Gas and Electric | Incentive:Paid | 10346 | 19.23 |  | 1 | 538 |  | 538 |  | 2014-03-18 17:21 | 2014-04-08 | SUN LIGHT & POWER | Retrofit | SAN FRANCISCO | San Francisco | 94123 | Host Customer is System Owner | [7 empty] | 200.85 | 40.17 |  | Glycol | Advanced Controller with a Vacation or Holiday Mode | Solar Storage and Auxiliary Tanks are separate |  | 1 | 1 | 325 | Z03 | 25 | Persons | Men's Dormitories | 2010115A | 5 | 1 | 357 | 3 | 119 | 1 | 299000 | TRUE | 120 | 120 |  |  |  |  | City and County of San Francisco | FALSE | 84.41 |  | 2014-03-18 |  | 2014-03-18 | 2014-04-08 | 2014-10-27 | 2014-10-29 | 3644 | 45413.47 | Up-front Payment
SCG-002806 | Low Income Multifamily Residential | Domestic Hot Water | Gas | Southern California Gas Company | Incentive:Paid | 41268 | 19.23 |  | 1 | 2146 |  | 2146 |  | 2014-03-21 13:25 | 2014-04-09 | PROMISE ENERGY INC | Retrofit | Los Angeles | Los Angeles | 90057 | Host Customer is System Owner | [7 empty] | 720 | 40 |  | Glycol | Steam Back | Solar Storage and Auxiliary Tanks are separate |  | 1 | 1 | 1640 | Z09 | 41 | Units | Apartments/Condos | 2009058C | 18 | 1 | 792 | 3 | 350 | 2 | 500000 | TRUE | 140 | 120 |  |  |  | SunReports - SR1000GVFS20-400 | Los Angeles | FALSE | 45.95 |  | 2014-03-18 |  | 2014-03-21 | 2014-04-09 | 2014-07-08 | 2014-08-07 | 3714 | 98600 | Up-front Payment
PGE-002807 | Low Income Single Family Residential | Domestic Hot Water | Gas | Pacific Gas and Electric | Incentive:Paid | 2201 | 25.64 |  | 1 | 101 |  | 86 |  | 2014-04-01 11:44 | 2014-05-15 | SELF-HELP HOME IMPROVEMENT PROJECT | Retrofit | REDDING | Shasta | 96003 | Host Customer is System Owner | 4 |  | 2010068D | Fafco, Inc. | 500 SERIES | 500-96SF-50G-50S | Indirect Forced Circulation (IF) | 97.56 |  | 2x8, 2x12 |  |  | Solar Storage and Auxiliary Tanks are separate | 49.929 | 1 | 0.85 | 55 | Z11 | [18 empty] | Shasta County | FALSE | 33.16 |  | 2011-06-01: 2014-03-19; 2011-08-03: 2014-04-01; 2011-09-20: 2014-05-15 | 3810 | 3349.2 | Up-front Payment
SDG-002809 | Commercial Pools | Pool Heating | Gas | San Diego Gas and Electric | Incentive:Paid | 5733 | 7 |  | 1 | 906 |  | 906 |  | 2014-04-20 13:01 | 2014-05-05 | CALIFORNIA SOLAR THERMAL INC | Retrofit | Spring Valley | San Diego | 91977 | Host Customer is System Owner | [7 empty] | 386.4 | 48.3 |  | Drainback |  |  |  | 1 | 1 |  | Z10 |  |  |  | 10001888 | 8 | 1 | [5 empty] | FALSE | [6 empty] | San Diego County | FALSE | 6.33 |  | 2014-03-20 | 2014-04-29 | 2014-04-20 | 2014-05-05 | 2014-12-22 | 2015-01-05 | 3568 | 5733 | Up-front Payment
PGE-002810 | Low Income Multifamily Residential | Domestic Hot Water | Gas | Pacific Gas and Electric | Incentive:Paid | 14788 | 19.23 |  | 1 | 769 |  | 769 |  | 2014-03-26 12:58 | 2014-04-18 | SUN LIGHT & POWER | Retrofit | San Jose | Santa Clara | 95111 | Host Customer is System Owner | [7 empty] | 215.52 | 26.94 |  | Glycol | Pressure Stagnation Protection (PSP) | Solar Storage and Auxiliary Tanks are separate |  | 1 | 1 | 672 | Z03 | 16 | Units | Apartments/Condos | 2010115C | 8 | 2 | 318 | 1 | 80 | 1 | 199000 | TRUE | 120 | 120 |  |  |  |  | City of San Jose | FALSE | 39.18 |  | 2014-03-21 |  | 2014-03-26 | 2014-04-18 | 2015-08-12 | 2015-10-09 | 3294 | 30126 | Up-front Payment
PGE-002811 | Low Income Multifamily Residential | Domestic Hot Water | Gas | Pacific Gas and Electric | Incentive:Paid | 5288 | 19.23 |  | 1 | 275 |  | 275 |  | 2014-03-26 12:56 | 2014-04-18 | SUN LIGHT & POWER | Retrofit | San Jose | Santa Clara | 95111 | Host Customer is System Owner | [7 empty] | 80.34 | 40.17 |  | Glycol | Pressure Stagnation Protection (PSP) | Solar and Auxiliary Storage are the same Tank |  | 1 | 1 | 168 | Z04 | 4 | Units | Apartments/Condos | 2010115A | 2 | 1 | 119 | 1 | 0 | 0 | 199000 | TRUE | 120 | 120 |  |  |  |  | City of San Jose | FALSE | 109.55 |  | 2014-03-21 | 2014-04-18 | 2014-03-26 | 2014-04-18 | 2015-08-12 | 2015-09-21 | 3294 | 30126 | Up-front Payment
PGE-002812 | Low Income Multifamily Residential | Domestic Hot Water | Gas | Pacific Gas and Electric | Incentive:Paid | 5307 | 19.23 |  | 1 | 276 |  | 276 |  | 2014-03-26 12:55 | 2014-04-18 | SUN LIGHT & POWER | Retrofit | SAN JOSE | Santa Clara | 95111 | Host Customer is System Owner | [7 empty] | 80.34 | 40.17 |  | Glycol | Pressure Stagnation Protection (PSP) | Solar and Auxiliary Storage are the same Tank |  | 1 | 1 | 168 | Z04 | 4 | Units | Apartments/Condos | 2010115A | 2 | 1 | 119 | 1 | 0 | 0 | 199000 | TRUE | 120 | 120 |  |  |  |  | City of San Jose | FALSE | 109.15 |  | 2014-03-21 | 2014-04-18 | 2014-03-26 | 2014-04-18 | 2015-08-12 | 2015-10-09 | 3294 | 30126 | Up-front Payment
PGE-002813 | Low Income Multifamily Residential | Domestic Hot Water | Gas | Pacific Gas and Electric | Incentive:Paid | 5307 | 19.23 |  | 1 | 276 |  | 276 |  | 2014-03-26 12:53 | 2014-04-18 | SUN LIGHT & POWER | Retrofit | San Jose | Santa Clara | 95111 | Host Customer is System Owner | [7 empty] | 80.34 | 40.17 |  | Glycol | Pressure Stagnation Protection (PSP) | Solar and Auxiliary Storage are the same Tank |  | 1 | 1 | 168 | Z04 | 4 | Units | Apartments/Condos | 2010115A | 2 | 1 | 119 | 1 | 0 | 0 | 199000 | TRUE | 120 | 120 |  |  |  |  | City of San Jose | FALSE | 109.15 |  | 2014-03-21 |  | 2014-03-26 | 2014-04-18 | 2015-08-12 | 2015-10-09 | 3294 | 30126 | Up-front Payment
PGE-002814 | Low Income Multifamily Residential | Domestic Hot Water | Gas | Pacific Gas and Electric | Incentive:Paid | 5307 | 19.23 |  | 1 | 276 |  | 276 |  | 2014-03-26 12:50 | 2014-04-18 | SUN LIGHT & POWER | Retrofit | San Jose | Santa Clara | 95111 | Host Customer is System Owner | [7 empty] | 80.34 | 40.17 |  | Glycol | Pressure Stagnation Protection (PSP) | Solar and Auxiliary Storage are the same Tank |  | 1 | 1 | 168 | Z04 | 4 | Units | Apartments/Condos | 2010115A | 2 | 1 | 119 | 1 | 0 | 0 | 199000 | TRUE | 120 | 120 |  |  |  |  | City of San Jose | FALSE | 109.15 |  | 2014-03-21 |  | 2014-03-26 | 2014-04-18 | 2015-08-12 | 2015-10-09 | 3273 | 30126 | Up-front Payment
PGE-002815 | Low Income Multifamily Residential | Domestic Hot Water | Gas | Pacific Gas and Electric | Incentive:Paid | 5307 | 19.23 |  | 1 | 276 |  | 276 |  | 2014-03-26 12:48 | 2014-04-18 | SUN LIGHT & POWER | Retrofit | San Jose | Santa Clara | 95111 | Host Customer is System Owner | [7 empty] | 80.34 | 40.17 |  | Glycol | Pressure Stagnation Protection (PSP) | Solar and Auxiliary Storage are the same Tank |  | 1 | 1 | 168 | Z04 | 4 | Units | Apartments/Condos | 2010115A | 2 | 1 | 119 | 1 | 0 | 0 | 199000 | TRUE | 120 | 120 |  |  |  |  | City of San Jose | FALSE | 109.15 |  | 2014-03-21 |  | 2014-03-26 | 2014-04-18 | 2015-08-12 | 2015-10-09 | 3294 | 30126 | Up-front Payment
PGE-002816 | Low Income Multifamily Residential | Domestic Hot Water | Gas | Pacific Gas and Electric | Incentive:Paid | 5307 | 19.23 |  | 1 | 276 |  | 276 |  | 2014-03-26 12:43 | 2014-04-18 | SUN LIGHT & POWER | Retrofit | San Jose | Santa Clara | 95111 | Host Customer is System Owner | [7 empty] | 80.34 | 40.17 |  | Glycol | Pressure Stagnation Protection (PSP) | Solar and Auxiliary Storage are the same Tank |  | 1 | 1 | 168 | Z04 | 4 | Units | Apartments/Condos | 2010115A | 2 | 1 | 119 | 1 | 0 | 0 | 199000 | TRUE | 120 | 120 |  |  |  |  | City of San Jose | FALSE | 109.15 |  | 2014-03-21 |  | 2014-03-26 | 2014-04-18 | 2015-08-12 | 2015-10-09 | 3294 | 30126 | Up-front Payment
PGE-002817 | Low Income Multifamily Residential | Domestic Hot Water | Gas | Pacific Gas and Electric | Incentive:Paid | 5148 | 19.23 |  | 1 | 276 |  | 268 |  | 2014-03-26 12:41 | 2014-04-18 | SUN LIGHT & POWER | Retrofit | SAN JOSE | Santa Clara | 95111 | Host Customer is System Owner | [7 empty] | 80.34 | 40.17 |  | Glycol | Pressure Stagnation Protection (PSP) | Solar and Auxiliary Storage are the same Tank |  | 0.97 | 1 | 168 | Z04 | 4 | Units | Apartments/Condos | 2010115A | 2 | 1 | 119 | 1 | 0 | 0 | 199000 | TRUE | 120 | 120 |  |  |  |  | City of San Jose | FALSE | 109.15 |  | 2014-03-21 | 2015-09-22 | 2014-03-26 | 2014-04-18 | 2015-08-12 | 2015-10-13 | 3294 | 30126 | Up-front Payment
PGE-002818 | Low Income Multifamily Residential | Domestic Hot Water | Gas | Pacific Gas and Electric | Incentive:Paid | 5307 | 19.23 |  | 1 | 276 |  | 276 |  | 2014-03-26 12:38 | 2014-04-18 | SUN LIGHT & POWER | Retrofit | San Jose | Santa Clara | 95111 | Host Customer is System Owner | [7 empty] | 80.34 | 40.17 |  | Glycol | Pressure Stagnation Protection (PSP) | Solar and Auxiliary Storage are the same Tank |  | 1 | 1 | 168 | Z04 | 4 | Units | Apartments/Condos | 2010115A | 2 | 1 | 119 | 1 | 0 | 0 | 199000 | TRUE | 120 | 120 |  |  |  |  | City of San Jose | FALSE | 109.15 |  | 2014-03-21 |  | 2014-03-26 | 2014-04-18 | 2015-08-12 | 2015-10-09 | 3273 | 30126 | Up-front Payment
SCG-002820 | Single Family Residential | Domestic Hot Water | Gas | Southern California Gas Company | Incentive:Paid | 1661 | 18.59 |  | 1 | 95 |  | 89 |  | 2014-03-22 12:10 | 2014-03-27 | ZERO ENERGY CONTRACTING INC | Retrofit | La Mirada | Los Angeles | 90638 | Host Customer is System Owner | 4 |  | 30003975 | Agua Del Sol | RADCO DRAINBACK HEAT EXCHANGER | R-DBHX-8-50GD-40P | Indirect Forced Circulation (IF) | 39.9 |  | 410P-HP |  |  | Solar and Auxiliary Storage are the same Tank | 49.929 | 0.99 | 0.95 | 55 | Z09 | [18 empty] | County of Los Angeles | FALSE | 105.05 |  | 2011-06-01: 2014-03-22; 2011-08-03: 2014-03-22; 2011-09-20: 2014-03-27 | 3855 | 9980 | Up-front Payment
SCG-002821 | Single Family Residential | Domestic Hot Water | Gas | Southern California Gas Company | Incentive:Paid | 1380 | 18.59 |  | 1 | 75 |  | 74 |  | 2014-03-27 11:03 | 2014-04-01 | ZERO ENERGY CONTRACTING INC | Retrofit | Fullerton | Orange | 92833 | Host Customer is System Owner | 3 |  | 2012012B | KIOTO Clear Energy AG | SOLPAL (formerly Solcrafte) | SOLPAL L-G | Direct Integral Collector Storage (DI) | 26.11 |  | Solpal L |  |  | Solar and Auxiliary Storage are the same Tank | 53.099 | 0.99 | 1 | 45 | Z09 | [18 empty] | City of Fullerton | FALSE | 133.07 |  | 2011-06-01: 2014-03-22; 2011-08-03: 2014-03-27; 2011-09-20: 2014-04-01 | 3846 | 9980 | Up-front Payment
SCG-002822 | Single Family Residential | Domestic Hot Water | Gas | Southern California Gas Company | Incentive:Paid | 1255 | 18.59 |  | 1 | 75 |  | 68 |  | 2014-03-22 15:26 | 2014-03-27 | ZERO ENERGY CONTRACTING INC | Retrofit | La Mirada | Los Angeles | 90638 | Host Customer is System Owner | 4 |  | 2012012B | KIOTO Clear Energy AG | SOLPAL (formerly Solcrafte) | SOLPAL L-G | Direct Integral Collector Storage (DI) | 26.11 |  | Solpal L |  |  | Solar and Auxiliary Storage are the same Tank | 53.099 | 1 | 0.9 | 55 | Z09 | [18 empty] | City of La Mirada | FALSE | 133.07 |  | 2011-06-01: 2014-03-22; 2011-08-03: 2014-03-22; 2011-09-20: 2014-03-27 | 3855 | 9980 | Up-front Payment
SCG-002823 | Single Family Residential | Domestic Hot Water | Gas | Southern California Gas Company | Incentive:Paid | 1325 | 18.59 |  | 1 | 75 |  | 71 |  | 2014-03-22 15:45 | 2014-03-27 | ZERO ENERGY CONTRACTING INC | Retrofit | Brea | Orange | 92821 | Host Customer is System Owner | 3 |  | 2012012B | KIOTO Clear Energy AG | SOLPAL (formerly Solcrafte) | SOLPAL L-G | Direct Integral Collector Storage (DI) | 26.11 |  | Solpal L |  |  | Solar and Auxiliary Storage are the same Tank | 53.099 | 1 | 0.95 | 45 | Z09 | [18 empty] | City of Brea | FALSE | 133.07 |  | 2011-06-01: 2014-03-22; 2011-08-03: 2014-03-22; 2011-09-20: 2014-03-27 | 3852 | 9980 | Up-front Payment
SCG-002824 | Single Family Residential | Domestic Hot Water | Gas | Southern California Gas Company | Incentive:Paid | 1227 | 18.59 |  | 1 | 66 |  | 66 |  | 2014-03-22 16:05 | 2014-03-27 | ZERO ENERGY CONTRACTING INC | Retrofit | La Habra | Orange | 90631 | Host Customer is System Owner | 4 |  | 30003825 | SunEarth, Inc. | CopperHeart | CP-40G | Direct Integral Collector Storage (DI) | 24.96 |  | CP-40 |  |  | Solar and Auxiliary Storage are the same Tank | 39.89 | 1 | 1 | 55 | Z09 | [18 empty] | City of La Habra | FALSE | 151.21 |  | 2011-06-01: 2014-03-22; 2011-08-03: 2014-03-22; 2011-09-20: 2014-03-27 | 3852 | 9980 | Up-front Payment
SCG-002825 | Single Family Residential | Domestic Hot Water | Gas | Southern California Gas Company | Incentive:Paid | 972 | 18.59 |  | 1 | 75 |  | 52 |  | 2014-03-22 16:20 | 2014-03-27 | ZERO ENERGY CONTRACTING INC | Retrofit | La Habra | Orange | 90631 | Host Customer is System Owner | 3 |  | 2012012B | KIOTO Clear Energy AG | SOLPAL (formerly Solcrafte) | SOLPAL L-G | Direct Integral Collector Storage (DI) | 26.11 |  | Solpal L |  |  | Solar and Auxiliary Storage are the same Tank | 53.099 | 0.93 | 0.75 | 45 | Z09 | [18 empty] | City of La Habra | FALSE | 133.07 |  | 2011-06-01: 2014-03-22; 2011-08-03: 2014-03-22; 2011-09-20: 2014-03-27 | 3852 | 9980 | Up-front Payment
SCG-002826 | Single Family Residential | Domestic Hot Water | Gas | Southern California Gas Company | Incentive:Paid | 1142 | 18.59 |  | 1 | 73 |  | 61 |  | 2014-03-22 16:36 | 2014-03-27 | ZERO ENERGY CONTRACTING INC | Retrofit | Bellflower | Los Angeles | 90706 | Host Customer is System Owner | 3 |  | 2012012B | KIOTO Clear Energy AG | SOLPAL (formerly Solcrafte) | SOLPAL L-G | Direct Integral Collector Storage (DI) | 26.11 |  | Solpal L |  |  | Solar and Auxiliary Storage are the same Tank | 53.099 | 0.99 | 0.85 | 45 | Z08 | [18 empty] | City of Bellflower | FALSE | 136.71 |  | 2011-06-01: 2014-03-22; 2011-08-03: 2014-03-22; 2011-09-20: 2014-03-27 | 3852 | 9980 | Up-front Payment
SCG-002827 | Single Family Residential | Domestic Hot Water | Gas | Southern California Gas Company | Incentive:Paid | 1173 | 18.59 |  | 1 | 75 |  | 63 |  | 2014-03-22 16:48 | 2014-03-27 | ZERO ENERGY CONTRACTING INC | Retrofit | La Habra | Orange | 90631 | Host Customer is System Owner | 4 |  | 2012012B | KIOTO Clear Energy AG | SOLPAL (formerly Solcrafte) | SOLPAL L-G | Direct Integral Collector Storage (DI) | 26.11 |  | Solpal L |  |  | Solar and Auxiliary Storage are the same Tank | 53.099 | 0.99 | 0.85 | 55 | Z09 | [18 empty] | City of La Habra | FALSE | 133.07 |  | 2011-06-01: 2014-03-22; 2011-08-03: 2014-03-22; 2011-09-20: 2014-03-27 | 3852 | 9980 | Up-front Payment
SCG-002828 | Single Family Residential | Domestic Hot Water | Gas | Southern California Gas Company | Incentive:Paid | 952 | 18.59 |  | 1 | 64 |  | 51 |  | 2014-03-22 17:00 | 2014-03-27 | ZERO ENERGY CONTRACTING INC | Retrofit | Bellflower | Los Angeles | 90706 | Host Customer is System Owner | 3 |  | 30003825 | SunEarth, Inc. | CopperHeart | CP-40G | Direct Integral Collector Storage (DI) | 24.96 |  | CP-40 |  |  | Solar and Auxiliary Storage are the same Tank | 39.89 | 1 | 0.8 | 45 | Z08 | [18 empty] | City of Bellflower | FALSE | 155.94 |  | 2011-06-01: 2014-03-22; 2011-08-03: 2014-03-22; 2011-09-20: 2014-03-27 | 3852 | 9980 | Up-front Payment
SCG-002829 | Single Family Residential | Domestic Hot Water | Gas | Southern California Gas Company | Incentive:Paid | 1311 | 18.59 |  | 1 | 75 |  | 71 |  | 2014-03-22 17:26 | 2014-03-27 | ZERO ENERGY CONTRACTING INC | Retrofit | Covina | Los Angeles | 91723 | Host Customer is System Owner | 3 |  | 2012012B | KIOTO Clear Energy AG | SOLPAL (formerly Solcrafte) | SOLPAL L-G | Direct Integral Collector Storage (DI) | 26.11 |  | Solpal L |  |  | Solar and Auxiliary Storage are the same Tank | 53.099 | 0.99 | 0.95 | 45 | Z09 | [18 empty] | City of Covina | FALSE | 133.07 |  | 2011-06-01: 2014-03-22; 2011-08-03: 2014-03-22; 2011-09-20: 2014-03-27 | 3852 | 9980 | Up-front Payment
SCG-002830 | Low Income Multifamily Residential | Domestic Hot Water | Gas | Southern California Gas Company | Incentive:Canceled |  | 24.89 |  | 1 | 0 |  | 0 |  |  |  |  | Retrofit | Compton |  | 90222 | Host Customer is System Owner | [7 empty] | 409.5 | 40.95 |  | Drainback |  | Solar Storage and Auxiliary Tanks are separate |  | 1 | 1 | 760 | Z08 | 20 | Units | Apartments/Condos | 10001803 | 10 | 1 | 528 | 2 | 200 | 2 | 398000 | TRUE | 140 | 140 |  |  |  |  | Los Angeles County | FALSE | 0 |  | 2011-06-01: 2014-03-24 | 3869 |  | Up-front Payment
SCG-002831 | Low Income Multifamily Residential | Domestic Hot Water | Gas | Southern California Gas Company | Reservation:Canceled | 24172 | 24.89 |  | 1 | 1257 |  | 1257 |  | 2014-10-03 10:29 |  | SUNUP ENERGY | Retrofit | Compton | Los Angeles | 90222 | Host Customer is System Owner | [7 empty] | 409.5 | 40.95 |  | Drainback |  | Solar Storage and Auxiliary Tanks are separate |  | 1 | 1 | 760 | Z08 | 20 | Units | Apartments/Condos | 10001803 | 10 | 1 | 528 | 2 | 100 | 2 | 398000 | TRUE | 125 | 145 | [5 empty] | FALSE | 36.86 |  | 2011-06-01: 2014-03-24; 2011-06-21: 2014-11-20; 2011-06-23: 2014-10-03 | 3628 | 46333 | Up-front Payment
SCG-002832 | Low Income Multifamily Residential | Domestic Hot Water | Gas | Southern California Gas Company | Reservation:Canceled | 24038 | 24.89 |  | 1 | 1250 |  | 1250 |  | 2014-10-03 10:33 |  | SUNUP ENERGY | Retrofit | Compton | Los Angeles | 90222 | Host Customer is System Owner | [7 empty] | 409.5 | 40.95 |  | Drainback |  | Solar Storage and Auxiliary Tanks are separate |  | 1 | 1 | 760 | Z08 | 20 | Units | Apartments/Condos | 10001803 | 10 | 1 | 528 | 4 | 200 | 2 | 398000 | TRUE | 125 | 145 | [5 empty] | FALSE | 37.07 |  | 2011-06-01: 2014-03-24; 2011-06-21: 2014-11-20; 2011-06-23: 2014-10-03 | 3628 | 46333 | Up-front Payment
SCG-002833 | Commercial Pools | Pool Heating | Gas | Southern California Gas Company | Incentive:Paid | 25648 | 7 |  | 1 | 3664 |  | 3664 |  | 2014-06-10 10:12 | 2014-08-04 | SUNX SOLAR INC | Retrofit | Palm Springs | Riverside | 92264 | Host Customer is System Owner | [7 empty] | 998.4 | 41.6 |  | Drainback |  |  |  | 1 | 1 |  | Z15 |  |  |  | 10001884 | 24 | 2 | [5 empty] | FALSE | [5 empty] | SunEarth - SETR A503 TTR U + VFS 20-400 | Palm Springs, Building Department | FALSE | 8.17 |  | 2014-03-24 |  | 2014-06-10 | 2014-08-04 | 2014-08-28 | 2014-11-06 | 3623 | 29939 | Up-front Payment
PGE-002834 | Commercial/Multifamily Residential | Domestic Hot Water | Gas | Pacific Gas and Electric | Incentive:Paid | 5768 | 14.53 |  | 1 | 467 |  | 397 |  | 2014-05-08 11:27 | 2014-06-11 | REID HEATING & ENERGY INC | New Construction | SAN FRANCISCO | San Francisco | 94107 | Host Customer is System Owner | [7 empty] | 131.36 | 32.84 |  | Glycol |  | Solar Storage with Tankless Auxiliary Water Heater |  | 0.85 | 1 | 798 | Z03 | 19 | Units | Apartments/Condos | 2006024C | 4 | 2 | 175 | 1 | 0 | 0 | 233000 | TRUE | 130 | 125 |  |  |  |  | san francisco | FALSE | 50.62 |  | 2014-03-25 |  | 2014-05-08 | 2014-06-11 | 2014-06-16 | 2014-08-14 | 3700 | 23640.5 | Up-front Payment
PGE-002836 | Low Income Single Family Residential | Domestic Hot Water | Gas | Pacific Gas and Electric | Incentive:Paid | 2716 | 25.64 |  | 1 | 107 |  | 106 |  | 2014-04-07 11:49 | 2014-05-23 | MERCED COUNTY COMMUNITY ACTION BOARD | Retrofit | MERCED | Merced | 95341 | Host Customer is System Owner | 4 |  | 2010068D | Fafco, Inc. | 500 SERIES | 500-96SF-50G-50S | Indirect Forced Circulation (IF) | 97.56 |  | 2x8, 2x12 |  |  | Solar Storage and Auxiliary Tanks are separate | 49.929 | 0.99 | 1 | 55 | Z12 | [18 empty] | CITY OF MERCED | FALSE | 27.93 |  | 2014-03-26 | 2014-05-15 |  |  | 2014-04-07 | 2014-05-23 | 3796 | 2988.22 | Up-front Payment
PGE-002837 | Low Income Multifamily Residential | Domestic Hot Water | Gas | Pacific Gas and Electric | Incentive:Paid | 163267 | 19.23 |  | 1 | 8576 |  | 8490 |  | 2014-03-27 14:07 | 2014-04-30 | SUN LIGHT & POWER | Retrofit | SAN FRANCISCO | San Francisco | 94102 | Host Customer is System Owner | [7 empty] | 2410.2 | 40.17 |  | Glycol | Advanced Controller with a Vacation or Holiday Mode | Solar Storage and Auxiliary Tanks are separate |  | 0.99 | 1 | 6475 | Z03 | 175 | Units | Apartments/Condos | 2010115A | 60 | 2 | 3600 | 1 | 560 | 1 | 715000 | TRUE | 120 | 120 |  | Heliodyne - Delta-T Pro Ethernet |  | Heliodyne - Delta-T Pro Ethernet | City of San Francisco | FALSE | 35.34 |  | 2014-03-26 | 2014-04-21 | 2014-03-27 | 2014-04-30 | 2014-12-18 | 2014-12-30 | 3557 | 303056.29 | Up-front Payment
PGE-002838 | Low Income Multifamily Residential | Domestic Hot Water | Gas | Pacific Gas and Electric | Incentive:Paid | 8000 | 19.23 |  | 1 | 416 |  | 416 |  | 2014-05-23 13:06 | 2014-06-26 | SUN LIGHT & POWER | Retrofit | Berkeley | Alameda | 94702 | Host Customer is System Owner | [7 empty] | 120.51 | 40.17 |  | Glycol | Advanced Controller with a Vacation or Holiday Mode | Solar Storage and Auxiliary Tanks are separate |  | 1 | 1 | 378 | Z03 | 9 | Units | Apartments/Condos | 2010115A | 3 | 1 | 176 | 1 | 100 | 1 | 150000 | TRUE | 140 | 115 |  |  |  |  | City of Berkeley | FALSE | 60.23 |  | 2014-05-22 | 2014-06-21 | 2014-05-23 | 2014-06-26 | 2015-01-29 | 2015-02-03 | 3538 | 25057 | Up-front Payment
PGE-002839 | Low Income Multifamily Residential | Domestic Hot Water | Gas | Pacific Gas and Electric | Incentive:Paid | 8288 | 19.23 |  | 1 | 431 |  | 431 |  | 2014-05-16 13:34 | 2014-06-20 | SUN LIGHT & POWER | Retrofit | BERKELEY | Alameda | 94702 | Host Customer is System Owner | [7 empty] | 120.51 | 40.17 |  | Glycol | Pressure Stagnation Protection (PSP) | Solar Storage and Auxiliary Tanks are separate |  | 1 | 1 | 630 | Z03 | 15 | Units | Apartments/Condos | 2010115A | 3 | 3 | 120 | 1 | 98 | 1 | 19900 | TRUE | 120 | 120 |  |  |  |  | City of Berkeley | FALSE | 58.14 |  | 2014-05-14 | 2014-06-19 | 2014-05-16 | 2014-06-20 | 2015-04-20 | 2015-04-23 | 3431 | 25057 | Up-front Payment
SCG-002840 | Commercial Pools | Pool Heating | Gas | Southern California Gas Company | Incentive:Paid | 25004 | 7 |  | 1 | 3572 |  | 3572 |  | 2014-04-01 07:57 | 2014-04-17 | CALIFORNIA SOLAR THERMAL INC | Retrofit | Palm Desert | Riverside | 92211 | Host Customer is System Owner | [7 empty] | 966 | 48.3 |  | Drainback |  |  |  | 1 | 1 |  | Z15 |  |  |  | 10001888 | 20 | 1 | [5 empty] | FALSE | [5 empty] | SunEarth - SETR A503 TTR U + VFS 20-400 | Riverside County | FALSE | 7 |  | 2014-03-27 |  | 2014-04-01 | 2014-04-17 | 2014-05-23 | 2014-05-30 | 3784 | 25004 | Up-front Payment
PGE-002842 | Low Income Multifamily Residential | Domestic Hot Water | Gas | Pacific Gas and Electric | Incentive:Paid | 9019 | 19.23 |  | 1 | 469 |  | 469 |  | 2014-06-18 14:53 | 2014-07-18 | VILLARA CORPORATION | Retrofit | EAST PALO ALTO | Santa Clara | 94303 | Host Customer is System Owner | [7 empty] | 163.8 | 40.95 |  | Glycol | Steam Back | Solar Storage and Auxiliary Tanks are separate |  | 1 | 1 | 320 | Z03 | 14 | Units | Apartments/Condos | 10001803 | 4 | 1 | 160 | 2 | 400 | 4 | 199000 | TRUE | 150 | 120 |  |  |  |  | City of East Palo Alto | FALSE | 39.55 |  | 2014-03-27 | 2014-09-30 | 2014-06-18 | 2014-07-18 | 2014-09-25 | 2014-10-17 | 3653 | 18550 | Up-front Payment
PGE-002843 | Low Income Multifamily Residential | Domestic Hot Water | Gas | Pacific Gas and Electric | Reservation:Canceled | 8807 | 24.89 |  | 1 | 458 |  | 458 |  |  |  |  | Retrofit | East Palo Alto | Santa Clara | 94303 | Host Customer is System Owner | [7 empty] | 163.8 | 40.95 |  | Glycol |  | Solar Storage and Auxiliary Tanks are separate |  | 1 | 1 | 320 | Z03 | 14 | Units | Apartments/Condos | 10001803 | 4 | 1 | 160 | 2 | 400 | 4 | 199000 | TRUE | 150 | 120 | [5 empty] | FALSE | 40.5 |  | 2011-06-01: 2014-03-27 | 3866 | 18550 | Up-front Payment
PGE-002844 | Low Income Multifamily Residential | Domestic Hot Water | Gas | Pacific Gas and Electric | Incentive:Paid | 9019 | 19.23 |  | 1 | 469 |  | 469 |  | 2014-06-18 14:55 | 2014-07-18 | VILLARA CORPORATION | Retrofit | East Palo Alto | Santa Clara | 94303 | Host Customer is System Owner | [7 empty] | 163.8 | 40.95 |  | Glycol | Steam Back | Solar Storage and Auxiliary Tanks are separate |  | 1 | 1 | 320 | Z03 | 12 | Units | Apartments/Condos | 10001803 | 4 | 1 | 160 | 2 | 400 | 4 | 199000 | TRUE | 150 | 120 |  |  |  |  | City of East Palo Alto | FALSE | 39.55 |  | 2014-03-27 | 2014-10-01 | 2014-06-18 | 2014-07-18 | 2014-09-25 | 2014-10-17 | 3653 | 18550 | Up-front Payment
PGE-002845 | Low Income Multifamily Residential | Domestic Hot Water | Gas | Pacific Gas and Electric | Reservation:Canceled | 8807 | 24.89 |  | 1 | 458 |  | 458 |  |  |  |  | Retrofit | East Palo Alto | Santa Clara | 94303 | Host Customer is System Owner | [7 empty] | 163.8 | 40.95 |  | Glycol |  | Solar Storage and Auxiliary Tanks are separate |  | 1 | 1 | 320 | Z03 | 14 | Units | Apartments/Condos | 10001803 | 4 | 1 | 160 | 2 | 400 | 4 | 199000 | TRUE | 150 | 120 | [5 empty] | FALSE | 40.5 |  | 2011-06-01: 2014-03-27 | 3866 | 18550 | Up-front Payment
PGE-002846 | Low Income Multifamily Residential | Domestic Hot Water | Gas | Pacific Gas and Electric | Reservation:Canceled | 8807 | 24.89 |  | 1 | 458 |  | 458 |  |  |  |  | Retrofit | East Palo Alto | Santa Clara | 94303 | Host Customer is System Owner | [7 empty] | 163.8 | 40.95 |  | Glycol |  | Solar Storage and Auxiliary Tanks are separate |  | 1 | 1 | 320 | Z03 | 14 | Units | Apartments/Condos | 10001803 | 4 | 1 | 160 | 2 | 400 | 4 | 199000 | TRUE | 150 | 120 | [5 empty] | FALSE | 40.5 |  | 2011-06-01: 2014-03-27 | 3866 | 18550 | Up-front Payment
PGE-002847 | Low Income Multifamily Residential | Domestic Hot Water | Gas | Pacific Gas and Electric | Reservation:Canceled | 8807 | 24.89 |  | 1 | 458 |  | 458 |  |  |  |  | Retrofit | East Palo Alto | Santa Clara | 94303 | Host Customer is System Owner | [7 empty] | 163.8 | 40.95 |  | Glycol |  | Solar Storage and Auxiliary Tanks are separate |  | 1 | 1 | 320 | Z03 | 14 | Units | Apartments/Condos | 10001803 | 4 | 1 | 160 | 2 | 400 | 4 | 199000 | TRUE | 150 | 120 | [5 empty] | FALSE | 40.5 |  | 2011-06-01: 2014-03-27 | 3866 | 18550 | Up-front Payment
PGE-002848 | Low Income Multifamily Residential | Domestic Hot Water | Gas | Pacific Gas and Electric | Reservation:Canceled | 8807 | 24.89 |  | 1 | 458 |  | 458 |  |  |  |  | Retrofit | East Palo Alto | Santa Clara | 94303 | Host Customer is System Owner | [7 empty] | 163.8 | 40.95 |  | Glycol |  | Solar Storage and Auxiliary Tanks are separate |  | 1 | 1 | 320 | Z03 | 14 | Units | Apartments/Condos | 10001803 | 4 | 1 | 160 | 2 | 400 | 4 | 199000 | TRUE | 150 | 120 | [5 empty] | FALSE | 40.5 |  | 2011-06-01: 2014-03-27 | 3866 | 18550 | Up-front Payment
PGE-002849 | Commercial/Multifamily Residential | Domestic Hot Water | Gas | Pacific Gas and Electric | Incentive:Paid | 15948 | 14.53 |  | 1 | 1120 |  | 1098 |  | 2014-03-28 13:50 | 2014-04-28 | OXYPOWER INC | Retrofit | SAN FRANCISCO | San Francisco | 94117 | Host Customer is System Owner | [7 empty] | 321.36 | 40.17 |  | Glycol | Advanced Controller with a Vacation or Holiday Mode | Solar Storage and Auxiliary Tanks are separate |  | 0.98 | 1 | 756 | Z03 | 18 | Units | Apartments/Condos | 2010115A | 8 | 1 | 476 | 4 | 150 | 2 | 121600 | TRUE | 130 | 130 |  |  |  |  | City and County of San Francisco | FALSE | 43.57 |  | 2014-03-27 |  | 2014-03-28 | 2014-04-28 | 2014-06-27 | 2014-07-27 | 3727 | 48795 | Up-front Payment
SCG-002850 | Single Family Residential | Domestic Hot Water | Gas | Southern California Gas Company | Incentive:Paid | 1380 | 18.59 |  | 1 | 75 |  | 74 |  | 2014-03-27 14:49 | 2014-04-01 | ZERO ENERGY CONTRACTING INC | Retrofit | Whittier | Los Angeles | 90603 | Host Customer is System Owner | 3 |  | 2012012B | KIOTO Clear Energy AG | SOLPAL (formerly Solcrafte) | SOLPAL L-G | Direct Integral Collector Storage (DI) | 26.11 |  | Solpal L |  |  | Solar and Auxiliary Storage are the same Tank | 53.099 | 0.99 | 1 | 45 | Z09 | [18 empty] | City of Whittier | FALSE | 133.07 |  | 2011-06-01: 2014-03-27; 2011-08-03: 2014-03-27; 2011-09-20: 2014-04-01 | 3846 | 9980 | Up-front Payment
SCG-002851 | Single Family Residential | Domestic Hot Water | Gas | Southern California Gas Company | Incentive:Paid | 1380 | 18.59 |  | 1 | 75 |  | 74 |  | 2014-03-27 15:40 | 2014-04-01 | ZERO ENERGY CONTRACTING INC | Retrofit | Whittier | Los Angeles | 90604 | Host Customer is System Owner | 5 |  | 2012012B | KIOTO Clear Energy AG | SOLPAL (formerly Solcrafte) | SOLPAL L-G | Direct Integral Collector Storage (DI) | 26.11 |  | Solpal L |  |  | Solar and Auxiliary Storage are the same Tank | 53.099 | 0.99 | 1 | 65 | Z09 | [18 empty] | County of Los Angeles | FALSE | 133.07 |  | 2011-06-01: 2014-03-27; 2011-08-03: 2014-03-27; 2011-09-20: 2014-04-01 | 3846 | 9980 | Up-front Payment
SCG-002852 | Single Family Residential | Domestic Hot Water | Gas | Southern California Gas Company | Incentive:Paid | 1166 | 18.59 |  | 1 | 66 |  | 63 |  | 2014-03-27 16:01 | 2014-06-20 | ZERO ENERGY CONTRACTING INC | Retrofit | Glendora | Los Angeles | 91740 | Host Customer is System Owner | 3 |  | 30003825 | SunEarth, Inc. | CopperHeart | CP-40G | Direct Integral Collector Storage (DI) | 24.96 |  | CP-40 |  |  | Solar and Auxiliary Storage are the same Tank | 39.9 | 1 | 0.95 | 45 | Z09 | [18 empty] | City of Glendora | FALSE | 151.21 |  | 2011-06-01: 2014-03-27; 2011-08-03: 2014-03-27; 2011-09-20: 2014-06-20 | 3775 | 9980 | Up-front Payment
SCG-002853 | Single Family Residential | Domestic Hot Water | Gas | Southern California Gas Company | Incentive:Paid | 1185 | 18.59 |  | 1 | 75 |  | 64 |  | 2014-03-28 08:39 | 2014-04-01 | ZERO ENERGY CONTRACTING INC | Retrofit | Glendora | Los Angeles | 91740 | Host Customer is System Owner | 3 |  | 2012012B | KIOTO Clear Energy AG | SOLPAL (formerly Solcrafte) | SOLPAL L-G | Direct Integral Collector Storage (DI) | 26.11 |  | Solpal L |  |  | Solar and Auxiliary Storage are the same Tank | 53.099 | 1 | 0.85 | 45 | Z09 | [18 empty] | City of Glendora | FALSE | 133.07 |  | 2011-06-01: 2014-03-27; 2011-08-03: 2014-03-28; 2011-09-20: 2014-04-01 | 3846 | 9980 | Up-front Payment
PGE-002854 | Low Income Single Family Residential | Domestic Hot Water | Gas | Pacific Gas and Electric | Incentive:Paid | 2716 | 25.64 |  | 1 | 107 |  | 106 |  | 2014-04-03 16:05 | 2014-05-23 | MERCED COUNTY COMMUNITY ACTION BOARD | Retrofit | WINTON | Merced | 95388 | Host Customer is System Owner | 7 |  | 2010068D | Fafco, Inc. | 500 SERIES | 500-96SF-50G-50S | Indirect Forced Circulation (IF) | 97.56 |  | 2x8, 2x12 |  |  | Solar Storage and Auxiliary Tanks are separate | 49.929 | 0.99 | 1 | 85 | Z12 | [18 empty] | MERCED COUNTY | FALSE | 27.81 |  | 2014-03-27 | 2014-05-15 |  |  | 2014-04-03 | 2014-05-23 | 3796 | 2975.62 | Up-front Payment
SCG-002855 | Single Family Residential | Domestic Hot Water | Gas | Southern California Gas Company | Incentive:Paid | 1185 | 18.59 |  | 1 | 75 |  | 64 |  | 2014-03-28 08:55 | 2014-04-01 | ZERO ENERGY CONTRACTING INC | Retrofit | La Habra | Orange | 90631 | Host Customer is System Owner | 4 |  | 2012012B | KIOTO Clear Energy AG | SOLPAL (formerly Solcrafte) | SOLPAL L-G | Direct Integral Collector Storage (DI) | 26.11 |  | Solpal L |  |  | Solar and Auxiliary Storage are the same Tank | 53.099 | 1 | 0.85 | 55 | Z09 | [18 empty] | City of La Habra | FALSE | 133.07 |  | 2011-06-01: 2014-03-28; 2011-08-03: 2014-03-28; 2011-09-20: 2014-04-01 | 3846 | 9980 | Up-front Payment
SCG-002857 | Single Family Residential | Domestic Hot Water | Gas | Southern California Gas Company | Incentive:Paid | 1185 | 18.59 |  | 1 | 75 |  | 64 |  | 2014-03-28 10:49 | 2014-04-01 | ZERO ENERGY CONTRACTING INC | Retrofit | La Habra | Orange | 90631 | Host Customer is System Owner | 4 |  | 2012012B | KIOTO Clear Energy AG | SOLPAL (formerly Solcrafte) | SOLPAL L-G | Direct Integral Collector Storage (DI) | 26.11 |  | Solpal L |  |  | Solar and Auxiliary Storage are the same Tank | 53.099 | 1 | 0.85 | 55 | Z09 | [18 empty] | City of La Habra | FALSE | 133.07 |  | 2011-06-01: 2014-03-28; 2011-08-03: 2014-03-28; 2011-09-20: 2014-04-01 | 3846 | 9980 | Up-front Payment
SCG-002858 | Single Family Residential | Domestic Hot Water | Gas | Southern California Gas Company | Incentive:Paid | 1142 | 18.59 |  | 1 | 73 |  | 61 |  | 2014-03-29 10:02 | 2014-04-02 | ZERO ENERGY CONTRACTING INC | Retrofit | Downey | Los Angeles | 90242 | Host Customer is System Owner | 3 |  | 2012012B | KIOTO Clear Energy AG | SOLPAL (formerly Solcrafte) | SOLPAL L-G | Direct Integral Collector Storage (DI) | 26.11 |  | Solpal L |  |  | Solar and Auxiliary Storage are the same Tank | 53.099 | 0.99 | 0.85 | 45 | Z08 | [18 empty] | City of Downey | FALSE | 136.71 |  | 2011-06-01: 2014-03-29; 2011-08-03: 2014-03-29; 2011-09-20: 2014-04-02 | 3846 | 9980 | Up-front Payment
SCG-002859 | Single Family Residential | Domestic Hot Water | Gas | Southern California Gas Company | Incentive:Paid | 1366 | 18.59 |  | 1 | 75 |  | 74 |  | 2014-03-29 10:19 | 2014-06-20 | ZERO ENERGY CONTRACTING INC | Retrofit | No. Hollywood | Los Angeles | 91605 | Host Customer is System Owner | 3 |  | 2012012B | KIOTO Clear Energy AG | SOLPAL (formerly Solcrafte) | SOLPAL L-G | Direct Integral Collector Storage (DI) | 26.11 |  | Solpal L |  |  | Solar and Auxiliary Storage are the same Tank | 53 | 0.98 | 1 | 45 | Z09 | [18 empty] | City of Los Angeles | FALSE | 170 |  | 2011-06-01: 2014-03-29; 2011-08-03: 2014-03-29; 2011-09-20: 2014-06-20 | 3775 | 12750 | Up-front Payment
SCG-002860 | Single Family Residential | Domestic Hot Water | Gas | Southern California Gas Company | Incentive:Paid | 1394 | 18.59 |  | 1 | 75 |  | 75 |  | 2014-07-12 14:09 | 2014-07-21 | ZERO ENERGY CONTRACTING INC | Retrofit | Sherman Oaks | Los Angeles | 91423 | Host Customer is System Owner | 3 |  | 2012012B | KIOTO Clear Energy AG | SOLPAL (formerly Solcrafte) | SOLPAL L-G | Direct Integral Collector Storage (DI) | 26.11 |  | Solpal L |  |  | Solar Storage with Tankless Auxiliary Water Heater | 53 | 1 | 1 | 45 | Z09 | [18 empty] | City of Los Angeles | FALSE | 146.57 |  | 2011-06-01: 2014-03-29; 2011-08-03: 2014-07-12; 2011-09-20: 2014-07-21 | 3732 | 10993 | Up-front Payment
SCG-002861 | Single Family Residential | Domestic Hot Water | Gas | Southern California Gas Company | Incentive:Paid | 1082 | 18.59 |  | 1 | 66 |  | 58 |  | 2014-03-29 10:56 | 2014-04-02 | ZERO ENERGY CONTRACTING INC | Retrofit | Sherman Oaks | Los Angeles | 91423 | Host Customer is System Owner | 3 |  | 30003825 | SunEarth, Inc. | CopperHeart | CP-40G | Direct Integral Collector Storage (DI) | 24.96 |  | CP-40 |  |  | Solar and Auxiliary Storage are the same Tank | 39.89 | 0.98 | 0.9 | 45 | Z09 | [18 empty] | City of Los Angeles | FALSE | 186.11 |  | 2011-06-01: 2014-03-29; 2011-08-03: 2014-03-29; 2011-09-20: 2014-04-02 | 3846 | 12283 | Up-front Payment
SCG-002862 | Single Family Residential | Domestic Hot Water | Gas | Southern California Gas Company | Incentive:Paid | 1394 | 18.59 |  | 1 | 75 |  | 75 |  | 2014-03-29 11:58 | 2014-04-04 | ZERO ENERGY CONTRACTING INC | Retrofit | La Habra | Orange | 90631 | Host Customer is System Owner | 4 |  | 2012012B | KIOTO Clear Energy AG | SOLPAL (formerly Solcrafte) | SOLPAL L-G | Direct Integral Collector Storage (DI) | 26.11 |  | Solpal L |  |  | Solar and Auxiliary Storage are the same Tank | 53.099 | 1 | 1 | 55 | Z09 | [18 empty] | City of La Habra | FALSE | 133.07 |  | 2011-06-01: 2014-03-29; 2011-08-03: 2014-03-29; 2011-09-20: 2014-04-04 | 3847 | 9980 | Up-front Payment
SCG-002863 | Single Family Residential | Domestic Hot Water | Gas | Southern California Gas Company | Incentive:Paid | 1394 | 18.59 |  | 1 | 75 |  | 75 |  | 2014-03-29 12:11 | 2014-04-02 | ZERO ENERGY CONTRACTING INC | Retrofit | Covina | Los Angeles | 91724 | Host Customer is System Owner | 3 |  | 2012012B | KIOTO Clear Energy AG | SOLPAL (formerly Solcrafte) | SOLPAL L-G | Direct Integral Collector Storage (DI) | 26.11 |  | Solpal L |  |  | Solar and Auxiliary Storage are the same Tank | 53.099 | 1 | 1 | 45 | Z09 | [18 empty] | City of Covina | FALSE | 133.07 |  | 2011-06-01: 2014-03-29; 2011-08-03: 2014-03-29; 2011-09-20: 2014-04-02 | 3847 | 9980 | Up-front Payment
SCG-002864 | Single Family Residential | Domestic Hot Water | Gas | Southern California Gas Company | Incentive:Paid | 1082 | 18.59 |  | 1 | 66 |  | 58 |  | 2014-04-03 15:35 | 2014-04-05 | ZERO ENERGY CONTRACTING INC | Retrofit | Valley Village | Los Angeles | 91607 | Host Customer is System Owner | 6 |  | 30003825 | SunEarth, Inc. | CopperHeart | CP-40G | Direct Integral Collector Storage (DI) | 24.96 |  | CP-40 |  |  | Solar and Auxiliary Storage are the same Tank | 39.89 | 0.98 | 0.9 | 75 | Z09 | [18 empty] | City of Los Angeles | FALSE | 189.79 |  | 2011-06-01: 2014-03-29; 2011-08-03: 2014-04-03; 2011-09-20: 2014-04-05 | 3847 | 12526 | Up-front Payment
SCG-002866 | Single Family Residential | Domestic Hot Water | Gas | Southern California Gas Company | Incentive:Paid | 1227 | 18.59 |  | 1 | 66 |  | 66 |  | 2014-04-03 15:21 | 2014-04-05 | ZERO ENERGY CONTRACTING INC | Retrofit | Whittier | Los Angeles | 90603 | Host Customer is System Owner | 3 |  | 30003825 | SunEarth, Inc. | CopperHeart | CP-40G | Direct Integral Collector Storage (DI) | 24.96 |  | CP-40 |  |  | Solar and Auxiliary Storage are the same Tank | 39.89 | 1 | 1 | 45 | Z09 | [18 empty] | City of Whittier | FALSE | 211.86 |  | 2011-06-01: 2014-03-29; 2011-08-03: 2014-04-03; 2011-09-20: 2014-04-05 | 3847 | 13983 | Up-front Payment
SCG-002867 | Single Family Residential | Domestic Hot Water | Gas | Southern California Gas Company | Incentive:Paid | 1043 | 18.59 |  | 1 | 66 |  | 56 |  | 2014-03-29 15:31 | 2014-04-02 | ZERO ENERGY CONTRACTING INC | Retrofit | Fullerton | Orange | 92833 | Host Customer is System Owner | 3 |  | 30003825 | SunEarth, Inc. | CopperHeart | CP-40G | Direct Integral Collector Storage (DI) | 24.96 |  | CP-40 |  |  | Solar and Auxiliary Storage are the same Tank | 39.89 | 1 | 0.85 | 45 | Z09 | [18 empty] | City of Fullerton | FALSE | 206.91 |  | 2014-03-29 | 2014-05-30 |  |  | 2014-03-29 | 2014-04-02 | 3760 | 13656 | Up-front Payment
SCG-002868 | Single Family Residential | Domestic Hot Water | Gas | Southern California Gas Company | Incentive:Paid | 1166 | 18.59 |  | 1 | 66 |  | 63 |  | 2014-05-30 18:04 | 2014-07-05 | ZERO ENERGY CONTRACTING INC | Retrofit | Whittier | Los Angeles | 90603 | Host Customer is System Owner | 5 |  | 30003825 | SunEarth, Inc. | CopperHeart | CP-40G | Direct Integral Collector Storage (DI) | 24.96 |  | CP-40 |  |  | Solar and Auxiliary Storage are the same Tank | 39.89 | 1 | 0.95 | 65 | Z09 | [18 empty] | City of Whittier | FALSE | 206.61 |  | 2011-06-01: 2014-03-29; 2011-08-03: 2014-05-30; 2011-09-20: 2014-07-05 | 3749 | 13636 | Up-front Payment
SCG-002869 | Single Family Residential | Domestic Hot Water | Gas | Southern California Gas Company | Incentive:Paid | 1046 | 18.59 |  | 1 | 75 |  | 56 |  | 2014-03-29 16:56 | 2014-04-02 | ZERO ENERGY CONTRACTING INC | Retrofit | Burbank | Los Angeles | 91506 | Host Customer is System Owner | 3 |  | 2012012B | KIOTO Clear Energy AG | SOLPAL (formerly Solcrafte) | SOLPAL L-G | Direct Integral Collector Storage (DI) | 26.11 |  | Solpal L |  |  | Solar and Auxiliary Storage are the same Tank | 53.099 | 1 | 0.75 | 45 | Z09 | [18 empty] | City of Burbank | FALSE | 149.01 |  | 2011-06-01: 2014-03-29; 2011-08-03: 2014-03-29; 2011-09-20: 2014-04-02 | 3847 | 11176 | Up-front Payment
SCG-002870 | Single Family Residential | Domestic Hot Water | Gas | Southern California Gas Company | Incentive:Paid | 1258 | 18.59 |  | 1 | 75 |  | 68 |  | 2014-03-29 16:04 | 2014-04-04 | ZERO ENERGY CONTRACTING INC | Retrofit | Burbank | Los Angeles | 91506 | Host Customer is System Owner | 3 |  | 2012012B | KIOTO Clear Energy AG | SOLPAL (formerly Solcrafte) | SOLPAL L-G | Direct Integral Collector Storage (DI) | 26.11 |  | Solpal L |  |  | Solar and Auxiliary Storage are the same Tank | 53.099 | 0.95 | 0.95 | 45 | Z09 | [18 empty] | City of Burbank | FALSE | 158.75 |  | 2011-06-01: 2014-03-29; 2011-08-03: 2014-03-29; 2011-09-20: 2014-04-04 | 3847 | 11906 | Up-front Payment
SCG-002871 | Single Family Residential | Domestic Hot Water | Gas | Southern California Gas Company | Incentive:Paid | 1269 | 18.59 |  | 1 | 75 |  | 68 |  | 2014-03-29 16:18 | 2014-06-03 | ZERO ENERGY CONTRACTING INC | Retrofit | Glendora | Los Angeles | 91740 | Host Customer is System Owner | 6 |  | 2012012B | KIOTO Clear Energy AG | SOLPAL (formerly Solcrafte) | SOLPAL L-G | Direct Integral Collector Storage (DI) | 26.11 |  | Solpal L |  |  | Solar and Auxiliary Storage are the same Tank | 53.099 | 0.91 | 1 | 75 | Z09 | [18 empty] | City of Glendora | FALSE | 133.07 |  | 2011-06-01: 2014-03-29; 2011-08-03: 2014-03-29; 2011-09-20: 2014-06-03 | 3784 | 9980 | Up-front Payment
SCG-002872 | Single Family Residential | Domestic Hot Water | Gas | Southern California Gas Company | Incentive:Paid | 1031 | 18.59 |  | 1 | 75 |  | 55 |  | 2014-03-29 16:32 | 2014-04-02 | ZERO ENERGY CONTRACTING INC | Retrofit | Sherman Oaks | Los Angeles | 91401 | Host Customer is System Owner | 3 |  | 2012012B | KIOTO Clear Energy AG | SOLPAL (formerly Solcrafte) | SOLPAL L-G | Direct Integral Collector Storage (DI) | 26.11 |  | Solpal L |  |  | Solar and Auxiliary Storage are the same Tank | 53.099 | 0.87 | 0.85 | 45 | Z09 | [18 empty] | City of Los Angeles | FALSE | 176.48 |  | 2011-06-01: 2014-03-29; 2011-08-03: 2014-03-29; 2011-09-20: 2014-04-02 | 3760 | 13236 | Up-front Payment
SCG-002873 | Single Family Residential | Domestic Hot Water | Gas | Southern California Gas Company | Incentive:Paid | 972 | 18.59 |  | 1 | 66 |  | 52 |  | 2014-03-29 16:44 | 2014-04-04 | ZERO ENERGY CONTRACTING INC | Retrofit | No. Hollywood | Los Angeles | 91605 | Host Customer is System Owner | 3 |  | 30003825 | SunEarth, Inc. | CopperHeart | CP-40G | Direct Integral Collector Storage (DI) | 24.96 |  | CP-40 |  |  | Solar and Auxiliary Storage are the same Tank | 39.89 | 0.99 | 0.8 | 45 | Z09 | [18 empty] | City of Los Angeles | FALSE | 199.24 |  | 2011-06-01: 2014-03-29; 2011-08-03: 2014-03-29; 2011-09-20: 2014-04-04 | 3847 | 13150 | Up-front Payment
SCG-002874 | Single Family Residential | Domestic Hot Water | Gas | Southern California Gas Company | Incentive:Paid | 1173 | 18.59 |  | 1 | 75 |  | 63 |  | 2014-03-31 15:01 | 2014-04-04 | ZERO ENERGY CONTRACTING INC | Retrofit | La Mirada | Los Angeles | 90638 | Host Customer is System Owner | 3 |  | 2012012B | KIOTO Clear Energy AG | SOLPAL (formerly Solcrafte) | SOLPAL L-G | Direct Integral Collector Storage (DI) | 26.11 |  | Solpal L |  |  | Solar and Auxiliary Storage are the same Tank | 53.099 | 0.99 | 0.85 | 45 | Z09 | [18 empty] | City of La Mirada | FALSE | 133.07 |  | 2011-06-01: 2014-03-29; 2011-08-03: 2014-03-31; 2011-09-20: 2014-04-04 | 3847 | 9980 | Up-front Payment
SCG-002875 | Single Family Residential | Domestic Hot Water | Gas | Southern California Gas Company | Incentive:Paid | 1330 | 18.59 |  | 1 | 73 |  | 72 |  | 2014-03-29 17:21 | 2014-04-02 | ZERO ENERGY CONTRACTING INC | Retrofit | Cerritos | Los Angeles | 90703 | Host Customer is System Owner | 3 |  | 2012012B | KIOTO Clear Energy AG | SOLPAL (formerly Solcrafte) | SOLPAL L-G | Direct Integral Collector Storage (DI) | 26.11 |  | Solpal L |  |  | Solar and Auxiliary Storage are the same Tank | 53.099 | 0.98 | 1 | 45 | Z08 | [18 empty] | City of Cerritos | FALSE | 136.71 |  | 2011-06-01: 2014-03-29; 2011-08-03: 2014-03-29; 2011-09-20: 2014-04-02 | 3846 | 9980 | Up-front Payment
PGE-002876 | Commercial Pools | Pool Heating | Gas | Pacific Gas and Electric | Incentive:Paid | 2618 | 7 |  | 1 | 440 |  | 374 |  | 2014-04-14 13:47 | 2014-05-15 | J R CONSTRUCTION - SOL SOLUTIONS INC | Retrofit | American Canyon | Napa | 94503 | Host Customer is System Owner | [7 empty] | 445.65 | 29.71 |  | Drainback |  |  |  | 0.85 | 1 |  | Z02 |  |  |  | 10001736 | 15 | 1 | [5 empty] | FALSE | [6 empty] | CA Dept. of Housung & Community Development | FALSE | 61.41 |  | 2014-03-30 |  | 2014-04-14 | 2014-05-15 | 2014-06-19 | 2014-07-20 | 3742 | 27020 | Up-front Payment
PGE-002877 | Low Income Multifamily Residential | Domestic Hot Water | Gas | Pacific Gas and Electric | Incentive:Paid | 67151 | 19.23 |  | 1 | 3492 |  | 3492 |  | 2014-03-31 13:40 | 2014-06-20 | SUN LIGHT & POWER | New Construction | Oakland | Alameda | 94621 | Host Customer is System Owner | [7 empty] | 964.08 | 40.17 |  | Glycol | Advanced Controller with a Vacation or Holiday Mode | Solar Storage and Auxiliary Tanks are separate |  | 1 | 1 | 3496 | Z03 | 92 | Units | Apartments/Condos | 2010115A | 24 | 2 | 1450 | 1 | 300 | 3 | 900000 | TRUE | 130 | 125 |  | Heliodyne - Delta-T Pro Ethernet |  | Heliodyne - Delta-T Pro Ethernet | City of Oakland | FALSE | 41.91 |  | 2014-03-31 | 2014-05-15 | 2014-03-31 | 2014-06-20 | 2015-02-23 | 2015-03-03 | 3481 | 146333.38 | Up-front Payment
SCG-002878 | Commercial Pools | Pool Heating | Gas | Southern California Gas Company | Incentive:Paid | 13412 | 7 |  | 1 | 1916 |  | 1916 |  | 2014-04-09 11:05 | 2014-05-05 | REGREEN INC | Retrofit | Palm Springs | Riverside | 92262 | Host Customer is System Owner | [7 empty] | 579.6 | 48.3 |  | Drainback |  |  |  | 1 | 1 |  | Z15 |  |  |  | 10001888 | 12 | 1 | [5 empty] | FALSE | [5 empty] | SunEarth - SETR A503 TTR U + VFS 20-400 | County of Riverside | FALSE | 7 |  | 2014-04-08 |  | 2014-04-09 | 2014-05-05 | 2014-10-30 | 2014-11-18 | 3599 | 13412 | Up-front Payment
SCG-002879 | Single Family Residential | Domestic Hot Water | Gas | Southern California Gas Company | Incentive:Paid | 1161 | 18.59 |  | 1 | 75 |  | 62 |  | 2014-03-31 15:16 | 2014-04-04 | ZERO ENERGY CONTRACTING INC | Retrofit | La Habra | Orange | 90631 | Host Customer is System Owner | 3 |  | 2012012B | KIOTO Clear Energy AG | SOLPAL (formerly Solcrafte) | SOLPAL L-G | Direct Integral Collector Storage (DI) | 26.11 |  | Solpal L |  |  | Solar and Auxiliary Storage are the same Tank | 53.099 | 0.98 | 0.85 | 45 | Z09 | [18 empty] | City of La Habra | FALSE | 133.07 |  | 2011-06-01: 2014-03-31; 2011-08-03: 2014-03-31; 2011-09-20: 2014-04-04 | 3847 | 9980 | Up-front Payment
SCG-002880 | Single Family Residential | Domestic Hot Water | Gas | Southern California Gas Company | Incentive:Paid | 1366 | 18.59 |  | 1 | 75 |  | 74 |  | 2014-03-31 15:30 | 2014-04-04 | ZERO ENERGY CONTRACTING INC | Retrofit | La Habra | Orange | 90631 | Host Customer is System Owner | 3 |  | 2012012B | KIOTO Clear Energy AG | SOLPAL (formerly Solcrafte) | SOLPAL L-G | Direct Integral Collector Storage (DI) | 26.11 |  | Solpal L |  |  | Solar and Auxiliary Storage are the same Tank | 53.099 | 0.98 | 1 | 45 | Z09 | [18 empty] | City of La Habra | FALSE | 133.07 |  | 2011-06-01: 2014-03-31; 2011-08-03: 2014-03-31; 2011-09-20: 2014-04-04 | 3847 | 9980 | Up-front Payment
SCG-002881 | Single Family Residential | Domestic Hot Water | Gas | Southern California Gas Company | Incentive:Paid | 1202 | 18.59 |  | 1 | 66 |  | 65 |  | 2014-03-31 15:44 | 2014-04-04 | ZERO ENERGY CONTRACTING INC | Retrofit | La Habra | Orange | 90631 | Host Customer is System Owner | 3 |  | 30003825 | SunEarth, Inc. | CopperHeart | CP-40G | Direct Integral Collector Storage (DI) | 24.96 |  | CP-40 |  |  | Solar and Auxiliary Storage are the same Tank | 39.89 | 0.98 | 1 | 45 | Z09 | [18 empty] | City of La Habra | FALSE | 218.03 |  | 2011-06-01: 2014-03-31; 2011-08-03: 2014-03-31; 2011-09-20: 2014-04-04 | 3847 | 14390 | Up-front Payment
SCG-002882 | Single Family Residential | Domestic Hot Water | Gas | Southern California Gas Company | Incentive:Paid | 1202 | 18.59 |  | 1 | 66 |  | 65 |  | 2014-03-31 16:04 | 2014-06-05 | ZERO ENERGY CONTRACTING INC | Retrofit | Whittier | Los Angeles | 90603 | Host Customer is System Owner | 3 |  | 30003825 | SunEarth, Inc. | CopperHeart | CP-40G | Direct Integral Collector Storage (DI) | 24.96 |  | CP-40 |  |  | Solar and Auxiliary Storage are the same Tank | 39.89 | 0.98 | 1 | 45 | Z09 | [18 empty] | City of Whittier | FALSE | 243.94 |  | 2011-06-01: 2014-03-31; 2011-08-03: 2014-03-31; 2011-09-20: 2014-06-05 | 3784 | 16100 | Up-front Payment
SCG-002883 | Single Family Residential | Domestic Hot Water | Gas | Southern California Gas Company | Incentive:Paid | 1380 | 18.59 |  | 1 | 75 |  | 74 |  | 2014-03-31 16:26 | 2014-04-04 | ZERO ENERGY CONTRACTING INC | Retrofit | Covina | Los Angeles | 91722 | Host Customer is System Owner | 6 |  | 2012012B | KIOTO Clear Energy AG | SOLPAL (formerly Solcrafte) | SOLPAL L-G | Direct Integral Collector Storage (DI) | 26.11 |  | Solpal L |  |  | Solar and Auxiliary Storage are the same Tank | 53.099 | 0.99 | 1 | 75 | Z09 | [18 empty] | County of Los Angeles | FALSE | 133.07 |  | 2011-06-01: 2014-03-31; 2011-08-03: 2014-03-31; 2011-09-20: 2014-04-04 | 3847 | 9980 | Up-front Payment
SCG-002884 | Low Income Multifamily Residential | Domestic Hot Water | Gas | Southern California Gas Company | Reservation:Canceled | 27999 | 19.23 |  | 1 | 1456 |  | 1456 |  | 2014-05-13 09:11 |  | SUNUP ENERGY | Retrofit | Los Angeles | Los Angeles | 90066 | Power Purchase Agreements | [7 empty] | 490.32 | 40.86 |  | Glycol |  | Solar Storage and Auxiliary Tanks are separate |  | 1 | 1 | 672 | Z06 | 16 | Units | Apartments/Condos | 2006024F | 12 | 1 | 565 | 1 | 100 | 1 | 199000 | TRUE | 140 | 140 | [5 empty] | FALSE | 26.35 |  | 2011-06-01: 2014-04-01; 2011-06-21: 2014-08-08; 2011-06-23: 2014-05-13 | 3732 | 38361 | Up-front Payment
SCG-002885 | Low Income Multifamily Residential | Domestic Hot Water | Gas | Southern California Gas Company | Reservation:Canceled | 27999 | 19.23 |  | 1 | 1456 |  | 1456 |  | 2014-05-13 09:10 |  | SUNUP ENERGY | Retrofit | Los Angeles | Los Angeles | 90066 | Power Purchase Agreements | [7 empty] | 490.32 | 40.86 |  | Glycol |  | Solar Storage and Auxiliary Tanks are separate |  | 1 | 1 | 672 | Z06 | 16 | Units | Apartments/Condos | 2006024F | 12 | 1 | 565 | 1 | 100 | 1 | 199000 | TRUE | 140 | 140 | [5 empty] | FALSE | 26.35 |  | 2011-06-01: 2014-04-01; 2011-06-21: 2014-08-08; 2011-06-23: 2014-05-13 | 3732 | 38361 | Up-front Payment
SCG-002886 | Commercial Pools | Pool Heating | Gas | Southern California Gas Company | Incentive:Paid | 12400 | 7 |  | 1 | 2084 |  | 1771 |  | 2014-04-03 10:41 | 2014-06-11 | SOLAR HEATING SPECIALISTS INC | Retrofit | Moreno Valley | Riverside | 92557 | Host Customer is System Owner | [7 empty] | 631.82 | 45.13 |  | Drainback |  |  |  | 0.85 | 1 |  | Z10 |  |  |  | 2010094A | 14 | 1 | [5 empty] | FALSE | [5 empty] | Onicon - Onicon-RTD-Trane-BTU-Meter-01 | Moreno Valley, CA | FALSE | 7.17 |  | 2014-04-01 |  | 2014-04-03 | 2014-06-11 | 2014-09-05 | 2014-10-24 | 3632 | 14945 | Up-front Payment
PGE-002887 | Single Family Residential | Domestic Hot Water | Gas | Pacific Gas and Electric | Incentive:Paid | 2658 | 18.59 |  | 1 | 143 |  | 143 |  | 2014-07-15 10:11 | 2014-08-08 | LUMINALT ENERGY CORPORATION | Retrofit | San Francisco | San Francisco | 94121 | Host Customer is System Owner | 4 |  | 2009036C | Heliodyne, Inc. | HELIOPAK | HPAK 016 2 408 G 120 ACD Z | Indirect Forced Circulation (IF) | 64.44 |  | 408 001 | Glycol | Pressure Stagnation Protection (PSP) | Solar Storage and Auxiliary Tanks are separate | 119.934 | 1 | 1 | 55 | Z03 | [18 empty] | City and County of San Francisco Department of Building Inspection | FALSE | 100.7 |  | 2014-04-01 | 2014-08-05 |  |  | 2014-07-15 | 2014-08-08 | 3721 | 14400 | Up-front Payment
SCG-002891 | Low Income Multifamily Residential | Domestic Hot Water | Gas | Southern California Gas Company | Incentive:Paid | 118188 | 24.89 |  | 1 | 5121 |  | 5121 |  | 2015-03-24 23:30 | 2015-08-10 | DOCTOR PIPER INC | Retrofit | Los Angeles | Los Angeles | 90006 | Power Purchase Agreements | [7 empty] | 1557.6 | 25.96 |  | Glycol | Steam Back | Solar Storage and Auxiliary Tanks are separate |  | 1 | 1 | 3458 | Z09 | 91 | Units | Apartments/Condos | 2007043A | 60 | 1 | 3000 | 1 | 200 | 1 | 540000 | TRUE | 125 | 125 |  | SunEarth - SETR A503 TTR U + VFS 5-100 |  | SunEarth - SETR A503 TTR U + VFS 5-100 | Los Angeles department of building and safety | FALSE | 23.08 |  | 2015-03-24 |  | 2015-03-24 | 2015-08-10 | 2015-08-12 | 2015-08-25 | 3340 | 118187.84 | Up-front Payment
PGE-002893 | Commercial/Multifamily Residential | Domestic Hot Water; Space Heating | Gas | Pacific Gas and Electric | Reservation:Canceled | 686800 | 10.1 |  | 1 | 34000 |  | 34000 |  | 2014-07-23 13:58 |  | STEPHEN A HUNTER INCORPORATED | Retrofit | Dixon | Yolo | 95620 | Host Customer is System Owner | [7 empty] | 10634 | 53.17 |  | Forced Circulation |  | Solar Storage and Auxiliary Tanks are separate |  | 1 | 1 | 1000000 | Z12 | 1000000 | Persons | Office Buildings | 2008010B | 200 | 1 | 4000 | 1 | 7000 | 3 | 5000000 | TRUE | 117 | 178 |  |  | SunReports, Inc | SunReports - SR1100-ONI-F1100 |  | FALSE | 51.03 |  | 2011-06-01: 2014-04-02; 2011-06-21: 2014-07-30; 2011-06-23: 2014-07-23 | 3630 | 1735000 | Performance-Based Incentive
PGE-002894 | Low Income Single Family Residential | Domestic Hot Water | Gas | Pacific Gas and Electric | Incentive:Paid | 2589 | 25.64 |  | 1 | 101 |  | 101 |  | 2014-04-09 09:49 | 2014-05-16 | SELF-HELP HOME IMPROVEMENT PROJECT | Retrofit | COTTONWOOD | Shasta | 96022 | Host Customer is System Owner | 1 |  | 2010068D | Fafco, Inc. | 500 SERIES | 500-96SF-50G-50S | Indirect Forced Circulation (IF) | 97.56 |  | 2x8, 2x12 |  |  | Solar Storage and Auxiliary Tanks are separate | 49.929 | 1 | 1 | 20 | Z11 | [18 empty] | Shasta County | FALSE | 29.35 |  | 2011-06-01: 2014-04-02; 2011-08-03: 2014-04-09; 2011-09-20: 2014-05-16 | 3810 | 2964.41 | Up-front Payment
PGE-002896 | Low Income Multifamily Residential | Domestic Hot Water | Gas | Pacific Gas and Electric | Reservation:Canceled | 41778 | 19.23 |  | 1 | 2662 |  | 2609 |  | 2014-05-08 11:50 |  | SUN LIGHT & POWER | New Construction | Half Moon Bay | San Mateo | 94019 | Host Customer is System Owner | [7 empty] | 723.06 | 40.17 |  | Glycol |  | Solar Storage and Auxiliary Tanks are separate |  | 0.98 | 1 | 2356 | Z03 | 62 | Units | Apartments/Condos | 2010115A | 18 | 2 | 1080 | 1 | 200 | 2 | 500000 | TRUE | 120 | 120 | [5 empty] | FALSE | 15.69 |  | 2011-06-01: 2014-05-02; 2011-06-21: 2014-06-13 | 3762 | 41778.15 | Up-front Payment
PGE-002897 | Low Income Multifamily Residential | Domestic Hot Water | Gas | Pacific Gas and Electric | Incentive:Paid | 8980 | 19.23 |  | 1 | 467 |  | 467 |  | 2014-05-08 11:49 | 2014-07-09 | SUN LIGHT & POWER | New Construction | Half Moon Bay | San Mateo | 94019 | Host Customer is System Owner | [7 empty] | 160.68 | 40.17 |  | Glycol | Pressure Stagnation Protection (PSP) | Solar Storage and Auxiliary Tanks are separate |  | 1 | 1 | 420 | Z03 | 10 | Units | Apartments/Condos | 2010115A | 4 | 1 | 200 | 1 | 120 | 2 | 240000 | TRUE | 120 | 120 |  |  |  |  | City of Half Moon Bay | FALSE | 89.46 |  | 2014-05-02 | 2014-06-13 | 2014-05-08 | 2014-07-09 | 2016-02-19 | 2016-02-23 | 3120 | 41778.15 | Up-front Payment
PGE-002898 | Low Income Multifamily Residential | Domestic Hot Water | Gas | Pacific Gas and Electric | Incentive:Paid | 8884 | 19.23 |  | 1 | 462 |  | 462 |  | 2014-05-08 11:49 | 2014-07-09 | SUN LIGHT & POWER | New Construction | Half Moon Bay | San Mateo | 94019 | Host Customer is System Owner | [7 empty] | 160.68 | 40.17 |  | Glycol | Pressure Stagnation Protection (PSP) | Solar Storage and Auxiliary Tanks are separate |  | 1 | 1 | 420 | Z03 | 10 | Units | Apartments/Condos | 2010115A | 4 | 1 | 200 | 1 | 120 | 2 | 240000 | TRUE | 120 | 120 |  |  |  |  | City of Half Moon Bay | FALSE | 90.43 |  | 2014-05-02 | 2014-06-13 | 2014-05-08 | 2014-07-09 | 2016-02-19 | 2016-02-23 | 3120 | 41778.15 | Up-front Payment
PGE-002899 | Low Income Multifamily Residential | Domestic Hot Water | Gas | Pacific Gas and Electric | Incentive:Paid | 9577 | 19.23 |  | 1 | 498 |  | 498 |  | 2014-05-08 11:48 | 2014-07-09 | SUN LIGHT & POWER | New Construction | Half Moon Bay | San Mateo | 94019 | Host Customer is System Owner | [7 empty] | 160.68 | 40.17 |  | Glycol | Pressure Stagnation Protection (PSP) | Solar Storage and Auxiliary Tanks are separate |  | 1 | 1 | 420 | Z03 | 10 | Units | Apartments/Condos | 2010115A | 4 | 1 | 200 | 1 | 120 | 2 | 240000 | TRUE | 120 | 120 |  |  |  |  | City of Half Moon Bay | FALSE | 83.89 |  | 2014-05-02 | 2014-06-12 | 2014-05-08 | 2014-07-09 | 2016-02-19 | 2016-02-23 | 3120 | 41778.15 | Up-front Payment
PGE-002900 | Low Income Multifamily Residential | Domestic Hot Water | Gas | Pacific Gas and Electric | Incentive:Paid | 9577 | 19.23 |  | 1 | 498 |  | 498 |  | 2014-05-08 11:48 | 2014-07-09 | SUN LIGHT & POWER | New Construction | Half Moon Bay | San Mateo | 94019 | Host Customer is System Owner | [7 empty] | 160.68 | 40.17 |  | Glycol | Pressure Stagnation Protection (PSP) | Solar Storage and Auxiliary Tanks are separate |  | 1 | 1 | 420 | Z03 | 10 | Units | Apartments/Condos | 2010115A | 4 | 1 | 200 | 1 | 120 | 2 | 240000 | TRUE | 120 | 120 |  |  |  |  | City of Half Moon Bay | FALSE | 83.89 |  | 2014-05-02 | 2014-06-13 | 2014-05-08 | 2014-07-09 | 2016-02-19 | 2016-02-23 | 3120 | 41778.15 | Up-front Payment
PGE-002901 | Low Income Multifamily Residential | Domestic Hot Water | Gas | Pacific Gas and Electric | Incentive:Paid | 10442 | 19.23 |  | 1 | 543 |  | 543 |  | 2014-05-08 11:47 | 2014-07-09 | SUN LIGHT & POWER | New Construction | Half Moon Bay | San Mateo | 94019 | Host Customer is System Owner | [7 empty] | 160.68 | 40.17 |  | Glycol | Pressure Stagnation Protection (PSP) | Solar Storage and Auxiliary Tanks are separate |  | 1 | 1 | 420 | Z03 | 10 | Units | Apartments/Condos | 2010115A | 4 | 1 | 200 | 1 | 120 | 2 | 240000 | TRUE | 120 | 120 |  |  |  |  | City of Half Moon Bay | FALSE | 76.94 |  | 2014-05-02 | 2014-06-12 | 2014-05-08 | 2014-07-09 | 2016-02-19 | 2016-02-23 | 3120 | 41778.15 | Up-front Payment
SCG-002904 | Single Family Residential | Domestic Hot Water | Gas | Southern California Gas Company | Incentive:Paid | 1298 | 18.59 |  | 1 | 75 |  | 70 |  | 2014-05-30 17:46 | 2014-06-25 | ZERO ENERGY CONTRACTING INC | Retrofit | Downey | Los Angeles | 90240 | Host Customer is System Owner | 3 |  | 2012012B | KIOTO Clear Energy AG | SOLPAL (formerly Solcrafte) | SOLPAL L-G | Direct Integral Collector Storage (DI) | 26.11 |  | Solpal L |  |  | Solar and Auxiliary Storage are the same Tank | 53.1 | 0.98 | 0.95 | 45 | Z09 | [18 empty] | City of Downey | FALSE | 133.07 |  | 2014-04-03 | 2014-06-25 |  |  | 2014-05-30 | 2014-06-25 | 3760 | 9980 | Up-front Payment
SCG-002905 | Single Family Residential | Domestic Hot Water | Gas | Southern California Gas Company | Incentive:Paid | 1251 | 18.59 |  | 1 | 73 |  | 67 |  | 2014-04-04 09:10 | 2014-05-02 | ZERO ENERGY CONTRACTING INC | Retrofit | Cerritos | Los Angeles | 90703 | Host Customer is System Owner | 5 |  | 2012012B | KIOTO Clear Energy AG | SOLPAL (formerly Solcrafte) | SOLPAL L-G | Direct Integral Collector Storage (DI) | 26.11 |  | Solpal L |  |  | Solar and Auxiliary Storage are the same Tank | 53.099 | 0.97 | 0.95 | 65 | Z08 | [18 empty] | City of Cerritos | FALSE | 174.84 |  | 2011-06-01: 2014-04-03; 2011-08-03: 2014-04-04; 2011-09-20: 2014-05-02 | 3760 | 12763 | Up-front Payment
SCG-002906 | Single Family Residential | Domestic Hot Water | Gas | Southern California Gas Company | Incentive:Paid | 1026 | 18.59 |  | 1 | 66 |  | 55 |  | 2014-04-03 16:37 | 2014-04-05 | ZERO ENERGY CONTRACTING INC | Retrofit | Sherman Oaks | Los Angeles | 91401 | Host Customer is System Owner | 3 |  | 30003825 | SunEarth, Inc. | CopperHeart | CP-40G | Direct Integral Collector Storage (DI) | 24.96 |  | CP-40 |  |  | Solar and Auxiliary Storage are the same Tank | 39.89 | 0.88 | 0.95 | 45 | Z09 | [18 empty] | City of Los Angeles | FALSE | 196.86 |  | 2011-06-01: 2014-04-03; 2011-08-03: 2014-04-03; 2011-09-20: 2014-04-05 | 3847 | 12993 | Up-front Payment
SDG-002907 | Low Income Multifamily Residential | Domestic Hot Water | Gas | San Diego Gas and Electric | Incentive:Paid | 59632 | 19.23 |  | 1 | 3101 |  | 3101 |  | 2014-04-04 10:36 | 2014-04-24 | ARNOLD SOLAR INC | New Construction | San Diego | San Diego | 92104 | Host Customer is System Owner | [7 empty] | 1128.4 | 56.42 |  | Drainback |  | Solar Storage and Auxiliary Tanks are separate |  | 1 | 1 | 2660 | Z07 | 70 | Units | Apartments/Condos | 2009042B | 20 | 5 | 2000 | 1 | 100 | 1 | 500000 | TRUE | 140 | 140 |  | SunReports - SR1000GVFS10-200 |  | SunReports - SR1000GVFS10-200 | city of San Diego | FALSE | 59.53 |  | 2014-04-03 | 2014-04-09 | 2014-04-04 | 2014-04-24 | 2015-06-23 | 2015-07-20 | 3369 | 184598 | Up-front Payment
SCG-002910 | Single Family Residential | Domestic Hot Water | Gas | Southern California Gas Company | Incentive:Paid | 1221 | 18.59 |  | 1 | 73 |  | 66 |  | 2014-04-04 08:37 | 2014-05-02 | ZERO ENERGY CONTRACTING INC | Retrofit | Cerritos | Los Angeles | 90703 | Host Customer is System Owner | 3 |  | 2012012B | KIOTO Clear Energy AG | SOLPAL (formerly Solcrafte) | SOLPAL L-G | Direct Integral Collector Storage (DI) | 26.11 |  | Solpal L |  |  | Solar and Auxiliary Storage are the same Tank | 53.099 | 0.9 | 1 | 45 | Z08 | [18 empty] | City of Cerritos | FALSE | 160.68 |  | 2014-04-04 | 2014-06-25 |  |  | 2014-04-04 | 2014-05-02 | 3666 | 11730 | Up-front Payment
SCG-002911 | Single Family Residential | Domestic Hot Water | Gas | Southern California Gas Company | Incentive:Paid | 1171 | 18.59 |  | 1 | 75 |  | 63 |  | 2014-04-04 09:01 | 2014-05-02 | ZERO ENERGY CONTRACTING INC | Retrofit | La Habra | Orange | 90631 | Host Customer is System Owner | 3 |  | 2012012B | KIOTO Clear Energy AG | SOLPAL (formerly Solcrafte) | SOLPAL L-G | Direct Integral Collector Storage (DI) | 26.11 |  | Solpal L |  |  | Solar and Auxiliary Storage are the same Tank | 53.099 | 0.84 | 1 | 45 | Z09 | [18 empty] | City of La Habra | FALSE | 133.07 |  | 2011-06-01: 2014-04-04; 2011-08-03: 2014-04-04; 2011-09-20: 2014-05-02 | 3760 | 9980 | Up-front Payment
SCG-002912 | Single Family Residential | Domestic Hot Water | Gas | Southern California Gas Company | Incentive:Paid | 1394 | 18.59 |  | 1 | 75 |  | 75 |  | 2014-04-04 09:39 | 2014-06-05 | ZERO ENERGY CONTRACTING INC | Retrofit | Glendale | Los Angeles | 91202 | Host Customer is System Owner | 3 |  | 2012012B | KIOTO Clear Energy AG | SOLPAL (formerly Solcrafte) | SOLPAL L-G | Direct Integral Collector Storage (DI) | 26.11 |  | Solpal L |  |  | Solar and Auxiliary Storage are the same Tank | 53.099 | 1 | 1 | 45 | Z09 | [18 empty] | City of Glendale | FALSE | 193.81 |  | 2011-06-01: 2014-04-04; 2011-08-03: 2014-04-04; 2011-09-20: 2014-06-05 | 3784 | 14536 | Up-front Payment
SCG-002914 | Single Family Residential | Domestic Hot Water | Gas | Southern California Gas Company | Incentive:Paid | 1394 | 18.59 |  | 1 | 75 |  | 75 |  | 2014-04-04 09:56 | 2014-05-05 | ZERO ENERGY CONTRACTING INC | Retrofit | San Dimas | Los Angeles | 91773 | Host Customer is System Owner | 6 |  | 2012012B | KIOTO Clear Energy AG | SOLPAL (formerly Solcrafte) | SOLPAL L-G | Direct Integral Collector Storage (DI) | 26.11 |  | Solpal L |  |  | Solar and Auxiliary Storage are the same Tank | 53.099 | 1 | 1 | 75 | Z09 | [18 empty] | City of San Dimas | FALSE | 156.27 |  | 2011-06-01: 2014-04-04; 2011-08-03: 2014-04-04; 2011-09-20: 2014-05-05 | 3760 | 11720 | Up-front Payment
SCG-002915 | Single Family Residential | Domestic Hot Water | Gas | Southern California Gas Company | Incentive:Paid | 1394 | 18.59 |  | 1 | 75 |  | 75 |  | 2014-04-04 10:13 | 2014-05-02 | ZERO ENERGY CONTRACTING INC | Retrofit | Whittier | Los Angeles | 90605 | Host Customer is System Owner | 5 |  | 2012012B | KIOTO Clear Energy AG | SOLPAL (formerly Solcrafte) | SOLPAL L-G | Direct Integral Collector Storage (DI) | 26.11 |  | Solpal L |  |  | Solar and Auxiliary Storage are the same Tank | 53.099 | 1 | 1 | 65 | Z09 | [18 empty] | City of Whittier | FALSE | 133.07 |  | 2011-06-01: 2014-04-04; 2011-08-03: 2014-04-04; 2011-09-20: 2014-05-02 | 3760 | 9980 | Up-front Payment
SCG-002916 | Commercial Pools | Pool Heating | Gas | Southern California Gas Company | Incentive:Paid | 13020 | 7 |  | 1 | 1860 |  | 1860 |  | 2014-04-09 11:08 | 2014-05-05 | REGREEN INC | Retrofit | Rancho Cucamonga | San Bernardino | 91701 | Host Customer is System Owner | [7 empty] | 772.8 | 48.3 |  | Drainback |  |  |  | 1 | 1 |  | Z10 |  |  |  | 10001888 | 16 | 1 | [5 empty] | FALSE |  |  |  | SunEarth - SETR A503 TTR U + VFS 20-400 |  | SunEarth - SETR A503 TTR U + VFS 20-400 | County of San Bernardino | FALSE | 7 |  | 2014-04-08 |  | 2014-04-09 | 2014-05-05 | 2015-02-12 | 2015-03-12 | 3508 | 13020 | Up-front Payment
SCG-002917 | Single Family Residential | Domestic Hot Water | Gas | Southern California Gas Company | Incentive:Paid | 1276 | 18.59 |  | 1 | 73 |  | 69 |  | 2014-04-04 15:27 | 2014-05-02 | ZERO ENERGY CONTRACTING INC | Retrofit | Downey | Los Angeles | 90241 | Host Customer is System Owner | 5 |  | 2012012B | KIOTO Clear Energy AG | SOLPAL (formerly Solcrafte) | SOLPAL L-G | Direct Integral Collector Storage (DI) | 26.11 |  | Solpal L |  |  | Solar and Auxiliary Storage are the same Tank | 53.099 | 0.99 | 0.95 | 65 | Z08 | [18 empty] | City of Downey | FALSE | 195.56 |  | 2011-06-01: 2014-04-04; 2011-08-03: 2014-04-04; 2011-09-20: 2014-05-02 | 3760 | 14276 | Up-front Payment
SCG-002918 | Single Family Residential | Domestic Hot Water | Gas | Southern California Gas Company | Incentive:Paid | 1192 | 18.59 |  | 1 | 75 |  | 64 |  | 2014-04-04 15:41 | 2014-05-02 | ZERO ENERGY CONTRACTING INC | Retrofit | Downey | Los Angeles | 90240 | Host Customer is System Owner | 5 |  | 2012012B | KIOTO Clear Energy AG | SOLPAL (formerly Solcrafte) | SOLPAL L-G | Direct Integral Collector Storage (DI) | 26.11 |  | Solpal L |  |  | Solar and Auxiliary Storage are the same Tank | 53.099 | 0.9 | 0.95 | 65 | Z09 | [18 empty] | City of Downey | FALSE | 191.47 |  | 2011-06-01: 2014-04-04; 2011-08-03: 2014-04-04; 2011-09-20: 2014-05-02 | 3760 | 14360 | Up-front Payment
SCG-002921 | Commercial Pools | Pool Heating | Gas | Southern California Gas Company | Incentive:Paid | 13391 | 7 |  | 1 | 1913 |  | 1913 |  | 2014-04-09 11:08 | 2014-05-05 | REGREEN INC | Retrofit | Palm Springs | Riverside | 92262 | Host Customer is System Owner | [7 empty] | 584 | 29.2 |  | Drainback |  |  |  | 1 | 1 |  | Z15 |  |  |  | 10001888 | 20 | 1 | [5 empty] | FALSE | [5 empty] | SunEarth - SETR A503 TTR U + VFS 20-400 | City of Palm Springs | FALSE | 7 |  | 2014-04-08 |  | 2014-04-09 | 2014-05-05 | 2014-10-30 | 2014-11-02 | 3603 | 13391 | Up-front Payment
SCG-002922 | Commercial Pools | Pool Heating | Gas | Southern California Gas Company | Incentive:Paid | 13167 | 7 |  | 1 | 1881 |  | 1881 |  | 2014-04-09 11:09 | 2014-05-05 | REGREEN INC | Retrofit | Palm Springs | Riverside | 92262 | Host Customer is System Owner | [7 empty] | 531.3 | 48.3 |  | Drainback |  |  |  | 1 | 1 |  | Z15 |  |  |  | 10001888 | 11 | 1 | [5 empty] | FALSE | [5 empty] | SunEarth - SETR A503 TTR U + VFS 20-400 | City of Palm Springs | FALSE | 7 |  | 2014-04-08 |  | 2014-04-09 | 2014-05-05 | 2014-10-30 | 2014-11-02 | 3603 | 13167 | Up-front Payment
SCG-002923 | Commercial Pools | Pool Heating | Gas | Southern California Gas Company | Incentive:Paid | 24815 | 7 |  | 1 | 3545 |  | 3545 |  | 2014-04-08 16:00 | 2014-04-17 | REGREEN INC | Retrofit | Palm Springs | Riverside | 92264 | Host Customer is System Owner | [7 empty] | 1139.6 | 40.7 |  | Drainback |  |  |  | 1 | 1 |  | Z15 |  |  |  | 10001888 | 28 | 1 | [5 empty] | FALSE | [5 empty] | SunEarth - SETR A503 TTR U + VFS 20-400 | County of Riverside | FALSE | 7 |  | 2014-04-08 |  | 2014-04-08 | 2014-04-17 | 2014-10-23 | 2014-11-02 | 3603 | 24815 | Up-front Payment
SCG-002924 | Commercial Pools | Pool Heating | Gas | Southern California Gas Company | Incentive:Paid | 17192 | 7 |  | 1 | 2456 |  | 2456 |  | 2014-04-08 15:58 | 2014-04-17 | REGREEN INC | Retrofit | Palm Springs | Riverside | 92264 | Host Customer is System Owner | [7 empty] | 772.8 | 48.3 |  | Drainback |  |  |  | 1 | 1 |  | Z15 |  |  |  | 10001888 | 16 | 1 | [5 empty] | FALSE | [5 empty] | SunEarth - SETR A503 TTR U + VFS 20-400 | County of Riverside | FALSE | 7 |  | 2014-04-08 |  | 2014-04-08 | 2014-04-17 | 2014-10-23 | 2014-11-02 | 3599 | 17192 | Up-front Payment
SCG-002925 | Commercial Pools | Pool Heating | Gas | Southern California Gas Company | Incentive:Paid | 25620 | 7 |  | 1 | 3660 |  | 3660 |  | 2014-04-08 16:02 | 2014-04-17 | REGREEN INC | Retrofit | Palm Springs | Riverside | 92264 | Host Customer is System Owner | [7 empty] | 966 | 48.3 |  | Drainback |  |  |  | 1 | 1 |  | Z15 |  |  |  | 10001888 | 20 | 1 | [5 empty] | FALSE | [5 empty] | SunEarth - SETR A503 TTR U + VFS 20-400 | County of Riverside | FALSE | 7 |  | 2014-04-08 |  | 2014-04-08 | 2014-04-17 | 2014-10-23 | 2014-11-02 | 3603 | 25620 | Up-front Payment
SCG-002926 | Commercial Pools | Pool Heating | Gas | Southern California Gas Company | Incentive:Paid | 14518 | 7 |  | 1 | 2074 |  | 2074 |  | 2014-04-09 11:10 | 2014-05-05 | REGREEN INC | Retrofit | Corona | Riverside | 92881 | Host Customer is System Owner | [7 empty] | 663.75 | 44.25 |  | Drainback |  |  |  | 1 | 1 |  | Z10 |  |  |  | 10001888 | 15 | 1 | [5 empty] | FALSE | [5 empty] | SunEarth - SETR A503 TTR U + VFS 20-400 | County of Riverside | FALSE | 7 |  | 2014-04-08 |  | 2014-04-09 | 2014-05-05 | 2014-10-23 | 2014-10-31 | 3603 | 14518 | Up-front Payment
SCG-002927 | Commercial Pools | Pool Heating | Gas | Southern California Gas Company | Incentive:Paid | 7406 | 7 |  | 1 | 1058 |  | 1058 |  | 2014-04-09 11:11 | 2014-04-17 | REGREEN INC | Retrofit | Murrieta | Riverside | 92562 | Host Customer is System Owner | [7 empty] | 440.02 | 31.43 |  | Drainback |  |  |  | 1 | 1 |  | Z10 |  |  |  | 16070-08 | 14 | 1 | [5 empty] | FALSE | [6 empty] | County of Riverside | FALSE | 7 |  | 2014-04-08 |  | 2014-04-09 | 2014-04-17 | 2014-10-09 | 2014-10-31 | 3628 | 7406 | Up-front Payment
SCG-002928 | Commercial Pools | Pool Heating | Gas | Southern California Gas Company | Incentive:Paid | 11305 | 7 |  | 1 | 1615 |  | 1615 |  | 2014-04-09 11:12 | 2014-05-05 | REGREEN INC | Retrofit | San Bernardino | San Bernardino | 92407 | Host Customer is System Owner | [7 empty] | 579.6 | 48.3 |  | Drainback |  |  |  | 1 | 1 |  | Z10 |  |  |  | 10001888 | 12 | 1 | [5 empty] | FALSE |  |  |  | SunEarth - SETR A503 TTR U + VFS 20-400 |  | SunEarth - SETR A503 TTR U + VFS 20-400 | County of San Bernardino | FALSE | 7 |  | 2014-04-08 |  | 2014-04-09 | 2014-05-05 | 2015-01-08 | 2015-01-28 | 3529 | 11305 | Up-front Payment
SCG-002929 | Commercial Pools | Pool Heating | Gas | Southern California Gas Company | Incentive:Paid | 10143 | 7 |  | 1 | 1449 |  | 1449 |  | 2014-04-09 11:13 | 2014-05-05 | REGREEN INC | Retrofit | Riverside | Riverside | 92504 | Host Customer is System Owner | [7 empty] | 579.6 | 48.3 |  | Drainback |  |  |  | 1 | 1 |  | Z10 |  |  |  | 10001888 | 12 | 1 | [5 empty] | FALSE | [5 empty] | SunEarth - SETR A503 TTR U + VFS 20-400 | County of Riverside | FALSE | 7 |  | 2014-04-08 |  | 2014-04-09 | 2014-05-05 | 2014-11-12 | 2014-11-19 | 3559 | 10143 | Up-front Payment
SCG-002930 | Low Income Multifamily Residential | Domestic Hot Water | Gas | Southern California Gas Company | Incentive:Paid | 58555 | 19.23 |  | 1 | 3045 |  | 3045 |  | 2014-06-10 10:05 | 2014-09-12 | PROMISE ENERGY INC | Retrofit | San Bernardino | San Bernardino | 92410 | Host Customer is System Owner | [7 empty] | 960 | 40 |  | Glycol | Steam Back | Solar Storage and Auxiliary Tanks are separate |  | 1 | 1 | 1600 | Z10 | 50 | Units | Apartments/Condos | 2009058C | 24 | 1 | 1056 | 4 | 200 | 2 | 199999 | TRUE | 120 | 140 |  |  |  | SunReports - SR1000GVFS20-400 | San Bernardino | FALSE | 40.01 |  | 2014-04-08 |  | 2014-06-10 | 2014-09-12 | 2014-10-28 | 2014-11-13 | 3599 | 121844 | Up-front Payment
PGE-002931 | Single Family Residential | Domestic Hot Water | Gas | Pacific Gas and Electric | Incentive:Paid | 1890 | 18.59 |  | 1 | 107 |  | 102 |  | 2014-04-11 15:27 | 2014-05-20 | MERCED COUNTY COMMUNITY ACTION BOARD | Retrofit | MERCED | Merced | 95341 | Host Customer is System Owner | 1 |  | 2010068D | Fafco, Inc. | 500 SERIES | 500-96SF-50G-50S | Indirect Forced Circulation (IF) | 97.56 |  | 2x8, 2x12 |  |  | Solar Storage and Auxiliary Tanks are separate | 49.929 | 0.95 | 1 | 20 | Z12 | [18 empty] | CITY OF MERCED | FALSE | 28.53 |  | 2014-04-09 | 2014-05-17 |  |  | 2014-04-11 | 2014-05-20 | 3797 | 3052.22 | Up-front Payment
PGE-002933 | Commercial Pools | Pool Heating | Gas | Pacific Gas and Electric | Incentive:Canceled | 8911 | 7 |  | 1 | 1273 |  | 1273 |  | 2014-07-25 11:25 | 2014-09-11 |  | Retrofit | SAN JOSE | Santa Clara | 95123 | Host Customer is System Owner | [7 empty] | 852.8 | 42.64 |  | Drainback |  |  |  | 1 | 1 |  | Z04 |  |  |  | 10001781 | 20 | 1 | [5 empty] | FALSE | [7 empty] | FALSE | 16.1 |  | 2014-04-10 | 2014-08-22 | 2014-07-25 | 2014-09-11 |  |  | 3698 | 20500 | Up-front Payment
PGE-002934 | Low Income Multifamily Residential | Domestic Hot Water | Gas | Pacific Gas and Electric | Incentive:Paid | 52613 | 19.23 |  | 1 | 2736 |  | 2736 |  | 2014-05-21 13:01 | 2014-07-09 | SUN LIGHT & POWER | New Construction | WALNUT CREEK | Contra Costa | 94597 | Host Customer is System Owner | [7 empty] | 723.06 | 40.17 |  | Glycol | Advanced Controller with a Vacation or Holiday Mode | Solar Storage and Auxiliary Tanks are separate |  | 1 | 1 | 1920 | Z12 | 48 | Units | Apartments/Condos | 2010115A | 18 | 2 | 969 | 1 | 436 | 4 | 199000 | TRUE | 120 | 120 |  | Heliodyne - Delta-T Pro Ethernet |  | Heliodyne - Delta-T Pro Ethernet | City of Walnut Creek | FALSE | 42.99 |  | 2014-05-20 | 2014-06-19 | 2014-05-21 | 2014-07-09 | 2015-01-12 | 2015-02-12 | 3529 | 117628.02 | Up-front Payment
SCG-002935 | Commercial Pools | Pool Heating | Gas | Southern California Gas Company | Incentive:Paid | 13055 | 7 |  | 1 | 2114 |  | 2072 |  | 2014-05-30 15:00 | 2014-07-16 | REVCO SOLAR ENGINEERING INC | Retrofit | La Quinta | Riverside | 92253 | Host Customer is System Owner | [7 empty] | 855.18 | 47.51 |  | Drainback |  |  |  | 0.98 | 1 |  | Z15 |  |  |  | 10001773 | 18 | 1 | [5 empty] | FALSE | [5 empty] | SunEarth - SETR A503 TTR U + VFS 20-400 | La Quinta | FALSE | 6.18 |  | 2014-04-11 |  | 2014-05-30 | 2014-07-16 | 2014-07-25 | 2014-09-03 | 3691 | 13055 | Up-front Payment
PGE-002937 | Low Income Single Family Residential | Domestic Hot Water | Gas | Pacific Gas and Electric | Incentive:Paid | 2718 | 25.64 |  | 1 | 120 |  | 120 |  | 2014-04-17 16:53 | 2014-05-15 | MERCED COUNTY COMMUNITY ACTION BOARD | Retrofit | PLANADA | Merced | 95333 | Host Customer is System Owner | 2 |  | 2010068D | Fafco, Inc. | 500 SERIES | 500-96SF-50G-50S | Indirect Forced Circulation (IF) | 97.56 |  | 2x8, 2x12 |  |  | Solar Storage and Auxiliary Tanks are separate | 49.929 | 1 | 1 | 35 | Z13 | [18 empty] | MERCED COUNTY | FALSE | 26.07 |  | 2011-06-01: 2014-04-11; 2011-08-03: 2014-04-17; 2011-09-20: 2014-05-15 | 3810 | 3127.91 | Up-front Payment
SDG-002938 | Commercial Pools | Pool Heating | Gas | San Diego Gas and Electric | Incentive:Paid | 10150 | 7 |  | 1 | 1450 |  | 1450 |  | 2014-04-27 14:54 | 2014-06-13 | CALIFORNIA SOLAR THERMAL INC | Retrofit | El Cajon | San Diego | 92115 | Host Customer is System Owner | [7 empty] | 579.6 | 48.3 |  | Drainback |  |  |  | 1 | 1 |  | Z10 |  |  |  | 10001888 | 12 | 1 | [5 empty] | FALSE |  |  |  | SunEarth - SETR A503 TTR U + VFS 20-400 |  | SunEarth - SETR A503 TTR U + VFS 20-400 | City of San Diego | FALSE | 7 |  | 2014-04-27 |  | 2014-04-27 | 2014-06-13 | 2015-07-24 | 2015-08-12 | 3342 | 10150 | Up-front Payment
SDG-002939 | Commercial Pools | Pool Heating | Gas | San Diego Gas and Electric | Incentive:Paid | 12089 | 7 |  | 1 | 1872 |  | 1872 |  | 2014-04-21 10:25 | 2014-05-15 | REGREEN INC | Retrofit | San Marcos | San Diego | 92069 | Host Customer is System Owner | [7 empty] | 313.95 | 24.15 |  | Drainback |  |  |  | 1 | 1 |  | Z10 |  |  |  | 10001888 | 13 | 1 | [5 empty] | FALSE |  |  |  | SunEarth - SETR A503 TTR U + VFS 20-400 |  | SunEarth - SETR A503 TTR U + VFS 20-400 | City of San Marcos | FALSE | 6.46 |  | 2014-04-15 | 2014-04-29 | 2014-04-21 | 2014-05-15 | 2015-04-22 | 2015-08-13 | 3342 | 12089 | Up-front Payment
PGE-002940 | Low Income Single Family Residential | Domestic Hot Water | Gas | Pacific Gas and Electric | Incentive:Paid | 2606 | 25.64 |  | 1 | 107 |  | 102 |  | 2014-04-21 13:17 | 2014-05-14 | MERCED COUNTY COMMUNITY ACTION BOARD | Retrofit | MERCED | Merced | 95340 | Host Customer is System Owner | 2 |  | 2010068D | Fafco, Inc. | 500 SERIES | 500-96SF-50G-50S | Indirect Forced Circulation (IF) | 97.56 |  | 2x8, 2x12 |  |  | Solar Storage and Auxiliary Tanks are separate | 49.929 | 0.95 | 1 | 35 | Z12 | [18 empty] | CITY OF MERCED | FALSE | 36.16 |  | 2014-04-15 | 2014-05-14 |  |  | 2014-04-21 | 2014-05-14 | 3781 | 3868.77 | Up-front Payment
SDG-002941 | Commercial Pools | Pool Heating | Gas | San Diego Gas and Electric | Incentive:Paid | 40026 | 7 |  | 1 | 6140 |  | 6140 |  | 2014-04-27 15:05 | 2014-06-13 | CALIFORNIA SOLAR THERMAL INC | Retrofit | Fallbrook | San Diego | 92028 | Host Customer is System Owner | [7 empty] | 2318.4 | 48.3 |  | Drainback |  |  |  | 1 | 1 |  | Z10 |  |  |  | 10001888 | 48 | 1 | [5 empty] | FALSE | [5 empty] | SunEarth - SETR A503 TTR U + VFS 20-400 | San Diego County | FALSE | 6.52 |  | 2014-04-27 |  | 2014-04-27 | 2014-06-13 | 2014-12-16 | 2014-12-19 | 3579 | 40026 | Up-front Payment
SCG-002943 | Low Income Multifamily Residential | Domestic Hot Water | Gas | Southern California Gas Company | Incentive:Paid | 65420 | 19.23 |  | 1 | 3402 |  | 3402 |  | 2014-07-16 11:17 | 2014-11-11 | EMPOWER CONSTRUCTION CORP | New Construction | Los Angeles | Los Angeles | 90061 | Host Customer is System Owner | [7 empty] | 1145.2 | 40.9 |  | Glycol | Advanced Controller with a Thermal Cycling Function | Solar Storage and Auxiliary Tanks are separate |  | 1 | 1 | 2090 | Z08 | 55 | Units | Apartments/Condos | 2007032A | 28 | 1 | 1590 | 6 | 500 | 1 | 400000 | FALSE | 120 | 120 |  | Onicon - Onicon-RTD-Trane-BTU-Meter-01 |  | Onicon - Onicon-RTD-Trane-BTU-Meter-01 | Los Angeles County | FALSE | 33.38 |  | 2014-04-16 | 2014-09-18 | 2014-07-16 | 2014-11-11 | 2014-12-25 | 2015-01-26 | 3508 | 113550 | Up-front Payment
PGE-002944 | Single Family Residential | Domestic Hot Water | Gas | Pacific Gas and Electric | Incentive:Paid | 1989 | 18.59 |  | 1 | 107 |  | 107 |  | 2014-04-21 12:55 | 2014-05-19 | MERCED COUNTY COMMUNITY ACTION BOARD | Retrofit | ATWATER | Merced | 95301 | Host Customer is System Owner | 3 |  | 2010068D | Fafco, Inc. | 500 SERIES | 500-96SF-50G-50S | Indirect Forced Circulation (IF) | 97.56 |  | 2x8, 2x12 |  |  | Solar Storage and Auxiliary Tanks are separate | 49.929 | 1 | 1 | 45 | Z12 | [18 empty] | CITY OF ATWATER | FALSE | 26.35 |  | 2014-04-16 | 2014-05-17 |  |  | 2014-04-21 | 2014-05-19 | 3797 | 2819.16 | Up-front Payment
SCG-002945 | Commercial Pools | Pool Heating | Gas | Southern California Gas Company | Incentive:Paid | 4697 | 7 |  | 1 | 671 |  | 671 |  | 2014-04-22 10:24 | 2014-06-05 | ALL VALLEY SOLAR INC | Retrofit | Los Angeles | Los Angeles | 90034 | Host Customer is System Owner | [7 empty] | 425.25 | 47.25 |  | Drainback |  |  |  | 1 | 1 |  | Z08 |  |  |  | PP 48 (2" Model) | 9 | 1 | [5 empty] | FALSE | [6 empty] | ladbs | FALSE | 14.99 |  | 2014-04-18 |  | 2014-04-22 | 2014-06-05 | 2014-06-16 | 2014-08-18 | 3693 | 10060 | Up-front Payment
SDG-002946 | Commercial Pools | Pool Heating | Gas | San Diego Gas and Electric | Incentive:Paid | 15519 | 7 |  | 1 | 2217 |  | 2217 |  | 2014-05-06 13:22 | 2014-06-04 | SUNTREK INDUSTRIES INC | Retrofit | San Diego | San Diego | 92128 | Host Customer is System Owner | [7 empty] | 723.99 | 24.133 |  | Drainback |  |  |  | 1 | 1 |  | Z10 |  |  |  | 2007048A | 30 | 1 | [5 empty] | FALSE | [5 empty] | SunEarth - SETR A503 TTR U + VFS 20-400 | San Diego | FALSE | 7.27 |  | 2014-04-17 | 2014-05-23 | 2014-05-06 | 2014-06-04 | 2014-08-06 | 2014-10-30 | 3608 | 16108 | Up-front Payment
SCG-002947 | Commercial/Multifamily Residential | Domestic Hot Water | Gas | Southern California Gas Company | Incentive:Paid | 31516 | 14.53 |  | 1 | 2169 |  | 2169 |  | 2014-05-30 14:14 | 2014-06-30 | ALL VALLEY SOLAR INC | Retrofit | Simi Valley | Ventura | 93065 | Host Customer is System Owner | [7 empty] | 655.2 | 40.95 |  | Drainback |  | Solar Storage and Auxiliary Tanks are separate |  | 1 | 1 | 1200 | Z09 | 30 | Units | Apartments/Condos | 10001803 | 16 | 2 | 1000 | 1 | 200 | 2 | 398000 | TRUE | 120 | 140 |  | SunEarth - SETR A503 TTR U + VFS 1-20 |  | SunEarth - SETR A503 TTR U + VFS 1-20 | Simi Valley | FALSE | 32.71 |  | 2014-04-24 |  | 2014-05-30 | 2014-06-30 | 2014-07-16 | 2014-08-05 | 3714 | 70950 | Up-front Payment
SCG-002949 | Low Income Multifamily Residential | Domestic Hot Water | Gas | Southern California Gas Company | Incentive:Paid | 102804 | 19.23 |  | 1 | 5346 |  | 5346 |  | 2014-06-13 10:29 | 2014-09-12 | PROMISE ENERGY INC | Retrofit | Whittier | Los Angeles | 90602 | Host Customer is System Owner | [7 empty] | 1680 | 40 |  | Glycol | Steam Back | Solar Storage and Auxiliary Tanks are separate |  | 1 | 1 | 5772 | Z09 | 156 | Units | Apartments/Condos | 2009058C | 42 | 1 | 1848 | 7 | 500 | 1 | 499000 | TRUE | 140 | 140 |  | SunReports - SR1000GVFS20-400 |  | SunReports - SR1000GVFS20-400 | Whittier | FALSE | 47.65 |  | 2014-04-18 |  | 2014-06-13 | 2014-09-12 | 2015-02-02 | 2015-02-26 | 3498 | 254721 | Up-front Payment
SCG-002950 | Commercial Pools | Pool Heating | Gas | Southern California Gas Company | Incentive:Paid | 4844 | 7 |  | 1 | 692 |  | 692 |  | 2014-04-22 10:25 | 2014-05-15 | ALL VALLEY SOLAR INC | Retrofit | Los Angeles | Los Angeles | 90034 | Host Customer is System Owner | [7 empty] | 425.25 | 47.25 |  | Drainback |  |  |  | 1 | 1 |  | Z08 |  |  |  | PP 48 (2" Model) | 9 | 1 | [5 empty] | FALSE | [6 empty] | ladbs | FALSE | 14.54 |  | 2014-04-18 |  | 2014-04-22 | 2014-05-15 | 2014-05-30 | 2014-06-02 | 3735 | 10060 | Up-front Payment
SCG-002951 | Low Income Multifamily Residential | Domestic Hot Water | Gas | Southern California Gas Company | Incentive:Paid | 35717 | 24.89 |  | 1 | 1435 |  | 1435 |  | 2014-12-24 21:19 | 2015-02-17 | PROMISE ENERGY INC | New Construction | Santa Monica | Los Angeles | 90401 | Host Customer is System Owner | [7 empty] | 480 | 40 |  | Glycol | Steam Back | Solar Storage and Auxiliary Tanks are separate |  | 1 | 1 | 1360 | Z06 | 34 | Units | Apartments/Condos | 2009058C | 12 | 1 | 528 | 2 | 335 | 1 | 700000 | TRUE | 140 | 120 |  | SunReports - SR1000GVFS20-400 |  | SunReports - SR1100GVFS10-200 | CIty of Santa Moica | FALSE | 51.85 |  | 2014-04-18 |  | 2014-12-24 | 2015-02-17 | 2015-08-27 | 2015-09-28 | 3301 | 74400 | Up-front Payment
PGE-002954 | Low Income Single Family Residential | Domestic Hot Water | Gas | Pacific Gas and Electric | Incentive:Paid | 2661 | 25.64 |  | 1 | 107 |  | 104 |  | 2014-04-24 15:31 | 2014-05-28 | MERCED COUNTY COMMUNITY ACTION BOARD | Retrofit | MERCED | Merced | 95341 | Host Customer is System Owner | 6 |  | 2010068D | Fafco, Inc. | 500 SERIES | 500-96SF-50G-50S | Indirect Forced Circulation (IF) | 97.56 |  | 2x8, 2x12 | Glycol | Advanced Controller with a Vacation or Holiday Mode | Solar Storage and Auxiliary Tanks are separate | 49.929 | 0.97 | 1 | 75 | Z12 | [18 empty] | CITY OF MERCED | FALSE | 29.34 |  | 2014-04-21 | 2014-05-17 |  |  | 2014-04-24 | 2014-05-28 | 3797 | 3139.71 | Up-front Payment
PGE-002955 | Low Income Single Family Residential | Domestic Hot Water | Gas | Pacific Gas and Electric | Incentive:Paid | 2590 | 25.64 |  | 1 | 101 |  | 101 |  | 2014-04-29 08:10 | 2014-05-21 | SELF-HELP HOME IMPROVEMENT PROJECT | Retrofit | REDDING | Shasta | 96003 | Host Customer is System Owner | 4 |  | 2010068D | Fafco, Inc. | 500 SERIES | 500-96SF-50G-50S | Indirect Forced Circulation (IF) | 97.56 |  | 2x8, 2x12 | Glycol | Unglazed Collectors | Solar Storage and Auxiliary Tanks are separate | 49.929 | 1 | 1 | 55 | Z11 | [18 empty] | Shasta County Building Department | FALSE | 32.87 |  | 2014-04-21 | 2014-05-17 |  |  | 2014-04-29 | 2014-05-21 | 3797 | 3319.39 | Up-front Payment
PGE-002956 | Low Income Multifamily Residential | Domestic Hot Water | Gas | Pacific Gas and Electric | Incentive:Paid | 65901 | 19.23 |  | 1 | 3427 |  | 3427 |  | 2014-05-05 16:27 | 2014-06-14 | SOLARIX SYSTEMS | New Construction | OAKLAND | Alameda | 94601 | Host Customer is System Owner | [7 empty] | 1405.95 | 40.17 |  | Glycol | Pressure Stagnation Protection (PSP) | Solar Storage and Auxiliary Tanks are separate |  | 1 | 1 | 2356 | Z03 | 62 | Units | Apartments/Condos | 2010115A | 35 | 1 | 1650 | 1 | 250 | 1 | 499999 | TRUE | 140 | 120 |  | Heliodyne - Delta-T Pro Ethernet |  | Heliodyne - Delta-T Pro Ethernet | City of Oakland, CA | FALSE | 52.37 |  | 2014-04-21 | 2014-05-19 | 2014-05-05 | 2014-06-14 | 2014-07-27 | 2014-08-23 | 3700 | 179475 | Up-front Payment
SCG-002958 | Low Income Multifamily Residential | Domestic Hot Water | Gas | Southern California Gas Company | Reservation:Canceled | 58305 | 24.89 |  | 1 | 3032 |  | 3032 |  |  |  | PROMISE ENERGY INC | New Construction | Long Beach | Los Angeles | 90810 | Host Customer is System Owner | [7 empty] | 960 | 40 |  | Glycol | Steam Back | Solar Storage and Auxiliary Tanks are separate |  | 1 | 1 | 3078 | Z06 | 81 | Units | Apartments/Condos | 2009058C | 24 | 1 | 1056 | 4 | 200 | 1 | 199000 | TRUE | 140 | 120 | [5 empty] | FALSE | 46.86 |  | 2011-06-01: 2014-04-22; 2011-06-21: 2015-04-07 | 3491 | 142080 | Up-front Payment
PGE-002960 | Low Income Single Family Residential | Domestic Hot Water | Gas | Pacific Gas and Electric | Incentive:Paid | 2537 | 25.64 |  | 1 | 120 |  | 99 |  | 2014-06-27 14:31 | 2014-09-04 | FRESNO COUNTY ECONOMIC OPPORTUNITIES COMMISSION | Retrofit | Fresno | Fresno | 93705 | Host Customer is System Owner | 5 |  | 2010068D | Fafco, Inc. | 500 SERIES | 500-96SF-50G-50S | Indirect Forced Circulation (IF) | 97.56 |  | 2x8, 2x12 | Glycol | Advanced Controller with a Vacation or Holiday Mode | Solar Storage and Auxiliary Tanks are separate | 50 | 0.97 | 0.85 | 65 | Z13 | [18 empty] | Fresno | FALSE | 35.97 |  | 2014-04-22 | 2014-08-14 |  |  | 2014-06-27 | 2014-09-04 | 3686 | 4316.62 | Up-front Payment
PGE-002961 | Low Income Single Family Residential | Domestic Hot Water | Gas | Pacific Gas and Electric | Incentive:Paid | 2615 | 36.9 |  | 1 | 120 |  | 102 |  | 2015-01-30 16:18 | 2015-02-19 | FRESNO COUNTY ECONOMIC OPPORTUNITIES COMMISSION | Retrofit | Fresno | Fresno | 93706 | Host Customer is System Owner | 3 |  | 2010068D | Fafco, Inc. | 500 SERIES | 500-96SF-50G-50S | Indirect Forced Circulation (IF) | 97.56 |  | 2x8, 2x12 | Glycol | Advanced Controller with a Thermal Cycling Function | Solar Storage and Auxiliary Tanks are separate | 50 | 1 | 0.85 | 45 | Z13 | [18 empty] | city of fresno | FALSE | 34.1 |  | 2011-06-01: 2014-04-22; 2011-08-03: 2015-01-30; 2011-09-20: 2015-02-19 | 3522 | 4092.22 | Up-front Payment
PGE-002962 | Low Income Single Family Residential | Domestic Hot Water | Gas | Pacific Gas and Electric | Incentive:Paid | 2261 | 25.64 |  | 1 | 120 |  | 88 |  | 2014-06-23 16:12 | 2014-08-23 | FRESNO COUNTY ECONOMIC OPPORTUNITIES COMMISSION | Retrofit | Fresno | Fresno | 93725 | Host Customer is System Owner | 5 |  | 2010068D | Fafco, Inc. | 500 SERIES | 500-96SF-50G-50S | Indirect Forced Circulation (IF) | 97.56 |  | 2x8, 2x12 | Forced Circulation | Advanced Controller with a Thermal Cycling Function | Solar Storage and Auxiliary Tanks are separate | 50 | 0.98 | 0.75 | 65 | Z13 | [18 empty] | City of Fresno | FALSE | 33.99 |  | 2014-04-22 | 2014-07-24 |  |  | 2014-06-23 | 2014-08-23 | 3700 | 4079.17 | Up-front Payment
PGE-002963 | Low Income Single Family Residential | Domestic Hot Water | Gas | Pacific Gas and Electric | Incentive:Paid | 3046 | 25.64 |  | 1 | 120 |  | 119 |  | 2014-06-05 13:34 | 2014-06-25 | FRESNO COUNTY ECONOMIC OPPORTUNITIES COMMISSION | Retrofit | FRESNO | Fresno | 93704 | Host Customer is System Owner | 3 |  | 2010068D | Fafco, Inc. | 500 SERIES | 500-96SF-50G-50S | Indirect Forced Circulation (IF) | 97.56 |  | 2x8, 2x12 | Glycol | Advanced Controller with a Vacation or Holiday Mode | Solar Storage and Auxiliary Tanks are separate | 50 | 0.99 | 1 | 45 | Z13 | [18 empty] | Fresno County | FALSE | 35.45 |  | 2011-06-01: 2014-04-22; 2011-08-03: 2014-06-05; 2011-09-20: 2014-06-25 | 3749 | 4254.22 | Up-front Payment
PGE-002964 | Low Income Single Family Residential | Domestic Hot Water | Gas | Pacific Gas and Electric | Incentive:Paid | 2432 | 36.9 |  | 1 | 120 |  | 95 |  | 2014-07-31 10:08 | 2014-08-22 | FRESNO COUNTY ECONOMIC OPPORTUNITIES COMMISSION | Retrofit | FRESNO | Fresno | 93702 | Host Customer is System Owner | 2 |  | 2010068D | Fafco, Inc. | 500 SERIES | 500-96SF-50G-50S | Indirect Forced Circulation (IF) | 97.56 |  | 2x8, 2x12 | Forced Circulation | Advanced Controller with a Vacation or Holiday Mode | Solar Storage and Auxiliary Tanks are separate | 50 | 0.93 | 0.85 | 35 | Z13 | [18 empty] | City of Fresno | FALSE | 28.88 |  | 2011-06-01: 2014-04-22; 2011-08-03: 2014-07-31; 2011-09-20: 2014-08-22 | 3700 | 3465.34 | Up-front Payment
PGE-002965 | Low Income Single Family Residential | Domestic Hot Water | Gas | Pacific Gas and Electric | Incentive:Paid | 2835 | 25.64 |  | 1 | 120 |  | 111 |  | 2014-07-02 08:25 | 2014-09-04 | FRESNO COUNTY ECONOMIC OPPORTUNITIES COMMISSION | Retrofit | Fresno | Fresno | 93727 | Host Customer is System Owner | 5 |  | 2010068D | Fafco, Inc. | 500 SERIES | 500-96SF-50G-50S | Indirect Forced Circulation (IF) | 97.56 |  | 2x8, 2x12 | Glycol | Advanced Controller with a Vacation or Holiday Mode | Solar Storage and Auxiliary Tanks are separate | 50 | 0.97 | 0.95 | 65 | Z13 | [18 empty] | Fresno | FALSE | 33.99 |  | 2014-04-22 | 2014-08-14 |  |  | 2014-07-02 | 2014-09-04 | 3687 | 4079.14 | Up-front Payment
SCG-002967 | Commercial Pools | Pool Heating | Gas | Southern California Gas Company | Incentive:Paid | 10035 | 7 |  | 1 | 1434 |  | 1434 |  | 2014-06-18 15:29 | 2014-07-02 | ENERGY SERVICES | Retrofit | palm springs | Riverside | 92262 | Host Customer is System Owner | [7 empty] | 614.25 | 47.25 |  | Drainback |  |  |  | 1 | 1 |  | Z15 |  |  |  | 10204-12 | 13 | 1 | [5 empty] | FALSE | [5 empty] | SunEarth - SETRA503 TTR U + Series 200 | palm springs | FALSE | 7 |  | 2014-04-23 | 2014-09-04 | 2014-06-18 | 2014-07-02 | 2014-08-28 | 2014-09-04 | 3681 | 10035 | Up-front Payment
PGE-002968 | Commercial/Multifamily Residential | Domestic Hot Water | Gas | Pacific Gas and Electric | Incentive:Paid | 5581 | 14.53 |  | 1 | 388 |  | 384 |  | 2014-07-16 10:37 | 2014-09-09 | SUN LIGHT & POWER | Retrofit | Oakland | Alameda | 94609 | Host Customer is System Owner | [7 empty] | 160.68 | 40.17 |  | Glycol | Advanced Controller with a Vacation or Holiday Mode | Solar Storage and Auxiliary Tanks are separate |  | 0.99 | 1 | 168 | Z03 | 4 | Units | Apartments/Condos | 2010115A | 4 | 1 | 238 | 2 | 240 | 2 | 120000 | TRUE | 120 | 120 |  |  |  |  | City of Oakland | FALSE | 62.23 |  | 2014-06-12 | 2014-08-19 | 2014-07-16 | 2014-09-09 | 2014-11-17 | 2014-11-19 | 3613 | 24145.95 | Up-front Payment
SCG-002969 | Commercial Pools | Pool Heating | Gas | Southern California Gas Company | Incentive:Paid | 10035 | 7 |  | 1 | 1434 |  | 1434 |  | 2014-06-18 15:19 | 2014-07-02 | ENERGY SERVICES | Retrofit | palm springs | Riverside | 92264 | Host Customer is System Owner | [7 empty] | 614.25 | 47.25 |  | Drainback |  |  |  | 1 | 1 |  | Z15 |  |  |  | 10204-12 | 13 | 1 | [5 empty] | FALSE | [5 empty] | SunEarth - SETR A503 TTR U + VFS 10-200 | palm springs | FALSE | 7 |  | 2014-04-23 |  | 2014-06-18 | 2014-07-02 | 2014-08-28 | 2014-10-01 | 3666 | 10035 | Up-front Payment
PGE-002973 | Single Family Residential | Domestic Hot Water | Gas | Pacific Gas and Electric | Incentive:Paid | 1969 | 18.59 |  | 1 | 107 |  | 106 |  | 2014-04-30 17:22 | 2014-05-19 | MERCED COUNTY COMMUNITY ACTION BOARD | Retrofit | MERCED | Merced | 95341 | Host Customer is System Owner | 1 |  | 2010068D | Fafco, Inc. | 500 SERIES | 500-96SF-50G-50S | Indirect Forced Circulation (IF) | 97.56 |  | 2x8, 2x12 | Glycol | Advanced Controller with a Vacation or Holiday Mode | Solar Storage and Auxiliary Tanks are separate | 49.929 | 0.99 | 1 | 20 | Z12 | [18 empty] | CITY OF MERCED | FALSE | 29.07 |  | 2014-04-24 | 2014-05-17 |  |  | 2014-04-30 | 2014-05-19 | 3797 | 3110.03 | Up-front Payment
SCG-002976 | Low Income Multifamily Residential | Domestic Hot Water | Gas | Southern California Gas Company | Incentive:Paid | 67200 | 24.89 |  | 1 | 2763 |  | 2763 |  | 2015-02-25 08:40 | 2015-04-23 | ALL VALLEY SOLAR INC | Retrofit | Reseda | Reseda | 91335 | Power Purchase Agreements | [7 empty] | 859.95 | 40.95 |  | Drainback |  | Solar Storage and Auxiliary Tanks are separate |  | 1 | 1 | 2014 | Z09 | 53 | Units | Apartments/Condos | 10001803 | 21 | 3 | 927 | 1 | 120 | 1 | 300000 | TRUE | 130 | 140 |  | SunEarth - SETR A503 TTR U + VFS 5-100 |  | SunEarth - SETR A503 TTR U + VFS 5-100 | LADBS | FALSE | 24.32 |  | 2014-11-26 |  | 2015-02-25 | 2015-04-23 | 2015-05-21 | 2015-06-19 | 3399 | 67200 | Up-front Payment
SCG-002977 | Low Income Multifamily Residential | Domestic Hot Water | Gas | Southern California Gas Company | Incentive:Paid | 67200 | 24.89 |  | 1 | 2763 |  | 2763 |  | 2015-02-25 08:52 | 2015-04-23 | ALL VALLEY SOLAR INC | Retrofit | Reseda | Reseda | 91335 | Power Purchase Agreements | [7 empty] | 859.95 | 40.95 |  | Drainback |  | Solar Storage and Auxiliary Tanks are separate |  | 1 | 1 | 2014 | Z09 | 53 | Units | Apartments/Condos | 10001803 | 21 | 3 | 927 | 1 | 120 | 1 | 300000 | TRUE | 130 | 140 |  | SunEarth - SETR A503 TTR U + VFS 5-100 |  | SunEarth - SETR A503 TTR U + VFS 5-100 | LADBS | FALSE | 24.32 |  | 2014-11-26 |  | 2015-02-25 | 2015-04-23 | 2015-05-21 | 2015-06-19 | 3399 | 67200 | Up-front Payment
PGE-002978 | Low Income Single Family Residential | Domestic Hot Water | Gas | Pacific Gas and Electric | Incentive:Paid | 2716 | 25.64 |  | 1 | 107 |  | 106 |  | 2014-04-28 10:45 | 2014-05-17 | MERCED COUNTY COMMUNITY ACTION BOARD | Retrofit | MERCED | Merced | 95348 | Host Customer is System Owner | 7 |  | 2010068D | Fafco, Inc. | 500 SERIES | 500-96SF-50G-50S | Indirect Forced Circulation (IF) | 97.56 |  | 2x8, 2x12 | Glycol | Advanced Controller with a Vacation or Holiday Mode | Solar Storage and Auxiliary Tanks are separate | 49.929 | 0.99 | 1 | 85 | Z12 | [18 empty] | MERCED COUTNY | FALSE | 29.51 |  | 2011-06-01: 2014-04-24; 2011-08-03: 2014-04-28; 2011-09-20: 2014-05-17 | 3810 | 3157.23 | Up-front Payment
PGE-002979 | Single Family Residential | Domestic Hot Water | Gas | Pacific Gas and Electric | Incentive:Paid | 2714 | 18.59 |  | 1 | 146 |  | 146 |  | 2014-04-26 07:11 | 2014-06-14 | BONNEY INC | New Construction | SONOMA | Sonoma | 95476 | Host Customer is System Owner |  | 3 | 2007023A | Heat Transfer Products | PHOENIX SOLAR | PH-80S | Indirect Forced Circulation (IF) | 39.79 |  | SS-40 | Glycol | Advanced Controller with a Vacation or Holiday Mode | Solar and Auxiliary Storage are the same Tank | 80.044 | 1 | 1 | 45 | Z02 | [18 empty] | Sonoma | FALSE | 121.23 |  | 2014-04-25 | 2014-05-17 |  |  | 2014-04-26 | 2014-06-14 | 3781 | 17700 | Up-front Payment
PGE-002980 | Single Family Residential | Domestic Hot Water | Gas | Pacific Gas and Electric | Incentive:Paid | 1870 | 18.59 |  | 1 | 107 |  | 101 |  | 2014-05-19 17:09 | 2014-06-19 | MERCED COUNTY COMMUNITY ACTION BOARD | Retrofit | DELHI | Merced | 95315 | Host Customer is System Owner | 6 |  | 2010068D | Fafco, Inc. | 500 SERIES | 500-96SF-50G-50S | Indirect Forced Circulation (IF) | 97.56 |  | 2x8, 2x12 | Glycol | Advanced Controller with a Vacation or Holiday Mode | Solar Storage and Auxiliary Tanks are separate | 49.929 | 0.99 | 0.95 | 75 | Z12 | [18 empty] | MERCED COUNTY | FALSE | 28.31 |  | 2011-06-01: 2014-04-25; 2011-08-03: 2014-05-19; 2011-09-20: 2014-06-19 | 3776 | 3029.69 | Up-front Payment
SCG-002981 | Commercial Pools | Pool Heating | Gas | Southern California Gas Company | Incentive:Paid | 7868 | 7 |  | 1 | 1124 |  | 1124 |  | 2014-04-25 13:13 | 2014-05-15 | CATERSOLAR INC | Retrofit | Malibu | Los Angeles | 90265 | Host Customer is System Owner | [7 empty] | 850.5 | 47.25 |  | Drainback |  |  |  | 1 | 1 |  | Z06 |  |  |  | 16204-12 | 18 | 1 | [5 empty] | FALSE | [5 empty] | Badger - Badger 380 | Malibu | FALSE | 12.81 |  | 2014-04-25 |  | 2014-04-25 | 2014-05-15 | 2014-06-02 | 2014-06-13 | 3760 | 14400 | Up-front Payment
PGE-002982 | Single Family Residential | Domestic Hot Water | Gas | Pacific Gas and Electric | Incentive:Paid | 2163 | 18.59 |  | 1 | 155 |  | 116 |  | 2014-06-02 16:51 | 2014-06-20 | AZTEC SOLAR INC | Retrofit | ACRAMENTO | Sacramento | 95822 | Host Customer is System Owner | 3 |  | 2001001E | SunEarth, Inc. | SOLARAY | TE64P-80-2G | Indirect Forced Circulation (IF) | 65.67 |  | EP-32 / EP-32-0.75 | Glycol | Advanced Controller with a Vacation or Holiday Mode | Solar Storage and Auxiliary Tanks are separate | 80.044 | 0.79 | 0.95 | 45 | Z12 | [18 empty] | City of Sacramento | FALSE | 56.35 |  | 2011-06-01: 2014-04-25; 2011-08-03: 2014-06-02; 2011-09-20: 2014-06-20 | 3776 | 8735 | Up-front Payment
SCG-002985 | Commercial/Multifamily Residential | Domestic Hot Water | Gas | Southern California Gas Company | Incentive:Paid | 7788 | 14.53 |  | 1 | 536 |  | 536 |  | 2014-05-14 15:14 | 2014-08-18 | ALTERNATIVE ENVIRONMENT INC | Retrofit | Los Angeles | Los Angeles | 90025 | Host Customer is System Owner | [7 empty] | 163.8 | 40.95 |  | Drainback | Advanced Controller with a Vacation or Holiday Mode | Solar Storage and Auxiliary Tanks are separate |  | 1 | 1 | 336 | Z06 | 8 | Units | Apartments/Condos | 10001803 | 4 | 1 | 240 | 2 | 100 | 1 | 199000 | TRUE | 140 | 140 |  |  |  |  | Los Angeles County | FALSE | 41.14 |  | 2014-04-27 |  | 2014-05-14 | 2014-08-18 | 2014-09-22 | 2014-11-06 | 3603 | 22050 | Up-front Payment
SDG-002986 | Commercial Pools | Pool Heating | Gas | San Diego Gas and Electric | Incentive:Paid | 7903 | 7 |  | 1 | 1129 |  | 1129 |  | 2014-05-27 13:48 | 2014-06-26 | SUNUP ENERGY | Retrofit | San Diego | San Diego | 92110 | Host Customer is System Owner | [7 empty] | 567 | 47.25 |  | Drainback |  |  |  | 1 | 1 |  | Z07 |  |  |  | 10001-5 | 12 | 2 | [5 empty] | FALSE |  |  |  | SunEarth - SETR0603mcU + VFS 10-200 |  | SunEarth - SETR0603mcU + VFS 10-200 | San Diego Building & Safety | FALSE | 10.76 |  | 2014-04-27 | 2014-06-04 | 2014-05-27 | 2014-06-26 | 2014-07-11 | 2014-09-03 | 3652 | 12150 | Up-front Payment
SDG-002987 | Commercial Pools | Pool Heating | Gas | San Diego Gas and Electric | Incentive:Paid | 7980 | 7 |  | 1 | 1140 |  | 1140 |  | 2014-05-27 13:46 | 2014-06-26 | SUNUP ENERGY | Retrofit | San Diego | San Diego | 92110 | Host Customer is System Owner | [7 empty] | 567 | 47.25 |  | Drainback |  |  |  | 1 | 1 |  | Z07 |  |  |  | 10001-5 | 12 | 2 | [5 empty] | FALSE |  |  |  | SunEarth - SETR0603mcU + VFS 10-200 |  | SunEarth - SETR0603mcU + VFS 10-200 | San Diego Building & Safety | FALSE | 10.66 |  | 2014-04-27 | 2014-06-04 | 2014-05-27 | 2014-06-26 | 2014-07-11 | 2014-09-03 | 3652 | 12150 | Up-front Payment
SCG-002988 | Commercial/Multifamily Residential | Domestic Hot Water | Gas | Southern California Gas Company | Incentive:Canceled | 25475 | 25 |  | 1 SCG | 1019 |  | 1019 |  | 2014-10-03 10:29 | 2014-11-19 | SUNUP ENERGY | Retrofit | Los Angeles | Los Angeles | 90004 | Host Customer is System Owner | [7 empty] | 327.6 | 40.95 |  | Glycol | Advanced Controller with a Vacation or Holiday Mode | Solar Storage and Auxiliary Tanks are separate |  | 1 | 1 | 504 | Z09 | 12 | Units | Apartments/Condos | 10001803 | 8 | 1 | 396 | 3 | 100 | 1 | 199000 | TRUE | 140 | 140 | [5 empty] | FALSE | 29.37 |  | 2011-06-01: 2014-04-27; 2011-06-23: 2014-10-03; 2011-07-01: 2014-11-19 | 3629 | 29925 | Up-front Payment
PGE-002989 | Single Family Residential | Domestic Hot Water | Gas | Pacific Gas and Electric | Incentive:Paid | 1466 | 18.59 |  | 1 | 83 |  | 79 |  | 2014-06-05 10:12 | 2014-07-24 | REDWOOD COMMUNITY ACTION AGENCY | Retrofit | SAMOA | Humboldt | 95564 | Host Customer is System Owner | 2 |  | 2010068D | Fafco, Inc. | 500 SERIES | 500-96SF-50G-50S | Indirect Forced Circulation (IF) | 97.56 |  | 2x8, 2x12 | Glycol | Unglazed Collectors | Solar Storage and Auxiliary Tanks are separate | 50 | 1 | 0.95 | 35 | Z01 | [18 empty] | Samoa, CA Humboldt Co | FALSE | 42.48 |  | 2014-04-28 | 2014-07-24 |  |  | 2014-06-05 | 2014-07-24 | 3721 | 3526.24 | Up-front Payment
SDG-002990 | Commercial Pools | Pool Heating | Gas | San Diego Gas and Electric | Incentive:Paid | 50771 | 7 |  | 1 | 7397 |  | 7323 |  | 2014-05-02 15:21 | 2014-06-13 | CALIFORNIA SOLAR THERMAL INC | Retrofit | Escondido | San Diego | 92025 | Host Customer is System Owner | [7 empty] | 3318.75 | 44.25 |  | Drainback |  |  |  | 0.99 | 1 |  | Z10 |  |  |  | 10001888 | 75 | 1 | [5 empty] | FALSE | [5 empty] | SunEarth - SETRA503 TTR U + Series 200 | County of San Diego | FALSE | 6.86 |  | 2014-04-28 | 2014-09-08 | 2014-05-02 | 2014-06-13 | 2014-08-14 | 2014-12-19 | 3568 | 50771 | Up-front Payment
SDG-002991 | Commercial Pools | Pool Heating | Gas | San Diego Gas and Electric | Incentive:Paid | 13469 | 7 |  | 1 | 2047 |  | 1924 |  | 2014-05-12 14:03 | 2014-06-17 | CALIFORNIA SOLAR THERMAL INC | Retrofit | Vista | San Diego | 92084 | Host Customer is System Owner | [7 empty] | 651.2 | 40.7 |  | Drainback |  |  |  | 0.94 | 1 |  | Z10 |  |  |  | 10001888 | 16 | 1 | [5 empty] | FALSE | [5 empty] | SunEarth - SETR A503 TTR U + VFS 20-400 | San Diego County | FALSE | 7 |  | 2014-04-28 | 2014-09-02 | 2014-05-12 | 2014-06-17 | 2014-08-07 | 2014-11-21 | 3608 | 14329 | Up-front Payment
SDG-002992 | Commercial Pools | Pool Heating | Gas | San Diego Gas and Electric | Incentive:Paid | 12747 | 7 |  | 1 | 1821 |  | 1821 |  | 2014-05-09 07:10 | 2014-06-30 | CALIFORNIA SOLAR THERMAL INC | Retrofit | Alpine | San Diego | 91901 | Host Customer is System Owner | [7 empty] | 772.8 | 48.3 |  | Drainback |  |  |  | 1 | 1 |  | Z10 |  |  |  | 10001888 | 16 | 1 | [5 empty] | FALSE |  |  |  | SunEarth - SETR A503 TTR U + VFS 20-400 |  | SunEarth - SETR A503 TTR U + VFS 20-400 | County of San Diego | FALSE | 7 |  | 2014-05-04 | 2014-06-16 | 2014-05-09 | 2014-06-30 | 2014-12-03 | 2015-01-22 | 3539 | 12747 | Up-front Payment
SCG-002993 | Single Family Residential | Domestic Hot Water | Gas | Southern California Gas Company | Incentive:Paid | 1097 | 18.59 |  | 1 | 59 |  | 59 |  | 2014-05-06 11:49 | 2014-05-07 | ROCHLIN CORPORATION | Retrofit | Santa Monica | Los Angeles | 90405 | Host Customer is System Owner | 3 |  | 30003825 | SunEarth, Inc. | CopperHeart | CP-40G | Direct Integral Collector Storage (DI) | 24.96 |  | CP-40 |  |  | Solar Storage with Tankless Auxiliary Water Heater | 39.89 | 1 | 1 | 45 | Z06 | [18 empty] | City of Santa Monica | FALSE | 110.56 |  | 2011-06-01: 2014-04-28; 2011-08-03: 2014-05-06; 2011-09-20: 2014-05-07 | 3812 | 6523 | Up-front Payment
SCG-002994 | Single Family Residential | Domestic Hot Water | Gas | Southern California Gas Company | Incentive:Canceled |  | 25.37 |  | 2 | 0 |  | 0 |  |  |  |  | Retrofit | Visalia | Tulare | 93277 | Host Customer is System Owner | 2 | [9 empty] | Glycol |  |  |  | 1 | 0.85 | 35 | [19 empty] | City of Visalia | FALSE | 0 |  | 2011-06-01: 2014-04-28 | 3834 | 5066.48 | Up-front Payment
SCG-002995 | Low Income Single Family Residential | Domestic Hot Water | Gas | Southern California Gas Company | Incentive:Paid | 1896 | 25.64 |  | 1 | 120 |  | 102 |  | 2014-06-06 15:58 | 2014-07-16 | COMMUNITY SERVICES AND EMPLOYMENT TRAINING INCORPORATED | Retrofit | Visalia | Tulare | 93277 | Host Customer is System Owner | 2 |  | 2010068D | Fafco, Inc. | 500 SERIES | 500-96SF-50G-50S | Indirect Forced Circulation (IF) | 97.56 |  | 2x8, 2x12 | Glycol | Unglazed Collectors | Solar Storage and Auxiliary Tanks are separate | 49.929 | 1 | 0.85 | 35 | Z13 | [18 empty] | City of Visalia | FALSE | 39.17 |  | 2011-06-01: 2014-04-28; 2011-08-03: 2014-06-06; 2011-09-20: 2014-07-16 | 3714 | 4700.48 | Up-front Payment
PGE-002996 | Single Family Residential | Domestic Hot Water | Gas | Pacific Gas and Electric | Incentive:Paid | 1512 | 18.59 |  | 1 | 83 |  | 81 |  | 2014-06-06 15:24 | 2014-07-24 | REDWOOD COMMUNITY ACTION AGENCY | Retrofit | EUREKA | Humboldt | 95503 | Host Customer is System Owner | 5 |  | 2010068D | Fafco, Inc. | 500 SERIES | 500-96SF-50G-50S | Indirect Forced Circulation (IF) | 97.56 |  | 2x8, 2x12 | Glycol | Unglazed Collectors | Solar Storage and Auxiliary Tanks are separate | 50 | 0.98 | 1 | 65 | Z01 | [18 empty] | Eureka, CA Humboldt Co. | FALSE | 39.36 |  | 2011-06-01: 2014-04-28; 2011-08-03: 2014-06-06; 2011-09-20: 2014-07-24 | 3721 | 3266.82 | Up-front Payment
SCG-002997 | Commercial Pools | Pool Heating | Gas | Southern California Gas Company | Incentive:Paid | 9247 | 7 |  | 1 | 1297 |  | 1297 |  | 2014-04-30 18:06 | 2014-06-11 | ADVANCED CONSERVATION SYSTEMS INC | Retrofit | Rancho Cucamonga | San Bernadino | 91739 | Host Customer is System Owner | [7 empty] | 579.6 | 48.3 |  | Drainback |  |  |  | 1 | 1 |  | Z09 |  |  |  | 10001884 | 12 | 1 | [5 empty] | FALSE | [5 empty] | SunEarth - SETR A503 TTR U + VFS 20-400 | Rancho Cucamonga | FALSE | 12.89 |  | 2014-04-28 |  | 2014-04-30 | 2014-06-11 | 2014-06-25 | 2014-09-02 | 3694 | 16717 | Up-front Payment
PGE-002999 | Commercial/Multifamily Residential | Domestic Hot Water | Gas | Pacific Gas and Electric | Incentive:Paid | 43686 | 14.53 |  | 1 | 3068 |  | 3007 |  | 2014-05-12 09:12 | 2014-06-19 | OXYPOWER INC | Retrofit | SAN FRANCISCO | San Francisco | 94115 | Host Customer is System Owner | [7 empty] | 964.08 | 40.17 |  | Glycol | Advanced Controller with a Vacation or Holiday Mode | Solar Storage and Auxiliary Tanks are separate |  | 0.98 | 1 | 1680 | Z03 | 42 | Units | Apartments/Condos | 2010115A | 24 | 1 | 1320 | 2 | 200 | 1 | 344400 | TRUE | 130 | 130 |  | Heliodyne - Delta-T Pro Ethernet |  | Heliodyne - Delta-T Pro Ethernet | City and County of San Francisco | FALSE | 41.88 |  | 2014-04-29 |  | 2014-05-12 | 2014-06-19 | 2014-07-23 | 2014-08-14 | 3721 | 128500 | Up-front Payment
PGE-003000 | Low Income Single Family Residential | Domestic Hot Water | Gas | Pacific Gas and Electric | Incentive:Paid | 2590 | 25.64 |  | 1 | 101 |  | 101 |  | 2014-04-30 14:01 | 2014-05-21 | SELF-HELP HOME IMPROVEMENT PROJECT | Retrofit | REDDING | Shasta | 96003 | Host Customer is System Owner | 3 |  | 2010068D | Fafco, Inc. | 500 SERIES | 500-96SF-50G-50S | Indirect Forced Circulation (IF) | 97.56 |  | 2x8, 2x12 | Forced Circulation | Unglazed Collectors | Solar Storage and Auxiliary Tanks are separate | 49.929 | 1 | 1 | 45 | Z11 | [18 empty] | Shasta County Building Department | FALSE | 28.15 |  | 2014-04-29 | 2014-05-17 |  |  | 2014-04-30 | 2014-05-21 | 3797 | 2842.77 | Up-front Payment
PGE-003002 | Low Income Single Family Residential | Domestic Hot Water | Gas | Pacific Gas and Electric | Incentive:Paid | 2331 | 25.64 |  | 1 | 101 |  | 91 |  | 2014-05-27 13:47 | 2014-06-24 | SELF-HELP HOME IMPROVEMENT PROJECT | Retrofit | SHASTA LAKE | Shasta | 96019 | Host Customer is System Owner | 2 |  | 2010068D | Fafco, Inc. | 500 SERIES | 500-96SF-50G-50S | Indirect Forced Circulation (IF) | 97.56 |  | 2x8, 2x12 | Forced Circulation | Unglazed Collectors | Solar Storage and Auxiliary Tanks are separate | 49.9 | 1 | 0.9 | 35 | Z11 | [18 empty] | Shasta County Building Department | FALSE | 29.89 |  | 2011-06-01: 2014-04-29; 2011-08-03: 2014-05-27; 2011-09-20: 2014-06-24 | 3749 | 3018.99 | Up-front Payment
SCG-003003 | Commercial Pools | Pool Heating | Gas | Southern California Gas Company | Incentive:Paid | 5530 | 7 |  | 1 | 790 |  | 790 |  | 2014-05-09 12:03 | 2014-05-15 | CATERSOLAR INC | Retrofit | Calabasas | Los Angeles | 91302 | Host Customer is System Owner | [7 empty] | 392.9 | 39.29 |  | Drainback |  |  |  | 1 | 1 |  | Z09 |  |  |  | 16204-10 | 10 | 1 | [5 empty] | FALSE | [6 empty] | Calabasas | FALSE | 7.01 |  | 2014-05-08 |  | 2014-05-09 | 2014-05-15 | 2014-05-30 | 2014-06-25 | 3760 | 5541 | Up-front Payment
SCG-003005 | Commercial Pools | Pool Heating | Gas | Southern California Gas Company | Reservation:Canceled | 6405 | 7 |  | 1 | 915 |  | 915 |  | 2014-05-08 10:58 |  | ENERGY SERVICES | Retrofit | palm springs | Riverside | 92262 | Host Customer is System Owner | [7 empty] | 425.25 | 47.25 |  | Drainback |  |  |  | 1 | 1 |  | Z15 |  |  |  | 10204-12 | 9 | 1 | [5 empty] | FALSE | [7 empty] | FALSE | 7.7 |  | 2011-06-01: 2014-04-30; 2011-06-21: 2014-06-11 | 3790 | 7044 | Up-front Payment
SCG-003006 | Commercial Pools | Pool Heating | Gas | Southern California Gas Company | Incentive:Paid | 6937 | 7 |  | 1 | 991 |  | 991 |  | 2014-06-18 14:53 | 2014-07-02 | ENERGY SERVICES | Retrofit | palm springs | Riverside | 92264 | Host Customer is System Owner | [7 empty] | 425.25 | 47.25 |  | Drainback |  |  |  | 1 | 1 |  | Z15 |  |  |  | 10204-12 | 9 | 1 | [5 empty] | FALSE | [6 empty] | palm springs, riverside county, CA | FALSE | 7.57 |  | 2014-04-30 |  | 2014-06-18 | 2014-07-02 | 2014-07-22 | 2014-09-30 | 3666 | 7500 | Up-front Payment
SCG-003007 | Single Family Residential | Domestic Hot Water | Gas | Southern California Gas Company | Incentive:Paid | 2530 | 29.85 |  | 1 | 113 |  | 85 |  | 2014-08-06 12:17 | 2014-08-19 | IRC SERVICES INC | Retrofit | Anaheim | Orange | 92806 | Host Customer is System Owner | 1 |  | 2012012D | KIOTO Clear Energy AG | SOLPAL (formerly Solcrafte) | SOLPAL L-GT | Direct Integral Collector Storage (DI) | 26.11 |  | Solpal L |  |  | Solar Storage with Tankless Auxiliary Water Heater | 53 | 1 | 0.75 | 20 | Z08 | [18 empty] | Anaheim | FALSE | 43.36 |  | 2011-06-01: 2014-04-30; 2011-08-03: 2014-08-06; 2011-09-20: 2014-08-19 | 3406 | 4900 | Up-front Payment
SCG-003008 | Single Family Residential | Domestic Hot Water | Gas | Southern California Gas Company | Incentive:Paid | 2101 | 18.59 |  | 1 | 113 |  | 113 |  | 2014-05-27 09:36 | 2014-06-25 | IRC SERVICES INC | Retrofit | Anaheim | Orange | 92804 | Host Customer is System Owner | 2 |  | 2012012D | KIOTO Clear Energy AG | SOLPAL (formerly Solcrafte) | SOLPAL L-GT | Direct Integral Collector Storage (DI) | 26.11 |  | Solpal L |  |  | Solar Storage with Tankless Auxiliary Water Heater | 53 | 1 | 1 | 35 | Z08 | [18 empty] | Orange County dept. of Building | FALSE | 43.36 |  | 2011-06-01: 2014-04-30; 2011-08-03: 2014-05-27; 2011-09-20: 2014-06-25 | 3760 | 4900 | Up-front Payment
SCG-003009 | Single Family Residential | Domestic Hot Water | Gas | Southern California Gas Company | Incentive:Paid | 1924 | 18.59 |  | 1 | 115 |  | 104 |  | 2014-05-15 16:15 | 2014-10-01 | IRC SERVICES INC | Retrofit | Montebello | Los Angeles | 90640 | Host Customer is System Owner | 6 |  | 2012012D | KIOTO Clear Energy AG | SOLPAL (formerly Solcrafte) | SOLPAL L-GT | Direct Integral Collector Storage (DI) | 26.11 |  | Solpal L |  |  | Solar Storage with Tankless Auxiliary Water Heater | 53 | 0.9 | 1 | 75 | Z09 | [18 empty] | Los Angeles dept of building and safety | FALSE | 42.61 |  | 2011-06-01: 2014-04-30; 2011-08-03: 2014-05-15; 2011-09-20: 2014-10-01 | 3666 | 4900 | Up-front Payment
SCG-003010 | Single Family Residential | Domestic Hot Water | Gas | Southern California Gas Company | Incentive:Paid | 1828 | 18.59 |  | 1 | 115 |  | 98 |  | 2014-05-14 13:20 | 2014-09-18 | IRC SERVICES INC | Retrofit | Montebello | Los Angeles | 90640 | Host Customer is System Owner | 4 |  | 2012012D | KIOTO Clear Energy AG | SOLPAL (formerly Solcrafte) | SOLPAL L-GT | Direct Integral Collector Storage (DI) | 26.11 |  | Solpal L |  |  | Solar Storage with Tankless Auxiliary Water Heater | 53 | 0.9 | 0.95 | 55 | Z09 | [18 empty] | Los Angeles dept of building and safety | FALSE | 42.61 |  | 2011-06-01: 2014-04-30; 2011-08-03: 2014-05-14; 2011-09-20: 2014-09-18 | 3681 | 4900 | Up-front Payment
SCG-003011 | Single Family Residential | Domestic Hot Water | Gas | Southern California Gas Company | Incentive:Paid | 2138 | 18.59 |  | 1 | 115 |  | 115 |  | 2014-05-19 09:31 | 2014-09-18 | IRC SERVICES INC | Retrofit | Monterey Park | Los Angeles | 91754 | Host Customer is System Owner | 2 |  | 2012012D | KIOTO Clear Energy AG | SOLPAL (formerly Solcrafte) | SOLPAL L-GT | Direct Integral Collector Storage (DI) | 26.11 |  | Solpal L |  |  | Solar Storage with Tankless Auxiliary Water Heater | 53 | 1 | 1 | 35 | Z09 | [18 empty] | Los Angeles dept of building and safety | FALSE | 42.61 |  | 2011-06-01: 2014-04-30; 2011-08-03: 2014-05-19; 2011-09-20: 2014-09-18 | 3681 | 4900 | Up-front Payment
SCG-003012 | Single Family Residential | Domestic Hot Water | Gas | Southern California Gas Company | Incentive:Paid | 1891 | 18.59 |  | 1 | 113 |  | 102 |  | 2014-05-14 11:50 | 2014-10-24 | IRC SERVICES INC | Retrofit | Orange | Orange | 92869 | Host Customer is System Owner | 3 |  | 2012012D | KIOTO Clear Energy AG | SOLPAL (formerly Solcrafte) | SOLPAL L-GT | Direct Integral Collector Storage (DI) | 26.11 |  | Solpal L |  |  | Solar Storage with Tankless Auxiliary Water Heater | 53 | 0.9 | 1 | 45 | Z08 | [18 empty] | Orange County dept. of Building | FALSE | 43.36 |  | 2014-04-30 | 2014-10-24 |  |  | 2014-05-14 | 2014-10-24 | 3632 | 4900 | Up-front Payment
SCG-003013 | Single Family Residential | Domestic Hot Water | Gas | Southern California Gas Company | Incentive:Paid | 4202 | 18.59 |  | 1 | 113 |  | 113 |  | 2014-05-30 12:42 | 2014-06-30 | IRC SERVICES INC | Retrofit | Orange | Orange | 92867 | Host Customer is System Owner | 2 |  | 2012012D | KIOTO Clear Energy AG | SOLPAL (formerly Solcrafte) | SOLPAL L-GT | Direct Integral Collector Storage (DI) | 26.11 |  | Solpal L |  |  | Solar Storage with Tankless Auxiliary Water Heater | 53 | 1 | 1 | 35 | Z08 | [18 empty] | Orange County dept. of Building | FALSE | 43.36 |  | 2014-04-30 | 2014-06-30 |  |  | 2014-05-30 | 2014-06-30 | 3634 | 4900 | Up-front Payment
PGE-003014 | Single Family Residential | Domestic Hot Water | Gas | Pacific Gas and Electric | Incentive:Paid | 1830 | 18.59 |  | 1 | 107 |  | 98 |  | 2014-05-12 11:19 | 2014-06-09 | COMMUNITY RESOURCE PROJECT INC | Retrofit | SACRAMENTO | Sacramento | 95841 | Host Customer is System Owner | 7 |  | 2010068D | Fafco, Inc. | 500 SERIES | 500-96SF-50G-50S | Indirect Forced Circulation (IF) | 97.56 |  | 2x8, 2x12 | Glycol | Unglazed Collectors | Solar Storage and Auxiliary Tanks are separate | 49.929 | 0.92 | 1 | 85 | Z12 | [18 empty] | Sacramento County | FALSE | 36.92 |  | 2014-04-30 | 2014-06-09 |  |  | 2014-05-12 | 2014-06-09 | 3742 | 3950.88 | Up-front Payment
SCG-003015 | Commercial Pools | Pool Heating | Gas | Southern California Gas Company | Incentive:Paid | 73682 | 7 |  | 1 | 10526 |  | 10526 |  | 2014-05-04 21:32 | 2014-06-16 | CATERSOLAR INC | Retrofit | calabasas | Los Angeles | 91302 | Host Customer is System Owner | [7 empty] | 3921.75 | 47.25 |  | Forced Circulation |  |  |  | 1 | 1 |  | Z09 |  |  |  | 16204-12 | 83 | 1 | [5 empty] | FALSE | [5 empty] | Badger - Badger 380 | City of Calabasas | FALSE | 7.03 |  | 2014-04-30 |  | 2014-05-04 | 2014-06-16 | 2014-06-19 | 2014-06-27 | 3760 | 74001 | Up-front Payment
SCG-003016 | Commercial Pools | Pool Heating | Gas | Southern California Gas Company | Reservation:Canceled | 6489 | 7 |  | 1 | 927 |  | 927 |  | 2014-05-04 21:25 |  |  | Retrofit | Calabasas | Los Angeles | 91302 | Host Customer is System Owner | [7 empty] | 471.48 | 39.29 |  | Drainback |  |  |  | 1 | 1 |  | Z09 |  |  |  | 16204-10 | 12 | 1 | [5 empty] | FALSE | [7 empty] | FALSE | 7.01 |  | 2011-06-01: 2014-04-30; 2011-06-23: 2014-05-04 | 3828 | 6501 | Up-front Payment
PGE-003018 | Commercial Pools | Pool Heating | Gas | Pacific Gas and Electric | Incentive:Paid | 14238 | 7 |  | 1 | 2034 |  | 2034 |  | 2014-12-09 18:41 | 2014-12-12 | GREG CROSS INC | Retrofit | SOQUEL | Santa Cruz | 95073 | Host Customer is System Owner | [7 empty] | 1108.64 | 42.64 |  | Drainback |  |  |  | 1 | 1 |  | Z03 |  |  |  | 10001781 | 26 | 1 | [5 empty] | FALSE |  |  |  | Onicon-RTD-Trane-BTU-Meter-01 |  | Onicon-RTD-Trane-BTU-Meter-01 | Santa Cruz County | FALSE | 13.67 |  | 2014-05-03 | 2015-12-30 | 2014-12-09 | 2014-12-12 | 2015-09-15 | 2015-12-15 | 3190 | 27796.14 | Up-front Payment
SDG-003019 | Low Income Multifamily Residential | Domestic Hot Water | Gas | San Diego Gas and Electric | Reservation:Canceled | 29171 | 24.89 |  | 1 | 1172 |  | 1172 |  | 2014-09-22 14:56 |  | ADROIT ENERGY INC | Retrofit | Spring Valley | San Diego | 91977 | Power Purchase Agreements | [7 empty] | 286.65 | 40.95 |  | Drainback | Advanced Controller with a Vacation or Holiday Mode | Solar Storage and Auxiliary Tanks are separate |  | 1 | 1 | 756 | Z10 | 18 | Units | Apartments/Condos | 10001803 | 7 | 1 | 560 | 1 | 119 | 1 | 250000 | TRUE | 130 | 130 | [5 empty] | FALSE | 110.57 |  | 2011-06-01: 2014-05-05; 2011-06-21: 2015-10-08; 2011-06-23: 2014-09-22 | 3302 | 129593.5 | Up-front Payment
SDG-003020 | Commercial/Multifamily Residential | Domestic Hot Water | Gas | San Diego Gas and Electric | Incentive:Canceled | 68384 | 20.19 |  | 1 | 3387 |  | 3387 |  | 2014-11-19 16:46 | 2015-04-20 | ADROIT ENERGY INC | Retrofit | San Diego | San Diego | 92101 | Power Purchase Agreements | [7 empty] | 1071.14 | 21.86 |  | Glycol | Steam Back | Solar Storage and Auxiliary Tanks are separate |  | 1 | 1 | 2470 | Z07 | 65 | Units | Apartments/Condos | 2009077A | 49 | 2 | 1550 | 1 | 200 | 1 | 600000 | TRUE | 130 | 130 |  | ISTEC Corporation - 5202S |  | ISTEC Corporation - 5202S | The City of San Diego | FALSE | 27.88 |  | 2014-05-05 | 2015-02-19 | 2014-11-19 | 2015-04-20 |  |  | 3119 | 94437.49 | Up-front Payment
SDG-003021 | Commercial/Multifamily Residential | Domestic Hot Water | Gas | San Diego Gas and Electric | Incentive:Paid | 56593 | 20.19 |  | 1 | 2803 |  | 2803 |  | 2014-09-22 14:57 | 2015-04-20 | ADROIT ENERGY INC | Retrofit | Poway | San Diego | 92064 | Power Purchase Agreements | [7 empty] | 819 | 40.95 |  | Glycol | Steam Back | Solar Storage and Auxiliary Tanks are separate |  | 1 | 1 | 2000 | Z10 | 50 | Units | Apartments/Condos | 10001803 | 20 | 1 | 1160 | 1 | 115 | 1 | 798000 | TRUE | 130 | 130 |  | ISTEC Corporation - 5202S |  | ISTEC Corporation - 5202S | City of Poway | FALSE | 22.54 |  | 2014-05-05 | 2015-02-19 | 2014-09-22 | 2015-04-20 | 2015-06-16 | 2015-07-08 | 3384 | 63183.59 | Up-front Payment
PGE-003022 | Low Income Multifamily Residential | Domestic Hot Water | Gas | Pacific Gas and Electric | Incentive:Paid | 38181 | 24.89 |  | 1 | 1534 |  | 1534 |  | 2014-07-30 09:45 | 2014-09-09 | SOLARIX SYSTEMS | New Construction | HALF MOON BAY | San Mateo | 94019 | Host Customer is System Owner | [7 empty] | 562.38 | 40.17 |  | Glycol | Pressure Stagnation Protection (PSP) | Solar Storage and Auxiliary Tanks are separate |  | 1 | 1 | 1200 | Z03 | 45 | Units | Apartments/Condos | 2010115A | 14 | 1 | 712 | 1 | 200 | 2 | 249999 | TRUE | 130 | 120 |  | Heliodyne - Delta-T Pro Ethernet |  | Heliodyne - Delta-T Pro Ethernet | City of Half Moon Village | FALSE | 55.41 |  | 2014-05-05 | 2014-08-23 | 2014-07-30 | 2014-09-09 | 2014-09-24 | 2014-10-13 | 3424 | 85000 | Up-front Payment
SCG-003023 | Low Income Multifamily Residential | Domestic Hot Water | Gas | Southern California Gas Company | Incentive:Paid | 43632 | 24.89 |  | 1 | 1753 |  | 1753 |  | 2014-09-23 07:23 | 2014-11-12 | SOLARIX SYSTEMS | New Construction | Culver City | Los Angeles | 90232 | Host Customer is System Owner | [7 empty] | 522.21 | 40.17 |  | Glycol | Pressure Stagnation Protection (PSP) | Solar Storage and Auxiliary Tanks are separate |  | 1 | 1 | 1300 | Z08 | 33 | Units | Apartments/Condos | 2010115A | 13 | 1 | 660 | 1 | 230 | 2 | 299999 | TRUE | 140 | 120 |  | Heliodyne - Delta-T Pro Ethernet |  | Heliodyne - Delta-T Pro Ethernet | City of Culver City | FALSE | 50.77 |  | 2014-05-05 | 2014-10-24 | 2014-09-23 | 2014-11-12 | 2014-12-02 | 2015-01-05 | 3414 | 89000 | Up-front Payment
PGE-003024 | Low Income Multifamily Residential | Domestic Hot Water | Gas | Pacific Gas and Electric | Reservation:Canceled | 60732 | 24.89 |  | 1 | 2440 |  | 2440 |  | 2014-12-02 06:54 |  | SOLARIX SYSTEMS | New Construction | ORINDA | Contra Costa | 94563 | Host Customer is System Owner | [7 empty] | 642.72 | 40.17 |  | Glycol | Pressure Stagnation Protection (PSP) | Solar Storage and Auxiliary Tanks are separate |  | 1 | 1 | 2525 | Z12 | 67 | Units | Apartments/Condos | 2010115A | 16 | 1 | 910 | 1 | 340 | 1 | 199999 | TRUE | 130 | 120 | [5 empty] | FALSE | 36.89 |  | 2011-06-01: 2014-05-05; 2011-06-21: 2014-12-29; 2011-06-23: 2014-12-02 | 3558 | 90000 | Up-front Payment
PGE-003025 | Low Income Multifamily Residential | Domestic Hot Water | Gas | Pacific Gas and Electric | Incentive:Canceled | 40652 | 24.89 |  | 1 | 2114 |  | 2114 |  | 2014-10-08 15:54 | 2014-10-14 | SOLARIX SYSTEMS | New Construction | San Jose | Santa Clara | 95138 | Host Customer is System Owner | [7 empty] | 562.38 | 40.17 |  | Glycol | Pressure Stagnation Protection (PSP) | Solar Storage and Auxiliary Tanks are separate |  | 1 | 1 | 2000 | Z04 | 53 | Units | Apartments/Condos | 2010115A | 14 | 1 | 810 | 1 | 300 | 1 | 399000 | TRUE | 140 | 120 |  |  |  | Heliodyne - Delta-T Pro Ethernet | City of San Jose | FALSE | 36.17 |  | 2014-05-05 | 2014-12-23 | 2014-10-08 | 2014-10-14 | 2014-12-18 |  | 3550 | 76461.54 | Up-front Payment
PGE-003026 | Low Income Multifamily Residential | Domestic Hot Water | Gas | Pacific Gas and Electric | Incentive:Canceled | 14211 | 24.89 |  | 1 | 739 |  | 739 |  | 2014-10-08 15:55 | 2014-10-14 | SOLARIX SYSTEMS | New Construction | San Jose | Santa Clara | 95138 | Host Customer is System Owner | [7 empty] | 241.02 | 40.17 |  | Glycol | Pressure Stagnation Protection (PSP) | Solar Storage and Auxiliary Tanks are separate |  | 1 | 1 | 504 | Z04 | 12 | Units | Apartments/Condos | 2010115A | 6 | 1 | 335 | 1 | 200 | 1 | 110000 | TRUE | 140 | 120 |  |  |  |  | City of San Jose | FALSE | 44.34 |  | 2014-05-05 | 2014-12-23 | 2014-10-08 | 2014-10-14 | 2014-12-18 |  | 3557 | 32769.23 | Up-front Payment
PGE-003027 | Low Income Multifamily Residential | Domestic Hot Water | Gas | Pacific Gas and Electric | Incentive:Canceled | 12749 | 24.89 |  | 1 | 663 |  | 663 |  | 2014-10-08 14:29 | 2014-10-31 | SOLARIX SYSTEMS | New Construction | San Jose | Santa Clara | 95138 | Host Customer is System Owner | [7 empty] | 241.02 | 40.17 |  | Glycol | Pressure Stagnation Protection (PSP) | Solar Storage and Auxiliary Tanks are separate |  | 1 | 1 | 420 | Z04 | 10 | Units | Apartments/Condos | 2010115A | 6 | 1 | 335 | 1 | 120 | 1 | 110000 | TRUE | 140 | 120 |  |  |  |  | City of San Jose | FALSE | 49.43 |  | 2014-05-05 | 2014-10-14 | 2014-10-08 | 2014-10-31 | 2014-12-18 |  | 3557 | 32769.23 | Up-front Payment
SCG-003028 | Low Income Multifamily Residential | Domestic Hot Water | Gas | Southern California Gas Company | Incentive:Paid | 46614 | 19.23 |  | 1 | 2424 |  | 2424 |  | 2014-06-10 10:46 | 2014-08-22 | PROMISE ENERGY INC | Retrofit | Inglewood | Los Angeles | 90301 | Host Customer is System Owner | [7 empty] | 720 | 40 |  | Glycol | Steam Back | Solar Storage and Auxiliary Tanks are separate |  | 1 | 1 | 3534 | Z08 | 93 | Units | Apartments/Condos | 2009058C | 18 | 1 | 792 | 3 | 500 | 1 | 650000 | TRUE | 140 | 120 |  | SunReports - SR1000GVFS20-400 |  | SunReports - SR1000GVFS20-400 | Inglewood, Los Angeles, CA | FALSE | 52.26 |  | 2014-05-06 |  | 2014-06-10 | 2014-08-22 | 2015-01-09 | 2015-02-11 | 3508 | 126684 | Up-front Payment
SCG-003029 | Low Income Multifamily Residential | Domestic Hot Water | Gas | Southern California Gas Company | Reservation:Canceled | 48479 | 24.89 |  | 1 | 2521 |  | 2521 |  |  |  |  | Retrofit | Inglewood | Los Angeles | 90301 | Host Customer is System Owner | [7 empty] | 720 | 40 |  | Glycol | Advanced Controller with a Vacation or Holiday Mode | Solar Storage and Auxiliary Tanks are separate |  | 1 | 1 | 3534 | Z06 | 93 | Units | Apartments/Condos | 2009058C | 18 | 1 | 1056 | 4 | 500 | 1 | 650000 | TRUE | 140 | 120 | [5 empty] | FALSE | 48.27 |  | 2011-06-01: 2014-05-06 | 3826 | 121680 | Up-front Payment
PGE-003030 | Commercial/Multifamily Residential | Domestic Hot Water | Gas | Pacific Gas and Electric | Incentive:Paid | 99456 | 20.19 |  | 1 | 4926 |  | 4926 |  | 2014-11-12 14:57 | 2014-11-21 | SUN LIGHT & POWER | New Construction | FOSTER CITY | San Mateo | 94404 | Host Customer is System Owner | [7 empty] | 1365.78 | 40.17 |  | Glycol | Pressure Stagnation Protection (PSP) | Solar Storage and Auxiliary Tanks are separate |  | 1 | 1 | 4514 | Z03 | 122 | Units | Apartments/Condos | 2010115A | 34 | 2 | 2056 | 1 | 357 | 3 | 149700 | TRUE | 120 | 120 |  | Heliodyne - Delta-T Pro Ethernet |  | Heliodyne - Delta-T Pro Ethernet | City of Foster | FALSE | 39.36 |  | 2014-05-12 | 2014-11-13 | 2014-11-12 | 2014-11-21 | 2016-05-17 | 2016-06-22 | 3009 | 193904 | Up-front Payment
SCG-003031 | Commercial/Multifamily Residential | Domestic Hot Water | Gas | Southern California Gas Company | Incentive:Paid | 8849 | 14.53 |  | 1 | 609 |  | 609 |  | 2014-05-14 15:11 | 2014-08-18 | ALTERNATIVE ENVIRONMENT INC | Retrofit | Los Angeles | Los Angeles | 90025 | Host Customer is System Owner | [7 empty] | 204.75 | 40.95 |  | Drainback | Advanced Controller with a Vacation or Holiday Mode | Solar Storage and Auxiliary Tanks are separate |  | 1 | 1 | 294 | Z06 | 7 | Units | Apartments/Condos | 10001803 | 5 | 1 | 551 | 1 | 115 | 1 | 334000 | TRUE | 140 | 140 |  |  |  |  | Los Angeles County | FALSE | 48.85 |  | 2014-05-06 |  | 2014-05-14 | 2014-08-18 | 2014-09-22 | 2014-11-06 | 3603 | 29750 | Up-front Payment
PGE-003033 | Low Income Multifamily Residential | Domestic Hot Water | Gas | Pacific Gas and Electric | Incentive:Paid | 98838 | 24.89 |  | 1 | 3971 |  | 3971 |  | 2014-08-06 13:29 | 2014-09-11 | SUN LIGHT & POWER | New Construction | Oakland | Alameda | 94609 | Host Customer is System Owner | [7 empty] | 1124.76 | 40.17 |  | Glycol | Pressure Stagnation Protection (PSP) | Solar Storage and Auxiliary Tanks are separate |  | 1 | 1 | 3420 | Z03 | 90 | Units | Apartments/Condos | 2010115A | 28 | 2 | 1650 | 1 | 375 | 3 | 1500000 | TRUE | 130 | 120 |  | Heliodyne - Delta-T Pro Ethernet |  | Heliodyne - Delta-T Pro Ethernet | City of Oakland | FALSE | 69.11 |  | 2014-07-21 | 2014-08-23 | 2014-08-06 | 2014-09-11 | 2016-03-28 | 2016-04-19 | 3098 | 274447 | Up-front Payment
PGE-003034 | Single Family Residential | Domestic Hot Water | Gas | Pacific Gas and Electric | Incentive:Paid | 1737 | 18.59 |  | 1 | 107 |  | 93 |  | 2014-05-12 11:22 | 2014-06-19 | COMMUNITY RESOURCE PROJECT INC | Retrofit | ANTELOPE | Sacramento | 95843 | Host Customer is System Owner | 3 |  | 2010068D | Fafco, Inc. | 500 SERIES | 500-96SF-50G-50S | Indirect Forced Circulation (IF) | 97.56 |  | 2x8, 2x12 | Glycol | Unglazed Collectors | Solar Storage and Auxiliary Tanks are separate | 49.929 | 0.97 | 0.9 | 45 | Z12 | [18 empty] | Sacramento | FALSE | 36.67 |  | 2014-05-07 | 2014-06-19 |  |  | 2014-05-12 | 2014-06-19 | 3776 | 3923.71 | Up-front Payment
PGE-003035 | Low Income Single Family Residential | Domestic Hot Water | Gas | Pacific Gas and Electric | Incentive:Paid | 3075 | 25.64 |  | 1 | 120 |  | 120 |  | 2014-05-21 17:17 | 2014-06-20 | MERCED COUNTY COMMUNITY ACTION BOARD | Retrofit | LOS BANOS | Merced | 93635 | Host Customer is System Owner | 1 |  | 2010068D | Fafco, Inc. | 500 SERIES | 500-96SF-50G-50S | Indirect Forced Circulation (IF) | 97.56 |  | 2x8, 2x12 | Glycol | Advanced Controller with a Vacation or Holiday Mode | Solar Storage and Auxiliary Tanks are separate | 49.929 | 1 | 1 | 20 | Z13 | [18 empty] | CITY OF LOS BANOS | FALSE | 25.9 |  | 2011-06-01: 2014-05-07; 2011-08-03: 2014-05-21; 2011-09-20: 2014-06-20 | 3776 | 3107.43 | Up-front Payment
PGE-003036 | Low Income Multifamily Residential | Domestic Hot Water | Gas | Pacific Gas and Electric | Incentive:Paid | 50902 | 19.23 |  | 1 | 2647 |  | 2647 |  | 2014-07-02 09:31 | 2014-09-05 | SUN LIGHT & POWER | New Construction | El Cerrito | Contra Costa | 94530 | Host Customer is System Owner | [7 empty] | 803.4 | 40.17 |  | Glycol | Pressure Stagnation Protection (PSP) | Solar Storage and Auxiliary Tanks are separate |  | 1 | 1 | 2090 | Z03 | 55 | Units | Apartments/Condos | 2010115A | 20 | 2 | 1200 | 1 | 379 | 1 | 798000 | TRUE | 125 | 120 |  | Heliodyne - Delta-T Pro Ethernet |  | Heliodyne - Delta-T Pro Ethernet | City of El Cerrito | FALSE | 28.95 |  | 2014-06-26 | 2014-07-29 | 2014-07-02 | 2014-09-05 | 2015-10-20 | 2015-11-10 | 3190 | 76622 | Up-front Payment
SCG-003038 | Commercial Pools | Pool Heating | Gas | Southern California Gas Company | Incentive:Paid | 10962 | 7 |  | 1 | 1566 |  | 1566 |  | 2014-05-16 11:04 | 2014-06-05 | SUNTREK INDUSTRIES INC | Retrofit | Huntington Beach | Orange | 92646 | Host Customer is System Owner | [7 empty] | 1105 | 65 |  | Drainback |  |  |  | 1 | 1 |  | Z06 |  |  |  | 2007048A | 17 | 1 | [5 empty] | FALSE | [5 empty] | SunEarth - SETR A503 TTR U + VFS 20-400 | Huntington Beach | FALSE | 12.07 |  | 2014-05-12 |  | 2014-05-16 | 2014-06-05 | 2014-09-02 | 2014-10-02 | 3666 | 18900 | Up-front Payment
PGE-003039 | Single Family Residential | Domestic Hot Water | Gas | Pacific Gas and Electric | Incentive:Paid | 1855 | 18.59 |  | 1 | 112 |  | 100 |  | 2014-07-08 10:04 | 2014-08-14 | CENTRAL COAST ENERGY SERVICES INC | Retrofit | CHUALAR | Monterey | 93925 | Host Customer is System Owner | 2 |  | 2010068D | Fafco, Inc. | 500 SERIES | 500-96SF-50G-50S | Indirect Forced Circulation (IF) | 97.56 |  | 2x8, 2x12 | Glycol | Unglazed Collectors | Solar Storage and Auxiliary Tanks are separate | 50 | 0.99 | 0.9 | 35 | Z04 | [18 empty] | County of Monterey | FALSE | 61.05 |  | 2011-06-01: 2014-05-13; 2011-08-03: 2014-07-08; 2011-09-20: 2014-08-14 | 3700 | 6837.57 | Up-front Payment
SCG-003040 | Low Income Multifamily Residential | Domestic Hot Water | Gas | Southern California Gas Company | Incentive:Paid | 51049 | 24.89 |  | 1 | 2051 |  | 2051 |  | 2014-10-17 11:30 | 2014-11-19 | PROMISE ENERGY INC | New Construction | Los Angeles | Los Angeles | 90006 | Host Customer is System Owner | [7 empty] | 720 | 40 |  | Glycol | Steam Back | Solar Storage and Auxiliary Tanks are separate |  | 1 | 1 | 1600 | Z09 | 40 | Units | Apartments/Condos | 2009058C | 18 | 1 | 792 | 3 | 335 | 1 | 300000 | TRUE | 140 | 120 |  | SunReports - SR1000GVFS20-400 |  | SunReports - SR1000GVFS20-400 | Los Angeles Department of Building & Safety | FALSE | 44.93 |  | 2014-05-13 |  | 2014-10-17 | 2014-11-19 | 2015-08-27 | 2015-09-11 | 3287 | 92160 | Up-front Payment
SCG-003042 | Commercial Pools | Pool Heating | Gas | Southern California Gas Company | Incentive:Paid | 10507 | 7 |  | 1 | 1501 |  | 1501 |  | 2014-06-18 14:38 | 2014-07-02 | ENERGY SERVICES | Retrofit | palm springs | Riverside | 92262 | Host Customer is System Owner | [7 empty] | 628.64 | 39.29 |  | Drainback |  |  |  | 1 | 1 |  | Z15 |  |  |  | 10204-10 | 16 | 1 | [5 empty] | FALSE | [5 empty] | SunEarth - SETRA503 TTR U + Series 200 | palm springs | FALSE | 7.06 |  | 2014-05-15 |  | 2014-06-18 | 2014-07-02 | 2014-08-28 | 2014-10-09 | 3656 | 10600 | Up-front Payment
SCG-003047 | Commercial Pools | Pool Heating | Gas | Southern California Gas Company | Incentive:Paid | 10374 | 7 |  | 1 | 1482 |  | 1482 |  | 2014-08-13 09:29 | 2014-08-22 | REGREEN INC | Retrofit | Los Angeles | Los Angeles | 90007 | Host Customer is System Owner | [7 empty] | 401.7 | 40.17 |  | Glycol |  |  |  | 1 | 1 |  | Z08 |  |  |  | 2010115A | 10 | 1 | [5 empty] | FALSE | [6 empty] | City of Los Angeles | FALSE | 22.27 |  | 2014-08-05 |  | 2014-08-13 | 2014-08-22 | 2014-09-19 | 2014-10-10 | 3656 | 33000 | Up-front Payment
SCG-003048 | Commercial Pools | Pool Heating | Gas | Southern California Gas Company | Incentive:Paid | 64540 | 7 |  | 1 | 9220 |  | 9220 |  | 2014-08-25 08:50 | 2014-08-25 | REGREEN INC | Retrofit | Los Angeles | Los Angeles | 90007 | Host Customer is System Owner | [7 empty] | 2570.88 | 40.17 |  | Glycol |  |  |  | 1 | 1 |  | Z08 |  |  |  | 2010115A | 64 | 1 | [5 empty] | FALSE | [5 empty] | Heliodyne - Delta-T Pro Ethernet | City of Los Angeles | FALSE | 12.53 |  | 2014-08-05 |  | 2014-08-25 | 2014-08-25 | 2014-09-19 | 2014-10-10 | 3656 | 115500 | Up-front Payment
SCG-003049 | Commercial Pools | Pool Heating | Gas | Southern California Gas Company | Incentive:Paid | 31367 | 7 |  | 1 | 4481 |  | 4481 |  | 2014-08-13 09:31 | 2014-08-25 | REGREEN INC | New Construction | Los Angeles | Los Angeles | 90007 | Host Customer is System Owner | [7 empty] | 1285.44 | 40.17 |  | Glycol |  |  |  | 1 | 1 |  | Z08 |  |  |  | 2010115A | 32 | 1 | [5 empty] | FALSE | [5 empty] | Heliodyne - Delta-T Pro Ethernet | City of Los Angeles | FALSE | 17.16 |  | 2014-08-05 |  | 2014-08-13 | 2014-08-25 | 2014-09-19 | 2014-10-09 | 3656 | 76900 | Up-front Payment
SCG-003050 | Commercial Pools | Pool Heating | Gas | Southern California Gas Company | Incentive:Paid | 8827 | 7 |  | 1 | 1261 |  | 1261 |  | 2014-08-13 09:32 | 2014-08-22 | REGREEN INC | Retrofit | Los Angeles | Los Angeles | 90007 | Host Customer is System Owner | [7 empty] | 321.36 | 40.17 |  | Glycol |  |  |  | 1 | 1 |  | Z08 |  |  |  | 2010115A | 8 | 1 | [5 empty] | FALSE | [6 empty] | City of Los Angeles | FALSE | 17.84 |  | 2014-08-05 |  | 2014-08-13 | 2014-08-22 | 2014-09-19 | 2014-10-09 | 3656 | 22500 | Up-front Payment
SCG-003051 | Commercial Pools | Pool Heating | Gas | Southern California Gas Company | Incentive:Paid | 35070 | 7 |  | 1 | 5010 |  | 5010 |  | 2014-08-04 09:41 | 2014-08-25 | REGREEN INC | New Construction | Los Angeles | Los Angeles | 90012 | Host Customer is System Owner | [7 empty] | 1285.44 | 40.17 |  | Glycol | Advanced Controller with a Vacation or Holiday Mode |  |  | 1 | 1 |  | Z09 |  |  |  | 2010115A | 32 | 1 | [5 empty] | FALSE |  |  |  | Heliodyne - Delta-T Pro Ethernet |  | Heliodyne - Delta-T Pro Ethernet | City of Los Angeles Department of Building and Safety | FALSE | 31.94 |  | 2014-07-24 |  | 2014-08-04 | 2014-08-25 | 2015-05-13 | 2015-06-30 | 3385 | 160000 | Up-front Payment
SCG-003052 | Commercial Pools | Pool Heating | Gas | Southern California Gas Company | Incentive:Paid | 8428 | 7 |  | 1 | 1204 |  | 1204 |  | 2014-08-01 09:58 | 2014-08-12 | REGREEN INC | New Construction | Los Angeles | Los Angeles | 90012 | Host Customer is System Owner | [7 empty] | 321.36 | 40.17 |  | Glycol | Advanced Controller with a Vacation or Holiday Mode |  |  | 1 | 1 |  | Z09 |  |  |  | 2010115A | 8 | 1 | [5 empty] | FALSE | [6 empty] | City of Los Angeles Department of Building and Safety | FALSE | 26.58 |  | 2014-07-24 |  | 2014-08-01 | 2014-08-12 | 2015-05-13 | 2015-06-30 | 3385 | 32000 | Up-front Payment
SCG-003053 | Single Family Residential | Domestic Hot Water | Gas | Southern California Gas Company | Incentive:Paid | 2628 | 18.59 |  | 1 | 152 |  | 141 |  | 2014-07-16 10:35 | 2014-08-05 | EMPOWER CONSTRUCTION CORP | Retrofit | Venice | Los Angeles | 90291 | Host Customer is System Owner | 4 |  | 2011025A | Schuco USA LLLP | ADVANCE PACKAGE | ADVANCE II - 75G | Indirect Forced Circulation (IF) | 44.13 |  | CTE 215 CH | Automatic Drainback |  | Solar and Auxiliary Storage are the same Tank | 80 | 0.93 | 1 | 55 | Z06 | [18 empty] | Los Angeles | FALSE | 66.53 |  | 2011-06-01: 2014-05-14; 2011-08-03: 2014-07-16; 2011-09-20: 2014-08-05 | 3714 | 10112 | Up-front Payment
PGE-003057 | Single Family Residential | Domestic Hot Water | Gas | Pacific Gas and Electric | Incentive:Paid | 1908 | 18.59 |  | 1 | 107 |  | 103 |  | 2014-05-21 17:00 | 2014-06-20 | MERCED COUNTY COMMUNITY ACTION BOARD | Retrofit | LIVINGSTON | Merced | 95334 | Host Customer is System Owner | 4 |  | 2010068D | Fafco, Inc. | 500 SERIES | 500-96SF-50G-50S | Indirect Forced Circulation (IF) | 97.56 |  | 2x8, 2x12 | Glycol | Advanced Controller with a Vacation or Holiday Mode | Solar Storage and Auxiliary Tanks are separate | 49.929 | 0.96 | 1 | 55 | Z12 | [18 empty] | CITY OF LIVINGSTON | FALSE | 29.12 |  | 2011-06-01: 2014-05-15; 2011-08-03: 2014-05-21; 2011-09-20: 2014-06-20 | 3776 | 3115.75 | Up-front Payment
SDG-003060 | Commercial Pools | Pool Heating | Gas | San Diego Gas and Electric | Incentive:Paid | 11963 | 7 |  | 1 | 1709 |  | 1709 |  | 2014-10-14 09:54 | 2014-12-08 | ADROIT ENERGY INC | Retrofit | Santee | San Diego | 92071 | Host Customer is System Owner | [7 empty] | 676.2 | 48.3 |  | Drainback |  |  |  | 1 | 1 |  | Z10 |  |  |  | 10001888 | 14 | 1 | [5 empty] | FALSE |  |  |  | SunEarth - SETR A503 TTR U + VFS 20-400 |  | SunEarth - SETR A503 TTR U + VFS 20-400 | County of San Diego | FALSE | 9.19 |  | 2014-05-16 |  | 2014-10-14 | 2014-12-08 | 2015-02-06 | 2015-04-09 | 3468 | 15703 | Up-front Payment
PGE-003061 | Commercial Pools | Pool Heating | Gas | Pacific Gas and Electric | Incentive:Canceled | 8058 | 7 |  | 1 | 1279 |  | 1151 |  | 2014-07-18 11:13 | 2014-08-23 |  | Retrofit | SACRAMENTO | Sacramento | 95833 | Host Customer is System Owner | [7 empty] | 593.1 | 32.95 |  | Drainback |  |  |  | 0.9 | 1 |  | Z12 |  |  |  | 10001884 | 18 | 1 | [5 empty] | FALSE | [7 empty] | FALSE | 12.47 |  | 2011-06-01: 2014-05-16; 2011-06-23: 2014-07-18; 2011-07-01: 2014-08-23 | 3717 | 15950 | Up-front Payment
SDG-003069 | Commercial Pools | Pool Heating | Gas | San Diego Gas and Electric | Incentive:Paid | 12187 | 7 |  | 1 | 1741 |  | 1741 |  | 2014-05-21 15:01 | 2014-07-02 | CALIFORNIA SOLAR THERMAL INC | Retrofit | El Cajon | San Diego | 92019 | Host Customer is System Owner | [7 empty] | 772.8 | 48.3 |  | Drainback |  |  |  | 1 | 1 |  | Z10 |  |  |  | 10001888 | 16 | 1 | [5 empty] | FALSE | [5 empty] | SunEarth - SETR A503 TTR U + VFS 20-400 | County of San Diego | FALSE | 7 |  | 2014-05-20 | 2014-06-27 | 2014-05-21 | 2014-07-02 | 2014-08-14 | 2014-10-01 | 3652 | 12187 | Up-front Payment
PGE-003071 | Single Family Residential | Domestic Hot Water | Gas | Pacific Gas and Electric | Incentive:Paid | 1647 | 18.59 |  | 1 | 139 |  | 89 |  | 2014-05-23 20:52 | 2014-06-20 | ADRIATIC BUILDERS LLC | Retrofit | WALNUT CREEK | Contra Costa | 94598 | Host Customer is System Owner | 2 |  | 2010135H | Heliodyne, Inc. | HELIOPAK | HPAK 016 2 406 G 75PD AC S Z | Indirect Forced Circulation (IF) | 53.88 |  | 406 001 | Glycol | Pressure Stagnation Protection (PSP) | Solar and Auxiliary Storage are the same Tank | 75 | 0.75 | 0.85 | 35 | Z12 | [18 empty] | City of Walnut Creek | FALSE | 64.41 |  | 2011-06-01: 2014-05-20; 2011-08-03: 2014-05-23; 2011-09-20: 2014-06-20 | 3776 | 8952.77 | Up-front Payment
SCG-003073 | Commercial Pools | Pool Heating | Gas | Southern California Gas Company | Incentive:Paid | 8680 | 7 |  | 1 | 1240 |  | 1240 |  | 2014-05-22 15:55 | 2014-07-01 | SUNTREK INDUSTRIES INC | Retrofit | Dana Point | Orange | 92629 | Host Customer is System Owner | [7 empty] | 540 | 36 |  | Drainback |  |  |  | 1 | 1 |  | Z06 |  |  |  | 2007048A | 15 | 1 | [5 empty] | FALSE | [5 empty] | SunEarth - SETR A503 TTR U + VFS 20-400 | Dana Point | FALSE | 7.06 |  | 2014-05-20 |  | 2014-05-22 | 2014-07-01 | 2014-08-06 | 2014-08-07 | 3714 | 8757 | Up-front Payment
SDG-003074 | Commercial Pools | Pool Heating | Gas | San Diego Gas and Electric | Incentive:Paid | 12502 | 7 |  | 1 | 1810 |  | 1810 |  | 2014-05-23 11:59 | 2014-07-11 | SUNTREK INDUSTRIES INC | Retrofit | Oceanside | San Diego | 92057 | Host Customer is System Owner | [7 empty] | 792 | 36 |  | Drainback |  |  |  | 1 | 1 |  | Z07 |  |  |  | 2007048A | 22 | 1 | [5 empty] | FALSE | [5 empty] | SunEarth - SETR A503 TTR U + VFS 20-400 | Oceanside | FALSE | 6.91 |  | 2014-05-20 | 2014-06-25 | 2014-05-23 | 2014-07-11 | 2014-10-15 | 2014-11-12 | 3602 | 12502 | Up-front Payment
SDG-003075 | Commercial Pools | Pool Heating | Gas | San Diego Gas and Electric | Incentive:Paid | 9795 | 7 |  | 1 | 1627 |  | 1399 |  | 2014-05-26 15:09 | 2014-07-17 | CALIFORNIA SOLAR THERMAL INC | Retrofit | Chula Vista | San Diego | 91910 | Host Customer is System Owner | [7 empty] | 767.52 | 42.64 |  | Drainback |  |  |  | 0.86 | 1 |  | Z07 |  |  |  | 10001781 | 18 | 1 | [5 empty] | FALSE |  |  |  | SunEarth - SETR A503 TTR U + VFS 20-400 |  | SunEarth - SETR A503 TTR U + VFS 20-400 | County of San Diego | FALSE | 7.75 |  | 2014-05-20 | 2014-06-18 | 2014-05-26 | 2014-07-17 | 2014-09-10 | 2014-12-19 | 3568 | 12614 | Up-front Payment
PGE-003076 | Commercial Pools | Pool Heating | Gas | Pacific Gas and Electric | Reservation:Canceled | 4004 | 7 |  | 1 | 572 |  | 572 |  | 2014-05-22 15:59 |  | SUNTREK INDUSTRIES INC | Retrofit | San Mateo | San Mateo | 94403 | Host Customer is System Owner | [7 empty] | 1500 | 50 |  | Drainback |  |  |  | 1 | 1 |  | Z03 |  |  |  | 2007048A | 30 | 12 | [5 empty] | FALSE | [7 empty] | FALSE | 45.3 |  | 2011-06-01: 2014-05-20; 2011-06-21: 2014-06-20; 2011-06-23: 2014-05-22 | 3760 | 25910 | Up-front Payment
PGE-003077 | Commercial Pools | Pool Heating | Gas | Pacific Gas and Electric | Incentive:Paid | 3115 | 7 |  | 1 | 445 |  | 445 |  | 2014-05-22 15:59 | 2014-06-23 | SUNTREK INDUSTRIES INC | Retrofit | SAN MATEO | San Mateo | 94403 | Host Customer is System Owner | [7 empty] | 800 | 32 |  | Drainback |  |  |  | 1 | 1 |  | Z03 |  |  |  | 2007048A | 25 | 12 | [5 empty] | FALSE |  |  |  | SunEarth - SETR A503 TTR U + VFS 20-400 |  | SunEarth - SETR A503 TTR U + VFS 20-400 | San Mateo | FALSE | 39.51 |  | 2014-05-20 | 2014-10-22 | 2014-05-22 | 2014-06-23 | 2014-10-02 | 2014-10-22 | 3538 | 17580 | Up-front Payment
PGE-003078 | Commercial Pools | Pool Heating | Gas | Pacific Gas and Electric | Incentive:Paid | 6636 | 7 |  | 1 | 948 |  | 948 |  | 2014-05-22 16:00 | 2014-06-23 | SUNTREK INDUSTRIES INC | Retrofit | San Jose | Santa Clara | 95138 | Host Customer is System Owner | [7 empty] | 1380 | 60 |  | Drainback |  |  |  | 1 | 1 |  | Z12 |  |  |  | 2007048A | 23 | 12 | [5 empty] | FALSE | [5 empty] | SunEarth - SETR A503 TTR U + VFS 20-400 | San Jose | FALSE | 26.85 |  | 2014-05-20 |  | 2014-05-22 | 2014-06-23 | 2014-09-09 | 2014-09-17 | 3687 | 25450 | Up-front Payment
SDG-003079 | Commercial Pools | Pool Heating | Gas | San Diego Gas and Electric | Incentive:Paid | 8989 | 7 |  | 1 | 1476 |  | 1284 |  | 2014-05-26 15:23 | 2014-07-21 | CALIFORNIA SOLAR THERMAL INC | Retrofit | Escondido | San Diego | 92025 | Host Customer is System Owner | [7 empty] | 623 | 44.5 |  | Drainback |  |  |  | 0.87 | 1 |  | Z10 |  |  |  | 10001888 | 14 | 1 | [5 empty] | FALSE | [5 empty] | SunEarth - SETR A503 TTR U + VFS 20-400 | County of San Diego | FALSE | 7.16 |  | 2014-05-20 | 2014-06-17 | 2014-05-26 | 2014-07-21 | 2014-08-15 | 2014-12-19 | 3568 | 10570 | Up-front Payment
SCG-003080 | Commercial Pools | Pool Heating | Gas | Southern California Gas Company | Incentive:Paid | 12894 | 7 |  | 1 | 1842 |  | 1842 |  | 2014-07-17 16:01 | 2014-08-28 | CALIFORNIA SOLAR THERMAL INC | Retrofit | Temecula | San Diego | 92590 | Host Customer is System Owner | [7 empty] | 724.5 | 48.3 |  | Drainback |  |  |  | 1 | 1 |  | Z10 |  |  |  | 10001888 | 15 | 1 | [5 empty] | FALSE | [5 empty] | SunEarth - SETR A503 TTR U + VFS 20-400 | Riverside County Health Department | FALSE | 7 |  | 2014-05-23 |  | 2014-07-17 | 2014-08-28 | 2014-12-03 | 2015-01-05 | 3567 | 12894 | Up-front Payment
SCG-003081 | Commercial Pools | Pool Heating | Gas | Southern California Gas Company | Incentive:Paid | 17927 | 7 |  | 1 | 2561 |  | 2561 |  | 2014-07-17 15:59 | 2014-08-28 | CALIFORNIA SOLAR THERMAL INC | Retrofit | Palm Springs | San Diego | 92264 | Host Customer is System Owner | [7 empty] | 966 | 48.3 |  | Drainback |  |  |  | 1 | 1 |  | Z15 |  |  |  | 10001888 | 20 | 1 | [5 empty] | FALSE |  |  |  | SunEarth - SETR A503 TTR U + VFS 20-400 |  | SunEarth - SETR A503 TTR U + VFS 20-400 | County of Riverside | FALSE | 7 |  | 2014-05-23 |  | 2014-07-17 | 2014-08-28 | 2014-12-17 | 2015-01-07 | 3553 | 17927 | Up-front Payment
SCG-003082 | Commercial Pools | Pool Heating | Gas | Southern California Gas Company | Incentive:Paid | 21924 | 7 |  | 1 | 3132 |  | 3132 |  | 2014-08-04 09:43 | 2014-08-28 | REGREEN INC | New Construction | Los Angeles | Los Angeles | 90012 | Host Customer is System Owner | [7 empty] | 883.74 | 40.17 |  | Glycol | Pressure Stagnation Protection (PSP) |  |  | 1 | 1 |  | Z09 |  |  |  | 2010115A | 22 | 1 | [5 empty] | FALSE |  |  |  | Heliodyne - Delta-T Pro Ethernet |  | Heliodyne - Delta-T Pro Ethernet | City of Los Angeles Building and Safety | FALSE | 35.12 |  | 2014-05-20 |  | 2014-08-04 | 2014-08-28 | 2016-07-07 | 2016-08-11 | 2980 | 110000 | Up-front Payment
SCG-003084 | Commercial Pools | Pool Heating | Gas | Southern California Gas Company | Incentive:Paid | 10514 | 7 |  | 1 | 1502 |  | 1502 |  | 2014-06-30 16:18 | 2014-07-30 | MOHR POWER SOLAR INC | Retrofit | Anaheim | Orange | 92802 | Host Customer is System Owner | [7 empty] | 800 | 50 |  | Drainback |  |  |  | 1 | 1 |  | Z08 |  |  |  | 10001884 | 16 | 1 | [5 empty] | FALSE | [5 empty] | SunEarth - SETR0603mcU + VFS 20-400 | City of Anaheim | FALSE | 9.99 |  | 2014-05-20 |  | 2014-06-30 | 2014-07-30 | 2014-08-06 | 2014-08-16 | 3715 | 15000 | Up-front Payment
SCG-003085 | Commercial Pools | Pool Heating | Gas | Southern California Gas Company | Incentive:Paid | 9513 | 7 |  | 1 | 1359 |  | 1359 |  | 2014-06-23 10:55 | 2014-07-25 | MOHR POWER SOLAR INC | Retrofit | Anaheim | Orange | 92802 | Host Customer is System Owner | [7 empty] | 1092 | 42 |  | Drainback |  |  |  | 1 | 1 |  | Z08 |  |  |  | 10001884 | 26 | 1 | [5 empty] | FALSE | [5 empty] | SunEarth - SETR A503 TTR U + VFS 20-400 | City of Anaheim | FALSE | 11.05 |  | 2014-05-21 |  | 2014-06-23 | 2014-07-25 | 2014-08-06 | 2014-09-03 | 3693 | 15018 | Up-front Payment
SCG-003086 | Commercial Pools | Pool Heating | Gas | Southern California Gas Company | Incentive:Paid | 1127 | 7 |  | 1 | 161 |  | 161 |  | 2014-06-23 10:55 | 2014-07-25 | MOHR POWER SOLAR INC | Retrofit | Anaheim | Orange | 92802 | Host Customer is System Owner | [7 empty] | 252 | 42 |  | Drainback |  |  |  | 1 | 1 |  | Z08 |  |  |  | 10001884 | 6 | 1 | [5 empty] | FALSE | [6 empty] | City of Anaheim | FALSE | 33.71 |  | 2014-05-21 |  | 2014-06-23 | 2014-07-25 | 2014-08-06 | 2014-08-07 | 3715 | 5428 | Up-front Payment
PGE-003087 | Commercial/Multifamily Residential | Domestic Hot Water | Gas | Pacific Gas and Electric | Reservation:Canceled | 2236 | 14.53 |  | 1 | 162 |  | 154 |  | 2014-06-10 11:07 |  |  | New Construction | Pt. Richmond | Contra Costa | 94801 | Host Customer is System Owner | [7 empty] | 81.72 | 40.86 |  | Glycol |  | Solar Storage with Tankless Auxiliary Water Heater |  | 0.95 | 1 | 84 | Z03 | 2 | Units | Apartments/Condos | 2006024E | 2 | 2 | 175 | 1 | 5 | 2 | 198000 | TRUE | 130 | 125 | [5 empty] | FALSE | 81.11 |  | 2011-06-01: 2014-05-22; 2011-06-23: 2014-06-10 | 3791 | 13140 | Up-front Payment
SCG-003089 | Commercial Pools | Pool Heating | Gas | Southern California Gas Company | Incentive:Paid | 9716 | 7 |  | 1 | 1388 |  | 1388 |  | 2014-07-10 16:14 | 2014-07-28 | ENERGY SERVICES | Retrofit | rancho mirage | Riverside | 92270 | Host Customer is System Owner | [7 empty] | 661.5 | 47.25 |  | Drainback |  |  |  | 1 | 1 |  | Z15 |  |  |  | 10204-12 | 14 | 1 | [5 empty] | FALSE | [5 empty] | SunEarth - SETRA503 TTR U + Series 200 | rancho mirage | FALSE | 7.59 |  | 2014-07-09 |  | 2014-07-10 | 2014-07-28 | 2014-08-28 | 2014-10-26 | 3634 | 10531 | Up-front Payment
SCG-003091 | Commercial Pools | Pool Heating | Gas | Southern California Gas Company | Incentive:Paid | 7840 | 7 |  | 1 | 1120 |  | 1120 |  | 2014-07-01 16:30 | 2014-08-06 | SUNTREK INDUSTRIES INC | Retrofit | Riverside | Riverside | 92504 | Host Customer is System Owner | [7 empty] | 448 | 28 |  | Drainback |  |  |  | 1 | 1 |  | Z10 |  |  |  | 2007048A | 16 | 1 | [5 empty] | FALSE | [6 empty] | City of Riverside | FALSE | 7.34 |  | 2014-05-27 |  | 2014-07-01 | 2014-08-06 | 2015-04-08 | 2015-04-27 | 3457 | 8225 | Up-front Payment
SCG-003092 | Commercial Pools | Pool Heating | Gas | Southern California Gas Company | Incentive:Paid | 5330 | 7 |  | 1 | 846 |  | 761 |  | 2014-07-01 16:32 | 2014-07-11 | SUNTREK INDUSTRIES INC | Retrofit | Indio | Riverside | 92201 | Host Customer is System Owner | [7 empty] | 352.5 | 70.5 |  | Manual Drainback |  |  |  | 0.9 | 1 |  | Z15 |  |  |  | 2007048A | 5 | 1 | [5 empty] | FALSE | [6 empty] | Indio | FALSE | 8.82 |  | 2014-05-27 |  | 2014-07-01 | 2014-07-11 | 2015-04-24 | 2015-04-27 | 3457 | 7459 | Up-front Payment
PGE-003093 | Commercial Pools | Pool Heating | Gas | Pacific Gas and Electric | Incentive:Paid | 5873 | 7 |  | 1 | 839 |  | 839 |  | 2014-06-05 16:35 | 2014-06-25 | SUNTREK INDUSTRIES INC | Retrofit | Dublin | Alameda | 94568 | Host Customer is System Owner | [7 empty] | 672 | 24 |  | Drainback |  |  |  | 1 | 1 |  | Z12 |  |  |  | 2007048A | 28 | 1 | [5 empty] | FALSE | [5 empty] | SunEarth - SETR A503 TTR U + VFS 20-400 | Dublin | FALSE | 12.29 |  | 2014-05-27 |  | 2014-06-05 | 2014-06-25 | 2014-11-12 | 2014-12-17 | 3580 | 10310 | Up-front Payment
SCG-003094 | Commercial Pools | Pool Heating | Gas | Southern California Gas Company | Incentive:Paid | 14125 | 7 |  | 1 | 2242 |  | 2018 |  | 2014-07-01 16:32 | 2014-07-30 | SUNTREK INDUSTRIES INC | Retrofit | Palm Springs | Riverside | 92264 | Host Customer is System Owner | [7 empty] | 810 | 45 |  | Drainback |  |  |  | 0.9 | 1 |  | Z15 |  |  |  | 2007048A | 18 | 1 | [5 empty] | FALSE |  |  |  | SunEarth - SETR A503 TTR U + VFS 20-400 |  | SunEarth - SETR A503 TTR U + VFS 20-400 | City of Palm Springs | FALSE | 6.97 |  | 2014-05-27 |  | 2014-07-01 | 2014-07-30 | 2015-08-04 | 2015-08-07 | 3357 | 15617 | Up-front Payment
SCG-003095 | Commercial Pools | Pool Heating | Gas | Southern California Gas Company | Incentive:Paid | 30717 | 7 |  | 1 | 4571 |  | 4388 |  | 2014-07-01 16:33 | 2014-07-31 | SUNTREK INDUSTRIES INC | Retrofit | Palm Springs | Riverside | 92262 | Host Customer is System Owner | [7 empty] | 1500 | 50 |  | Drainback |  |  |  | 0.96 | 1 |  | Z15 |  |  |  | 2007048A | 30 | 1 | [5 empty] | FALSE |  |  |  | SunEarth - SETR A503 TTR U + VFS 20-400 |  | SunEarth - SETR A503 TTR U + VFS 20-400 | Palm Springs | FALSE | 6.72 |  | 2014-05-27 |  | 2014-07-01 | 2014-07-31 | 2015-03-27 | 2015-04-27 | 3457 | 30717 | Up-front Payment
SCG-003096 | Commercial Pools | Pool Heating | Gas | Southern California Gas Company | Incentive:Paid | 17934 | 7 |  | 1 | 2562 |  | 2562 |  | 2014-07-10 10:11 | 2014-07-31 | SUNTREK INDUSTRIES INC | Retrofit | Palm Springs | Riverside | 92262 | Host Customer is System Owner | [7 empty] | 800 | 32 |  | Drainback |  |  |  | 1 | 1 |  | Z15 |  |  |  | 2007048A | 25 | 1 | [5 empty] | FALSE |  |  |  | SunEarth - SETR A503 TTR U + VFS 20-400 |  | SunEarth - SETR A503 TTR U + VFS 20-400 | City of Palm Springs | FALSE | 7 |  | 2014-05-27 |  | 2014-07-10 | 2014-07-31 | 2015-03-27 | 2015-04-27 | 3457 | 17934 | Up-front Payment
SCG-003097 | Commercial Pools | Pool Heating | Gas | Southern California Gas Company | Incentive:Paid | 10900 | 7 |  | 1 | 1589 |  | 1573 |  | 2014-07-01 16:34 | 2014-08-07 | SUNTREK INDUSTRIES INC | Retrofit | Palm Springs | Riverside | 92262 | Host Customer is System Owner | [7 empty] | 496.08 | 27.56 |  | Drainback |  |  |  | 0.99 | 1 |  | Z15 |  |  |  | 2007048A | 18 | 1 | [5 empty] | FALSE |  |  |  | SunEarth - SETR A503 TTR U + VFS 20-400 |  | SunEarth - SETR A503 TTR U + VFS 20-400 | City of Palm Springs | FALSE | 6.86 |  | 2014-05-27 |  | 2014-07-01 | 2014-08-07 | 2015-04-13 | 2015-04-28 | 3457 | 10900.4 | Up-front Payment
SCG-003098 | Commercial Pools | Pool Heating | Gas | Southern California Gas Company | Incentive:Paid | 10598 | 7 |  | 1 | 1514 |  | 1514 |  | 2014-07-01 16:34 | 2014-08-06 | SUNTREK INDUSTRIES INC | Retrofit | Palm Springs | Riverside | 92262 | Host Customer is System Owner | [7 empty] | 460 | 46 |  | Drainback |  |  |  | 1 | 1 |  | Z15 |  |  |  | 2007048A | 10 | 1 | [5 empty] | FALSE | [6 empty] | City of Palm Springs | FALSE | 7 |  | 2014-05-27 |  | 2014-07-01 | 2014-08-06 | 2015-04-13 | 2015-04-27 | 3457 | 10598 | Up-front Payment
SCG-003099 | Commercial Pools | Pool Heating | Gas | Southern California Gas Company | Incentive:Paid | 10717 | 7 |  | 1 | 1531 |  | 1531 |  | 2014-07-10 10:12 | 2014-07-25 | SUNTREK INDUSTRIES INC | Retrofit | Palm Springs | Riverside | 92262 | Host Customer is System Owner | [7 empty] | 460 | 46 |  | Drainback |  |  |  | 1 | 1 |  | Z15 |  |  |  | 2007048A | 10 | 1 | [5 empty] | FALSE | [6 empty] | City of Palm Springs | FALSE | 7 |  | 2014-05-27 |  | 2014-07-10 | 2014-07-25 | 2015-04-13 | 2015-04-27 | 3457 | 10717 | Up-front Payment
PGE-003100 | Commercial Pools | Pool Heating | Gas | Pacific Gas and Electric | Incentive:Paid | 29974 | 7 |  | 1 | 4282 |  | 4282 |  | 2014-06-11 10:22 | 2014-07-02 | SUNTREK INDUSTRIES INC | Retrofit | Dublin | Alameda | 94568 | Host Customer is System Owner | [7 empty] | 3210.48 | 57.33 |  | Drainback |  |  |  | 1 | 1 |  | Z12 |  |  |  | 2007048A | 56 | 1 | [5 empty] | FALSE |  |  |  | SunEarth - SETR A503 TTR U + VFS 20-400 |  | SunEarth - SETR A503 TTR U + VFS 20-400 | Dublin | FALSE | 10.2 |  | 2014-05-27 | 2014-11-26 | 2014-06-11 | 2014-07-02 | 2014-11-12 | 2014-11-26 | 3490 | 43666 | Up-front Payment
SCG-003101 | Commercial Pools | Pool Heating | Gas | Southern California Gas Company | Incentive:Paid | 27293 | 7 |  | 1 | 3899 |  | 3899 |  | 2014-06-24 10:03 | 2014-07-28 | SUNUP ENERGY | Retrofit | Palm Springs | Riverside | 92264 | Host Customer is System Owner | [7 empty] | 1323 | 47.25 |  | Drainback |  |  |  | 1 | 1 |  | Z15 |  |  |  | 10001-5 | 28 | 1 | [5 empty] | FALSE | [5 empty] | SunEarth - SETR0603mcU + VFS 10-200 | City of Palm Springs | FALSE | 7.2 |  | 2014-05-27 |  | 2014-06-24 | 2014-07-28 | 2014-08-21 | 2014-09-10 | 3666 | 28091 | Up-front Payment
SCG-003102 | Low Income Multifamily Residential | Domestic Hot Water | Gas | Southern California Gas Company | Incentive:Paid | 53489 | 24.89 |  | 1 | 2149 |  | 2149 |  | 2014-11-14 12:56 | 2014-12-15 | PROMISE ENERGY INC | New Construction | Los Angeles | Los Angeles | 90057 | Host Customer is System Owner | [7 empty] | 640 | 40 |  | Drainback | Steam Back | Solar Storage and Auxiliary Tanks are separate |  | 1 | 1 | 1976 | Z09 | 52 | Units | Apartments/Condos | 2009058C | 16 | 1 | 800 | 1 | 300 | 1 | 500000 | TRUE | 140 | 120 |  | SunReports - SR1000GVFS20-400 |  | SunReports - SR1000GVFS20-400 | Los Angeles Department of Building & Safety | FALSE | 44.29 |  | 2014-10-17 |  | 2014-11-14 | 2014-12-15 | 2015-08-17 | 2015-09-28 | 3288 | 95178 | Up-front Payment
PGE-003103 | Single Family Residential | Domestic Hot Water | Gas | Pacific Gas and Electric | Incentive:Paid | 1969 | 18.59 |  | 1 | 107 |  | 106 |  | 2014-06-24 15:46 | 2014-07-20 | MERCED COUNTY COMMUNITY ACTION BOARD | Retrofit | WINTON | Merced | 95388 | Host Customer is System Owner | 1 |  | 2010068D | Fafco, Inc. | 500 SERIES | 500-96SF-50G-50S | Indirect Forced Circulation (IF) | 97.56 |  | 2x8, 2x12 | Glycol | Advanced Controller with a Vacation or Holiday Mode | Solar Storage and Auxiliary Tanks are separate | 49.929 | 0.99 | 1 | 20 | Z12 | [18 empty] | MERCED COUNTY | FALSE | 42.11 |  | 2011-06-01: 2014-05-27; 2011-08-03: 2014-06-24; 2011-09-20: 2014-07-20 | 3742 | 4506.11 | Up-front Payment
SCG-003104 | Commercial/Multifamily Residential | Domestic Hot Water | Gas | Southern California Gas Company | Incentive:Paid | 47600 | 14.53 |  | 1 | 3276 |  | 3276 |  | 2014-05-30 17:02 | 2014-06-30 | ALL VALLEY SOLAR INC | Retrofit | Los Angeles | Los Angeles | 90033 | Host Customer is System Owner | [7 empty] | 982.8 | 40.95 |  | Drainback |  | Solar Storage and Auxiliary Tanks are separate |  | 1 | 1 | 2052 | Z09 | 54 | Units | Apartments/Condos | 10001803 | 24 | 4 | 1500 | 1 | 150 | 1 | 100000 | TRUE | 120 | 140 |  | SunEarth - SETR A503 TTR U + VFS 1-20 |  | SunEarth - SETR A503 TTR U + VFS 1-20 | ladbs.org | FALSE | 27.49 |  | 2014-05-30 |  | 2014-05-30 | 2014-06-30 | 2014-09-04 | 2014-10-02 | 3656 | 90055 | Up-front Payment
SCG-003105 | Commercial Pools | Pool Heating | Gas | Southern California Gas Company | Incentive:Paid | 14329 | 7 |  | 1 | 2214 |  | 2214 |  | 2014-07-01 16:34 | 2014-07-31 | SUNTREK INDUSTRIES INC | Retrofit | Palmdale | Los Angeles | 93550 | Host Customer is System Owner | [7 empty] | 798 | 38 |  | Drainback |  |  |  | 1 | 1 |  | Z14 |  |  |  | 2007048A | 21 | 1 | [5 empty] | FALSE |  |  |  | SunEarth - SETR A503 TTR U + VFS 20-400 |  | SunEarth - SETR A503 TTR U + VFS 20-400 | city of palmdale | FALSE | 6.47 |  | 2014-05-27 |  | 2014-07-01 | 2014-07-31 | 2015-08-04 | 2015-08-24 | 3319 | 14329 | Up-front Payment
SDG-003106 | Commercial Pools | Pool Heating | Gas | San Diego Gas and Electric | Incentive:Paid | 9590 | 7 |  | 1 | 1767 |  | 1767 |  | 2014-07-16 16:02 | 2014-08-05 | SUNTREK INDUSTRIES INC | Retrofit | Vista | San Diego | 92084 | Host Customer is System Owner | [7 empty] | 756 | 37.8 |  | Drainback |  |  |  | 1 | 1 |  | Z10 |  |  |  | 2007048A | 20 | 1 | [5 empty] | FALSE |  |  |  | SunEarth - SETR A503 TTR U + VFS 20-400 |  | SunEarth - SETR A503 TTR U + VFS 20-400 | City of Vista | FALSE | 5.43 |  | 2014-05-27 | 2014-07-30 | 2014-07-16 | 2014-08-05 | 2015-09-14 | 2015-09-24 | 3286 | 9590 | Up-front Payment
SCG-003107 | Commercial Pools | Pool Heating | Gas | Southern California Gas Company | Incentive:Paid | 10108 | 7 |  | 1 | 1522 |  | 1522 |  | 2014-07-10 10:13 | 2014-07-31 | SUNTREK INDUSTRIES INC | Retrofit | Pico Rivera | Los Angeles | 90660 | Host Customer is System Owner | [7 empty] | 600 | 40 |  | Drainback |  |  |  | 1 | 1 |  | Z09 |  |  |  | 2007048A | 15 | 1 | [5 empty] | FALSE |  |  |  | SunEarth - SETR A503 TTR U + VFS 20-400 |  | SunEarth - SETR A503 TTR U + VFS 20-400 | City of Pico Rivera | FALSE | 6.64 |  | 2014-05-27 |  | 2014-07-10 | 2014-07-31 | 2015-07-17 | 2015-08-07 | 3357 | 10108 | Up-front Payment
SCG-003108 | Commercial Pools | Pool Heating | Gas | Southern California Gas Company | Incentive:Paid | 14329 | 7 |  | 1 | 2223 |  | 2201 |  | 2014-07-01 16:37 | 2014-07-31 | SUNTREK INDUSTRIES INC | Retrofit | Los Angeles | Los Angeles | 93534 | Host Customer is System Owner | [7 empty] | 806.4 | 38.4 |  | Drainback |  |  |  | 0.99 | 1 |  | Z14 |  |  |  | 2007048A | 21 | 1 | [5 empty] | FALSE |  |  |  | SunEarth - SETR A503 TTR U + VFS 20-400 |  | SunEarth - SETR A503 TTR U + VFS 20-400 | City of Lancaster | FALSE | 6.45 |  | 2014-05-27 |  | 2014-07-01 | 2014-07-31 | 2015-05-01 | 2015-05-11 | 3432 | 14329 | Up-front Payment
SCG-003109 | Commercial Pools | Pool Heating | Gas | Southern California Gas Company | Incentive:Paid | 14329 | 7 |  | 1 | 2184 |  | 2162 |  | 2014-07-01 16:37 | 2014-07-30 | SUNTREK INDUSTRIES INC | Retrofit | Los Angeles | Los Angeles | 93534 | Host Customer is System Owner | [7 empty] | 806.4 | 38.4 |  | Drainback |  |  |  | 0.99 | 1 |  | Z14 |  |  |  | 2007048A | 21 | 1 | [5 empty] | FALSE |  |  |  | SunEarth - SETR A503 TTR U + VFS 20-400 |  | SunEarth - SETR A503 TTR U + VFS 20-400 | City of Lancaster | FALSE | 6.56 |  | 2014-05-27 |  | 2014-07-01 | 2014-07-30 | 2015-05-01 | 2015-05-11 | 3432 | 14329 | Up-front Payment
SCG-003110 | Commercial Pools | Pool Heating | Gas | Southern California Gas Company | Incentive:Paid | 9863 | 7 |  | 1 | 1517 |  | 1517 |  | 2014-07-01 16:38 | 2014-07-31 | SUNTREK INDUSTRIES INC | Retrofit | Santa Ana | Orange | 92704 | Host Customer is System Owner | [7 empty] | 550 | 55 |  | Drainback |  |  |  | 1 | 1 |  | Z08 |  |  |  | 2007048A | 10 | 1 | [5 empty] | FALSE |  |  |  | SunEarth - SETR A503 TTR U + VFS 20-400 |  | SunEarth - SETR A503 TTR U + VFS 20-400 | City of Santa Ana | FALSE | 6.5 |  | 2014-05-27 |  | 2014-07-01 | 2014-07-31 | 2015-07-17 | 2015-08-07 | 3357 | 9863 | Up-front Payment
SCG-003112 | Commercial Pools | Pool Heating | Gas | Southern California Gas Company | Incentive:Paid | 7889 | 7 |  | 1 | 1127 |  | 1127 |  | 2014-05-29 16:48 | 2014-06-18 | MOHR POWER SOLAR INC | Retrofit | Reseda | Los Angeles | 91335 | Owner/Tenant | [7 empty] | 550 | 50 |  | Drainback |  |  |  | 1 | 1 |  | Z09 |  |  |  | 10001884 | 11 | 1 | [5 empty] | FALSE | [5 empty] | SunEarth - SETR A503 TTR U + VFS 20-400 | Los Angeles City Department of Building and Safety (LADBS City) | FALSE | 7.5 |  | 2014-05-28 |  | 2014-05-29 | 2014-06-18 | 2014-06-30 | 2014-07-22 | 3732 | 8455.41 | Up-front Payment
SCG-003113 | Commercial Pools | Pool Heating | Gas | Southern California Gas Company | Incentive:Paid | 7616 | 7 |  | 1 | 1088 |  | 1088 |  | 2014-05-29 16:50 | 2014-06-11 | MOHR POWER SOLAR INC | Retrofit | Reseda | Los Angeles | 91335 | Owner/Tenant | [7 empty] | 531.3 | 48.3 |  | Drainback |  |  |  | 1 | 1 |  | Z09 |  |  |  | 10001884 | 11 | 1 | [5 empty] | FALSE | [5 empty] | SunEarth - SETR A503 TTR U + VFS 20-400 | Los Angeles City Department of Building and Safety (LADBS City) | FALSE | 7.77 |  | 2014-05-28 |  | 2014-05-29 | 2014-06-11 | 2014-06-30 | 2014-08-20 | 3693 | 8455.41 | Up-front Payment
SCG-003114 | Commercial Pools | Pool Heating | Gas | Southern California Gas Company | Incentive:Paid | 11522 | 7 |  | 1 | 1683 |  | 1683 |  | 2014-07-07 12:25 | 2014-08-06 | SUNTREK INDUSTRIES INC | Retrofit | Cypress | Orange | 90630 | Host Customer is System Owner | [7 empty] | 635.992 | 22.714 |  | Drainback |  |  |  | 1 | 1 |  | Z08 |  |  |  | 2007048A | 28 | 1 | [5 empty] | FALSE | [5 empty] | SunEarth - SETR A503 TTR U + VFS 20-400 | Cypress | FALSE | 6.85 |  | 2014-05-28 |  | 2014-07-07 | 2014-08-06 | 2014-10-01 | 2014-10-28 | 3634 | 11522 | Up-front Payment
SCG-003115 | Commercial Pools | Pool Heating | Gas | Southern California Gas Company | Incentive:Paid | 9989 | 7 |  | 1 | 1495 |  | 1495 |  | 2014-07-07 12:25 | 2014-08-07 | SUNTREK INDUSTRIES INC | Retrofit | Cypress | Orange | 90630 | Host Customer is System Owner | [7 empty] | 540 | 36 |  | Drainback |  |  |  | 1 | 1 |  | Z08 |  |  |  | 2007048A | 15 | 1 | [5 empty] | FALSE | [5 empty] | SunEarth - SETR A503 TTR U + VFS 20-400 | Cypress | FALSE | 6.68 |  | 2014-05-28 |  | 2014-07-07 | 2014-08-07 | 2014-10-01 | 2014-10-28 | 3632 | 9989 | Up-front Payment
SCG-003116 | Commercial Pools | Pool Heating | Gas | Southern California Gas Company | Incentive:Paid | 7637 | 7 |  | 1 | 1091 |  | 1091 |  | 2014-07-07 12:25 | 2014-08-06 | SUNTREK INDUSTRIES INC | Retrofit | Cypress | Orange | 90630 | Host Customer is System Owner | [7 empty] | 396 | 36 |  | Drainback |  |  |  | 1 | 1 |  | Z08 |  |  |  | 2007048A | 11 | 1 | [5 empty] | FALSE | [6 empty] | Cypress | FALSE | 7.04 |  | 2014-05-28 |  | 2014-07-07 | 2014-08-06 | 2014-11-07 | 2014-11-19 | 3599 | 7686 | Up-front Payment
SCG-003117 | Commercial Pools | Pool Heating | Gas | Southern California Gas Company | Incentive:Paid | 10542 | 7 |  | 1 | 1582 |  | 1582 |  | 2014-07-07 12:25 | 2014-08-07 | SUNTREK INDUSTRIES INC | Retrofit | Cypress | Orange | 90630 | Host Customer is System Owner | [7 empty] | 540 | 36 |  | Drainback |  |  |  | 1 | 1 |  | Z08 |  |  |  | 2007048A | 15 | 1 | [5 empty] | FALSE |  |  |  | SunEarth - SETR A503 TTR U + VFS 20-400 |  | SunEarth - SETR A503 TTR U + VFS 20-400 | Cypress | FALSE | 6.68 |  | 2014-05-28 |  | 2014-07-07 | 2014-08-07 | 2014-10-01 | 2014-10-28 | 3632 | 10563 | Up-front Payment
SCG-003121 | Low Income Single Family Residential | Domestic Hot Water | Gas | Southern California Gas Company | Incentive:Paid | 1877 | 25.64 |  | 1 | 120 |  | 101 |  | 2014-06-03 15:44 | 2014-07-02 | COMMUNITY SERVICES AND EMPLOYMENT TRAINING INCORPORATED | Retrofit | Earlimart | Tulare | 93219 | Host Customer is System Owner | 8 |  | 2010068D | Fafco, Inc. | 500 SERIES | 500-96SF-50G-50S | Indirect Forced Circulation (IF) | 97.56 |  | 2x8, 2x12 | Glycol | Unglazed Collectors | Solar Storage and Auxiliary Tanks are separate | 49.93 | 0.99 | 0.85 | 95 | Z13 | [18 empty] | county of visalia | FALSE | 38.9 |  | 2011-06-01: 2014-05-28; 2011-08-03: 2014-06-03; 2011-09-20: 2014-07-02 | 3760 | 4668.5 | Up-front Payment
SCG-003122 | Commercial Pools | Pool Heating | Gas | Southern California Gas Company | Incentive:Paid | 7749 | 7 |  | 1 | 1107 |  | 1107 |  | 2014-05-29 16:53 | 2014-06-26 | MOHR POWER SOLAR INC | Retrofit | Reseda | Los Angeles | 91335 | Owner/Tenant | [7 empty] | 531.3 | 48.3 |  | Drainback |  |  |  | 1 | 1 |  | Z09 |  |  |  | 10001884 | 11 | 1 | [5 empty] | FALSE | [5 empty] | SunEarth - SETR A503 TTR U + VFS 20-400 | Los Angeles City Department of Building and Safety (LADBS City) | FALSE | 7.64 |  | 2014-05-28 |  | 2014-05-29 | 2014-06-26 | 2014-06-30 | 2014-09-18 | 3666 | 8455.41 | Up-front Payment
SDG-003123 | Commercial Pools | Pool Heating | Gas | San Diego Gas and Electric | Reservation:Canceled |  | 7 |  | 1 | 1263 |  | 1263 | [8 empty] | Host Customer is System Owner | [7 empty] | 483 | 48.3 |  | Drainback |  |  |  | 1 | 1 |  | Z10 |  |  |  | 10001888 | 10 | 1 | [5 empty] | FALSE | [7 empty] | FALSE | 0 |  | 2011-06-01: 2014-05-28 | 3804 |  | Up-front Payment
SCG-003124 | Commercial Pools | Pool Heating | Gas | Southern California Gas Company | Incentive:Paid | 8127 | 7 |  | 1 | 1161 |  | 1161 |  | 2014-05-29 16:56 | 2014-06-26 | MOHR POWER SOLAR INC | Retrofit | Reseda | Los Angeles | 91335 | Owner/Tenant | [7 empty] | 550 | 50 |  | Drainback |  |  |  | 1 | 1 |  | Z09 |  |  |  | 10001884 | 11 | 1 | [5 empty] | FALSE | [5 empty] | SunEarth - SETR A503 TTR U + VFS 20-400 | Los Angeles City Department of Building and Safety (LADBS City) | FALSE | 7.28 |  | 2014-05-28 |  | 2014-05-29 | 2014-06-26 | 2014-06-30 | 2014-07-16 | 3727 | 8455.41 | Up-front Payment
SCG-003125 | Commercial Pools | Pool Heating | Gas | Southern California Gas Company | Incentive:Paid | 59556 | 7 |  | 1 | 8508 |  | 8508 |  | 2014-06-04 21:18 | 2014-06-16 | CATERSOLAR INC | Retrofit | Agoura Hills | Ventura | 91301 | Host Customer is System Owner | [7 empty] | 3307.5 | 47.25 |  | Drainback |  |  |  | 1 | 1 |  | Z09 |  |  |  | 16204-12 | 70 | 1 | [5 empty] | FALSE | [5 empty] | Badger - Badger 380 | City of Agoura Hills | FALSE | 7.13 |  | 2014-05-28 | 2014-09-15 | 2014-06-04 | 2014-06-16 | 2014-07-18 | 2014-08-18 | 3694 | 60701 | Up-front Payment
SCG-003126 | Commercial Pools | Pool Heating | Gas | Southern California Gas Company | Incentive:Paid | 7889 | 7 |  | 1 | 1127 |  | 1127 |  | 2014-05-29 16:42 | 2014-06-18 | MOHR POWER SOLAR INC | Retrofit | Reseda | Los Angeles | 91335 | Owner/Tenant | [7 empty] | 550 | 50 |  | Drainback |  |  |  | 1 | 1 |  | Z09 |  |  |  | 10001884 | 11 | 1 | [5 empty] | FALSE | [5 empty] | SunEarth - SETR A503 TTR U + VFS 20-400 | Los Angeles City Department of Building and Safety (LADBS City) | FALSE | 7.5 |  | 2014-05-29 |  | 2014-05-29 | 2014-06-18 | 2014-06-30 | 2014-07-30 | 3732 | 8455.41 | Up-front Payment
SCG-003127 | Commercial Pools | Pool Heating | Gas | Southern California Gas Company | Incentive:Paid | 14553 | 7 |  | 1 | 2079 |  | 2079 |  | 2014-10-21 11:02 | 2014-12-12 | SUNUP ENERGY | Retrofit | Palm Springs | Riverside | 92264 | Host Customer is System Owner | [7 empty] | 559.02 | 39.93 |  | Drainback |  |  |  | 1 | 1 |  | Z15 |  |  |  | HP410C | 14 | 1 | [5 empty] | FALSE |  |  |  | SunEarth - SETR0603mcU + VFS 10-200 |  | SunEarth - SETR0603mcU + VFS 10-200 | City of Palm Springs | FALSE | 7.16 |  | 2014-05-29 |  | 2014-10-21 | 2014-12-12 | 2015-01-22 | 2015-02-02 | 3538 | 14882 | Up-front Payment
SCG-003128 | Commercial Pools | Pool Heating | Gas | Southern California Gas Company | Incentive:Paid | 10083 | 7 |  | 1 | 2340 |  | 2293 |  | 2014-06-09 13:21 | 2014-06-23 | REVCO SOLAR ENGINEERING INC | Retrofit | Palm Springs | Riverside | 92264 | Host Customer is System Owner | [7 empty] | 902.69 | 47.51 |  | Drainback |  |  |  | 0.98 | 1 |  | Z15 |  |  |  | 10001773 | 19 | 1 | [5 empty] | FALSE | [5 empty] | SunEarth - SETR A503 TTR U + VFS 20-400 | Palm Springs | FALSE | 4.31 |  | 2014-05-29 |  | 2014-06-09 | 2014-06-23 | 2014-07-10 | 2014-09-03 | 3691 | 10083 | Up-front Payment
PGE-003129 | Low Income Single Family Residential | Domestic Hot Water | Gas | Pacific Gas and Electric | Incentive:Paid | 2458 | 25.64 |  | 1 | 120 |  | 96 |  | 2014-07-17 08:12 | 2014-08-28 | FRESNO COUNTY ECONOMIC OPPORTUNITIES COMMISSION | Retrofit | Kerman | Fresno | 93630 | Host Customer is System Owner | 5 |  | 2010068D | Fafco, Inc. | 500 SERIES | 500-96SF-50G-50S | Indirect Forced Circulation (IF) | 97.56 |  | 2x8, 2x12 | Glycol | Advanced Controller with a Thermal Cycling Function | Solar Storage and Auxiliary Tanks are separate | 50 | 0.94 | 0.85 | 65 | Z13 | [18 empty] | Kerman | FALSE | 33.52 |  | 2014-05-29 | 2014-08-19 |  |  | 2014-07-17 | 2014-08-28 | 3693 | 4022.59 | Up-front Payment
PGE-003130 | Low Income Single Family Residential | Domestic Hot Water | Gas | Pacific Gas and Electric | Incentive:Paid | 2485 | 25.64 |  | 1 | 120 |  | 97 |  | 2014-06-27 14:32 | 2014-08-04 | FRESNO COUNTY ECONOMIC OPPORTUNITIES COMMISSION | Retrofit | FRESNO | Fresno | 93727 | Host Customer is System Owner | 4 |  | 2010068D | Fafco, Inc. | 500 SERIES | 500-96SF-50G-50S | Indirect Forced Circulation (IF) | 97.56 |  | 2x8, 2x12 | Glycol | Advanced Controller with a Thermal Cycling Function | Solar Storage and Auxiliary Tanks are separate | 50 | 0.95 | 0.85 | 55 | Z13 | [18 empty] | Fresno | FALSE | 38.1 |  | 2014-05-29 | 2014-07-27 |  |  | 2014-06-27 | 2014-08-04 | 3727 | 4571.74 | Up-front Payment
SCG-003131 | Commercial Pools | Pool Heating | Gas | Southern California Gas Company | Incentive:Paid | 11403 | 7 |  | 1 | 1720 |  | 1720 |  | 2014-06-06 09:28 | 2014-06-18 | SUNTREK INDUSTRIES INC | Retrofit | Saugus | Los Angeles | 91390 | Host Customer is System Owner | [7 empty] | 912 | 24 |  | Drainback |  |  |  | 1 | 1 |  | Z16 |  |  |  | 2007048A | 38 | 1 | [5 empty] | FALSE |  |  |  | SunEarth - SETR A503 TTR U + VFS 20-400 |  | SunEarth - SETR A503 TTR U + VFS 20-400 | County of Los Angeles | FALSE | 6.63 |  | 2014-05-29 |  | 2014-06-06 | 2014-06-18 | 2015-04-23 | 2015-06-19 | 3410 | 11403 | Up-front Payment
SCG-003132 | Low Income Single Family Residential | Domestic Hot Water | Gas | Southern California Gas Company | Incentive:Paid | 1896 | 25.64 |  | 1 | 120 |  | 102 |  | 2014-06-02 15:34 | 2014-06-05 | COMMUNITY SERVICES AND EMPLOYMENT TRAINING INCORPORATED | Retrofit | Tulare | Tulare | 93274 | Host Customer is System Owner | 1 |  | 2010068D | Fafco, Inc. | 500 SERIES | 500-96SF-50G-50S | Indirect Forced Circulation (IF) | 97.56 |  | 2x8, 2x12 |  | Unglazed Collectors | Solar Storage and Auxiliary Tanks are separate | 50 | 1 | 0.85 | 20 | Z13 | [18 empty] | City of Tulare | FALSE | 37 |  | 2011-06-01: 2014-05-29; 2011-08-03: 2014-06-02; 2011-09-20: 2014-06-05 | 3760 | 4439.54 | Up-front Payment
SDG-003133 | Single Family Residential | Domestic Hot Water | Gas | San Diego Gas and Electric | Incentive:Canceled | 1023 | 18.59 |  | 1 | 61 |  | 55 |  | 2014-07-09 10:54 |  | SOLAIRE ENERGY SYSTEMS INC | Retrofit | San Diego | San Diego | 92127 | Host Customer is System Owner | 4 |  | 30003825 | SunEarth, Inc. | CopperHeart | CP-40G | Direct Integral Collector Storage (DI) | 24.96 |  | CP-40 |  |  | Solar and Auxiliary Storage are the same Tank | 40 | 0.95 | 0.95 | 55 | Z07 | [18 empty] | San Diego County | FALSE | 113.54 |  | 2011-06-01: 2014-05-29; 2011-06-21: 2014-07-29; 2011-08-03: 2014-07-09 | 3672 | 6926 | Up-front Payment
PGE-003134 | Low Income Single Family Residential | Domestic Hot Water | Gas | Pacific Gas and Electric | Incentive:Paid | 2537 | 25.64 |  | 1 | 120 |  | 99 |  | 2014-07-01 09:35 | 2014-08-04 | FRESNO COUNTY ECONOMIC OPPORTUNITIES COMMISSION | Retrofit | Fresno | Fresno | 93722 | Host Customer is System Owner | 3 |  | 2010068D | Fafco, Inc. | 500 SERIES | 500-96SF-50G-50S | Indirect Forced Circulation (IF) | 97.56 |  | 2x8, 2x12 | Glycol | Advanced Controller with a Thermal Cycling Function | Solar Storage and Auxiliary Tanks are separate | 50 | 0.97 | 0.85 | 45 | Z13 | [18 empty] | Fresno | FALSE | 34.33 |  | 2014-05-30 | 2014-07-27 |  |  | 2014-07-01 | 2014-08-04 | 3727 | 4119.15 | Up-front Payment
PGE-003135 | Low Income Single Family Residential | Domestic Hot Water | Gas | Pacific Gas and Electric | Incentive:Paid | 1796 | 36.9 |  | 1 | 120 |  | 108 |  | 2014-07-23 16:42 | 2014-09-03 | FRESNO COUNTY ECONOMIC OPPORTUNITIES COMMISSION | Retrofit | FRESNO | Fresno | 93722 | Host Customer is System Owner | 4 |  | 2010068D | Fafco, Inc. | 500 SERIES | 500-96SF-50G-50S | Indirect Forced Circulation (IF) | 97.56 |  | 2x8, 2x12 | Forced Circulation | Advanced Controller with a Thermal Cycling Function | Solar Storage and Auxiliary Tanks are separate | 50 | 0.9 | 1 | 55 | Z13 | [18 empty] | Fresno | FALSE | 32.52 |  | 2014-05-30 | 2014-08-20 |  |  | 2014-07-23 | 2014-09-03 | 3693 | 3902.61 | Up-front Payment
SCG-003136 | Commercial Pools | Pool Heating | Gas | Southern California Gas Company | Incentive:Paid | 22631 | 7 |  | 1 | 3233 |  | 3233 |  | 2014-07-01 16:39 | 2014-07-31 | SUNTREK INDUSTRIES INC | Retrofit | Indio | Riverside | 92201 | Host Customer is System Owner | [7 empty] | 925.008 | 38.542 |  | Drainback |  |  |  | 1 | 1 |  | Z15 |  |  |  | 2007048A | 24 | 1 | [5 empty] | FALSE |  |  |  | SunEarth - SETR A503 TTR U + VFS 20-400 |  | SunEarth - SETR A503 TTR U + VFS 20-400 | Indio | FALSE | 7 |  | 2014-05-30 |  | 2014-07-01 | 2014-07-31 | 2015-04-13 | 2015-04-27 | 3450 | 22631 | Up-front Payment
SCG-003137 | Commercial Pools | Pool Heating | Gas | Southern California Gas Company | Incentive:Paid | 19946 | 7 |  | 1 | 3166 |  | 2849 |  | 2014-07-01 16:39 | 2014-07-31 | SUNTREK INDUSTRIES INC | Retrofit | indio | Riverside | 92201 | Host Customer is System Owner | [7 empty] | 962 | 38.48 |  | Drainback |  |  |  | 0.9 | 1 |  | Z15 |  |  |  | 2007048A | 25 | 1 | [5 empty] | FALSE |  |  |  | SunEarth - SETR A503 TTR U + VFS 20-400 |  | SunEarth - SETR A503 TTR U + VFS 20-400 | Indio | FALSE | 6.3 |  | 2014-05-30 |  | 2014-07-01 | 2014-07-31 | 2015-04-13 | 2015-04-27 | 3450 | 19946 | Up-front Payment
SCG-003138 | Commercial Pools | Pool Heating | Gas | Southern California Gas Company | Incentive:Paid | 20852 | 7 |  | 1 | 3347 |  | 2979 |  | 2014-07-01 16:39 | 2014-07-31 | SUNTREK INDUSTRIES INC | Retrofit | Indio | Riverside | 92201 | Host Customer is System Owner | [7 empty] | 960 | 38.4 |  | Drainback |  |  |  | 0.89 | 1 |  | Z15 |  |  |  | 2007048A | 25 | 1 | [5 empty] | FALSE |  |  |  | SunEarth - SETR A503 TTR U + VFS 20-400 |  | SunEarth - SETR A503 TTR U + VFS 20-400 | Indio | FALSE | 6.23 |  | 2014-05-30 |  | 2014-07-01 | 2014-07-31 | 2015-04-13 | 2015-04-27 | 3450 | 20852 | Up-front Payment
SCG-003139 | Commercial Pools | Pool Heating | Gas | Southern California Gas Company | Incentive:Paid | 10717 | 7 |  | 1 | 1531 |  | 1531 |  | 2014-07-01 16:39 | 2014-07-31 | SUNTREK INDUSTRIES INC | Retrofit | Lancaster | Los Angeles | 93536 | Host Customer is System Owner | [7 empty] | 512 | 32 |  | Drainback |  |  |  | 1 | 1 |  | Z14 |  |  |  | 408 | 16 | 1 | [5 empty] | FALSE |  |  |  | SunEarth - SETR A503 TTR U + VFS 20-400 |  | SunEarth - SETR A503 TTR U + VFS 20-400 | City of Lancaster | FALSE | 7.03 |  | 2014-05-30 |  | 2014-07-01 | 2014-07-31 | 2015-04-08 | 2015-04-27 | 3457 | 10766 | Up-front Payment
SCG-003140 | Commercial Pools | Pool Heating | Gas | Southern California Gas Company | Incentive:Paid | 10528 | 7 |  | 1 | 1504 |  | 1504 |  | 2014-07-01 16:39 | 2014-07-31 | SUNTREK INDUSTRIES INC | Retrofit | Lancaster | Los Angeles | 93536 | Host Customer is System Owner | [7 empty] | 512 | 32 |  | Drainback |  |  |  | 1 | 1 |  | Z14 |  |  |  | 2007048A | 16 | 1 | [5 empty] | FALSE |  |  |  | SunEarth - SETR A503 TTR U + VFS 20-400 |  | SunEarth - SETR A503 TTR U + VFS 20-400 | City of Lancaster | FALSE | 7 |  | 2014-05-30 |  | 2014-07-01 | 2014-07-31 | 2015-04-08 | 2015-04-27 | 3457 | 10528 | Up-front Payment
SCG-003141 | Low Income Multifamily Residential | Domestic Hot Water | Gas | Southern California Gas Company | Incentive:Paid | 156003 | 24.89 |  | 1 | 6397 |  | 6397 |  | 2014-11-10 07:46 | 2014-12-17 | CALIFORNIA SOLAR THERMAL INC | Retrofit | San Bernadino | San Bernadino | 92410 | Host Customer is System Owner | [7 empty] | 1801.8 | 40.95 |  | Glycol | Steam Back | Solar Storage and Auxiliary Tanks are separate |  | 1 | 1 | 3800 | Z10 | 100 | Units | Apartments/Condos | 10001803 | 44 | 1 | 2800 | 1 | 110 | 1 | 999999 | TRUE | 120 | 140 |  | SunEarth - SETR A503 TTR U + VFS 20-400 |  | SunEarth - SETR A503 TTR U + VFS 20-400 | City of San Bernardino | FALSE | 24.39 |  | 2014-05-30 | 2014-11-13 | 2014-11-10 | 2014-12-17 | 2015-04-01 | 2015-05-08 | 3445 | 156003 | Up-front Payment
PGE-003142 | Low Income Multifamily Residential | Domestic Hot Water | Gas | Pacific Gas and Electric | Incentive:Paid | 93400 | 19.23 |  | 1 | 4857 |  | 4857 |  | 2014-06-24 14:12 | 2014-08-08 | SUN LIGHT & POWER | Retrofit | BERKELEY | Alameda | 94702 | Host Customer is System Owner | [7 empty] | 1285.44 | 40.17 |  | Glycol | Pressure Stagnation Protection (PSP) | Solar Storage and Auxiliary Tanks are separate |  | 1 | 1 | 5550 | Z03 | 150 | Units | Apartments/Condos | 2010115A | 32 | 2 | 2400 | 2 | 500 | 4 | 160000 | TRUE | 140 | 130 |  | Heliodyne - Delta-T Pro Ethernet |  | Heliodyne - Delta-T Pro Ethernet | City of Berkeley | FALSE | 35.31 |  | 2014-06-23 | 2014-07-20 | 2014-06-24 | 2014-08-08 | 2015-05-11 | 2015-05-13 | 3420 | 171520 | Up-front Payment
SCG-003143 | Single Family Residential | Domestic Hot Water | Gas | Southern California Gas Company | Incentive:Paid | 1311 | 18.59 |  | 1 | 75 |  | 71 |  | 2014-06-24 15:41 | 2014-07-21 | ZERO ENERGY CONTRACTING INC | Retrofit | Whittier | Los Angeles | 90606 | Host Customer is System Owner | 3 |  | 2012012B | KIOTO Clear Energy AG | SOLPAL (formerly Solcrafte) | SOLPAL L-G | Direct Integral Collector Storage (DI) | 26.11 |  | Solpal L |  |  | Solar and Auxiliary Storage are the same Tank | 53.1 | 0.99 | 0.95 | 45 | Z09 | [18 empty] | County of Los Angeles | FALSE | 133.07 |  | 2011-06-01: 2014-05-30; 2011-08-03: 2014-06-24; 2011-09-20: 2014-07-21 | 3732 | 9980 | Up-front Payment
SCG-003144 | Single Family Residential | Domestic Hot Water | Gas | Southern California Gas Company | Incentive:Paid | 1114 | 18.59 |  | 1 | 75 |  | 60 |  | 2014-05-30 15:08 | 2014-06-23 | ZERO ENERGY CONTRACTING INC | Retrofit | Burbank | Los Angeles | 91506 | Host Customer is System Owner | 3 |  | 2012012B | KIOTO Clear Energy AG | SOLPAL (formerly Solcrafte) | SOLPAL L-G | Direct Integral Collector Storage (DI) | 26.11 |  | Solpal L |  |  | Solar and Auxiliary Storage are the same Tank | 53.1 | 0.94 | 0.85 | 45 | Z09 | [18 empty] | City of Burbank | FALSE | 171.77 |  | 2011-06-01: 2014-05-30; 2011-08-03: 2014-05-30; 2011-09-20: 2014-06-23 | 3770 | 12883 | Up-front Payment
SCG-003145 | Single Family Residential | Domestic Hot Water | Gas | Southern California Gas Company | Incentive:Paid | 1166 | 18.59 |  | 1 | 64 |  | 63 |  | 2014-05-30 16:19 | 2014-07-05 | ZERO ENERGY CONTRACTING INC | Retrofit | Fullerton | Orange | 92832 | Host Customer is System Owner | 3 |  | 30003825 | SunEarth, Inc. | CopperHeart | CP-40G | Direct Integral Collector Storage (DI) | 24.96 |  | CP-40 |  |  | Solar and Auxiliary Storage are the same Tank | 40 | 0.98 | 1 | 45 | Z08 | [18 empty] | City of Fullerton | FALSE | 171.09 |  | 2011-06-01: 2014-05-30; 2011-08-03: 2014-05-30; 2011-09-20: 2014-07-05 | 3749 | 10950 | Up-front Payment
SCG-003146 | Single Family Residential | Domestic Hot Water | Gas | Southern California Gas Company | Incentive:Paid | 1357 | 18.59 |  | 1 | 73 |  | 73 |  | 2014-05-30 16:49 | 2014-07-05 | ZERO ENERGY CONTRACTING INC | Retrofit | Cypress | Los Angeles | 90630 | Host Customer is System Owner | 3 |  | 2012012B | KIOTO Clear Energy AG | SOLPAL (formerly Solcrafte) | SOLPAL L-G | Direct Integral Collector Storage (DI) | 26.11 |  | Solpal L |  |  | Solar and Auxiliary Storage are the same Tank | 53.1 | 1 | 1 | 45 | Z08 | [18 empty] | City of Cypress | FALSE | 169.12 |  | 2011-06-01: 2014-05-30; 2011-08-03: 2014-05-30; 2011-09-20: 2014-07-05 | 3749 | 12346 | Up-front Payment
SCG-003147 | Single Family Residential | Domestic Hot Water | Gas | Southern California Gas Company | Incentive:Paid | 1366 | 18.59 |  | 1 | 75 |  | 74 |  | 2014-06-02 08:50 | 2014-07-05 | ZERO ENERGY CONTRACTING INC | Retrofit | West Covina | Los Angeles | 91790 | Host Customer is System Owner | 4 |  | 2012012B | KIOTO Clear Energy AG | SOLPAL (formerly Solcrafte) | SOLPAL L-G | Direct Integral Collector Storage (DI) | 26.11 |  | Solpal L |  |  | Solar and Auxiliary Storage are the same Tank | 53.1 | 0.98 | 1 | 55 | Z09 | [18 empty] | City of West Covina | FALSE | 170 |  | 2011-06-01: 2014-05-31; 2011-08-03: 2014-06-02; 2011-09-20: 2014-07-05 | 3732 | 12750 | Up-front Payment
SCG-003148 | Single Family Residential | Domestic Hot Water | Gas | Southern California Gas Company | Incentive:Paid | 1227 | 18.59 |  | 1 | 66 |  | 66 |  | 2014-05-31 11:53 | 2014-07-05 | ZERO ENERGY CONTRACTING INC | Retrofit | West Covina | Los Angeles | 91790 | Host Customer is System Owner | 5 |  | 30003825 | SunEarth, Inc. | CopperHeart | CP-40G | Direct Integral Collector Storage (DI) | 24.96 |  | CP-40 |  |  | Solar and Auxiliary Storage are the same Tank | 40 | 1 | 1 | 65 | Z09 | [18 empty] | City of West Covina | FALSE | 203.58 |  | 2011-06-01: 2014-05-31; 2011-08-03: 2014-05-31; 2011-09-20: 2014-07-05 | 3749 | 13436 | Up-front Payment
SCG-003149 | Single Family Residential | Domestic Hot Water | Gas | Southern California Gas Company | Incentive:Paid | 1298 | 18.59 |  | 1 | 75 |  | 70 |  | 2014-05-31 12:09 | 2014-07-05 | ZERO ENERGY CONTRACTING INC | Retrofit | Burbank | Los Angeles | 91505 | Host Customer is System Owner | 3 |  | 2012012B | KIOTO Clear Energy AG | SOLPAL (formerly Solcrafte) | SOLPAL L-G | Direct Integral Collector Storage (DI) | 26.11 |  | Solpal L |  |  | Solar and Auxiliary Storage are the same Tank | 53.1 | 0.98 | 0.95 | 45 | Z09 | [18 empty] | City of Burbank | FALSE | 174.44 |  | 2011-06-01: 2014-05-31; 2011-08-03: 2014-05-31; 2011-09-20: 2014-07-05 | 3749 | 13083 | Up-front Payment
SCG-003150 | Single Family Residential | Domestic Hot Water | Gas | Southern California Gas Company | Incentive:Paid | 1227 | 18.59 |  | 1 | 66 |  | 66 |  | 2014-05-31 12:25 | 2014-07-05 | ZERO ENERGY CONTRACTING INC | Retrofit | West Covina | Los Angeles | 91790 | Host Customer is System Owner | 4 |  | 30003825 | SunEarth, Inc. | CopperHeart | CP-40G | Direct Integral Collector Storage (DI) | 24.96 |  | CP-40 |  |  | Solar and Auxiliary Storage are the same Tank | 40 | 1 | 1 | 55 | Z09 | [18 empty] | City of West Covina | FALSE | 151.21 |  | 2011-06-01: 2014-05-31; 2011-08-03: 2014-05-31; 2011-09-20: 2014-07-05 | 3749 | 9980 | Up-front Payment
SCG-003151 | Single Family Residential | Domestic Hot Water | Gas | Southern California Gas Company | Incentive:Paid | 1227 | 18.59 |  | 1 | 66 |  | 66 |  | 2014-06-27 11:55 | 2014-07-21 | ZERO ENERGY CONTRACTING INC | Retrofit | Whittier | Los Angeles | 90605 | Host Customer is System Owner | 3 |  | 30003825 | SunEarth, Inc. | CopperHeart | CP-40G | Direct Integral Collector Storage (DI) | 24.96 |  | CP-40 |  |  | Solar and Auxiliary Storage are the same Tank | 40 | 1 | 1 | 45 | Z09 | [18 empty] | County of Los Angeles | FALSE | 179.33 |  | 2011-06-01: 2014-05-31; 2011-08-03: 2014-06-27; 2011-09-20: 2014-07-21 | 3732 | 11836 | Up-front Payment
SCG-003152 | Single Family Residential | Domestic Hot Water | Gas | Southern California Gas Company | Incentive:Paid | 1129 | 18.59 |  | 1 | 75 |  | 61 |  | 2014-05-31 12:52 | 2014-07-14 | ZERO ENERGY CONTRACTING INC | Retrofit | Covina | Los Angeles | 91722 | Host Customer is System Owner | 6 |  | 2012012B | KIOTO Clear Energy AG | SOLPAL (formerly Solcrafte) | SOLPAL L-G | Direct Integral Collector Storage (DI) | 26.11 |  | Solpal L |  |  | Solar and Auxiliary Storage are the same Tank | 53.1 | 0.81 | 1 | 75 | Z09 | [18 empty] | City of Covina | FALSE | 133.07 |  | 2011-06-01: 2014-05-31; 2011-08-03: 2014-05-31; 2011-09-20: 2014-07-14 | 3749 | 9980 | Up-front Payment
SCG-003153 | Single Family Residential | Domestic Hot Water | Gas | Southern California Gas Company | Incentive:Paid | 1190 | 18.59 |  | 1 | 64 |  | 64 |  | 2014-06-24 16:26 | 2014-07-21 | ZERO ENERGY CONTRACTING INC | Retrofit | Fullerton | Orange | 92835 | Host Customer is System Owner | 3 |  | 30003825 | SunEarth, Inc. | CopperHeart | CP-40G | Direct Integral Collector Storage (DI) | 24.96 |  | CP-40 |  |  | Solar and Auxiliary Storage are the same Tank | 39.9 | 1 | 1 | 45 | Z08 | [18 empty] | City of Fullerton | FALSE | 203.64 |  | 2011-06-01: 2014-05-31; 2011-08-03: 2014-06-24; 2011-09-20: 2014-07-21 | 3732 | 13033 | Up-front Payment
SCG-003154 | Single Family Residential | Domestic Hot Water | Gas | Southern California Gas Company | Incentive:Paid | 1357 | 18.59 |  | 1 | 73 |  | 73 |  | 2014-05-31 15:08 | 2014-07-14 | ZERO ENERGY CONTRACTING INC | Retrofit | Placentia | Orange | 92870 | Host Customer is System Owner | 3 |  | 2012012B | KIOTO Clear Energy AG | SOLPAL (formerly Solcrafte) | SOLPAL L-G | Direct Integral Collector Storage (DI) | 26.11 |  | Solpal L |  |  | Solar and Auxiliary Storage are the same Tank | 53.1 | 1 | 1 | 45 | Z08 | [18 empty] | City of Placentia | FALSE | 161.32 |  | 2011-06-01: 2014-05-31; 2011-08-03: 2014-05-31; 2011-09-20: 2014-07-14 | 3749 | 11776 | Up-front Payment
SCG-003155 | Single Family Residential | Domestic Hot Water | Gas | Southern California Gas Company | Incentive:Paid | 1357 | 18.59 |  | 1 | 73 |  | 73 |  | 2014-06-24 16:19 | 2014-07-18 | ZERO ENERGY CONTRACTING INC | Retrofit | Cypress | Los Angeles | 90630 | Host Customer is System Owner | 5 |  | 2012012B | KIOTO Clear Energy AG | SOLPAL (formerly Solcrafte) | SOLPAL L-G | Direct Integral Collector Storage (DI) | 26.11 |  | Solpal L |  |  | Solar and Auxiliary Storage are the same Tank | 53.1 | 1 | 1 | 65 | Z08 | [18 empty] | City of Cypress | FALSE | 154.97 |  | 2011-06-01: 2014-05-31; 2011-08-03: 2014-06-24; 2011-09-20: 2014-07-18 | 3732 | 11313 | Up-front Payment
SCG-003156 | Single Family Residential | Domestic Hot Water | Gas | Southern California Gas Company | Incentive:Paid | 1352 | 18.59 |  | 1 | 75 |  | 73 |  | 2014-05-31 13:49 | 2014-07-05 | ZERO ENERGY CONTRACTING INC | Retrofit | Covina | Los Angeles | 91722 | Host Customer is System Owner | 3 |  | 2012012B | KIOTO Clear Energy AG | SOLPAL (formerly Solcrafte) | SOLPAL L-G | Direct Integral Collector Storage (DI) | 26.11 |  | Solpal L |  |  | Solar and Auxiliary Storage are the same Tank | 53.1 | 0.97 | 1 | 45 | Z09 | [18 empty] | City of Covina | FALSE | 212.21 |  | 2011-06-01: 2014-05-31; 2011-08-03: 2014-05-31; 2011-09-20: 2014-07-05 | 3749 | 15916 | Up-front Payment
SCG-003157 | Single Family Residential | Domestic Hot Water | Gas | Southern California Gas Company | Incentive:Paid | 1130 | 18.59 |  | 1 | 73 |  | 61 |  | 2014-05-31 14:15 | 2014-06-23 | ZERO ENERGY CONTRACTING INC | Retrofit | Downey | Los Angeles | 90242 | Host Customer is System Owner | 4 |  | 2012012B | KIOTO Clear Energy AG | SOLPAL (formerly Solcrafte) | SOLPAL L-G | Direct Integral Collector Storage (DI) | 26.11 |  | Solpal L |  |  | Solar and Auxiliary Storage are the same Tank | 53.1 | 0.98 | 0.85 | 55 | Z08 | [18 empty] | City of Downey | FALSE | 207.03 |  | 2011-06-01: 2014-05-31; 2011-08-03: 2014-05-31; 2011-09-20: 2014-06-23 | 3770 | 15113 | Up-front Payment
SCG-003158 | Single Family Residential | Domestic Hot Water | Gas | Southern California Gas Company | Incentive:Paid | 1289 | 18.59 |  | 1 | 73 |  | 69 |  | 2014-05-31 14:58 | 2014-07-05 | ZERO ENERGY CONTRACTING INC | Retrofit | Downey | Los Angeles | 90241 | Host Customer is System Owner | 5 |  | 2012012B | KIOTO Clear Energy AG | SOLPAL (formerly Solcrafte) | SOLPAL L-G | Direct Integral Collector Storage (DI) | 26.11 |  | Solpal L |  |  | Solar and Auxiliary Storage are the same Tank | 53.1 | 1 | 0.95 | 65 | Z08 | [18 empty] | City of Downey | FALSE | 208.26 |  | 2011-06-01: 2014-05-31; 2011-08-03: 2014-05-31; 2011-09-20: 2014-07-05 | 3749 | 15203 | Up-front Payment
SCG-003159 | Single Family Residential | Domestic Hot Water | Gas | Southern California Gas Company | Incentive:Paid | 1330 | 18.59 |  | 1 | 73 |  | 72 |  | 2014-05-31 15:35 | 2014-06-23 | ZERO ENERGY CONTRACTING INC | Retrofit | Bellflower | Los Angeles | 90706 | Host Customer is System Owner | 4 |  | 2012012B | KIOTO Clear Energy AG | SOLPAL (formerly Solcrafte) | SOLPAL L-G | Direct Integral Collector Storage (DI) | 26.11 |  | Solpal L |  |  | Solar and Auxiliary Storage are the same Tank | 53.1 | 0.98 | 1 | 55 | Z08 | [18 empty] | City of Bellflower | FALSE | 136.71 |  | 2011-06-01: 2014-05-31; 2011-08-03: 2014-05-31; 2011-09-20: 2014-06-23 | 3760 | 9980 | Up-front Payment
SCG-003160 | Single Family Residential | Domestic Hot Water | Gas | Southern California Gas Company | Incentive:Paid | 1394 | 18.59 |  | 1 | 75 |  | 75 |  | 2014-06-24 15:48 | 2014-07-21 | ZERO ENERGY CONTRACTING INC | Retrofit | Sherman Oaks | Los Angeles | 91401 | Host Customer is System Owner | 3 |  | 2012012B | KIOTO Clear Energy AG | SOLPAL (formerly Solcrafte) | SOLPAL L-G | Direct Integral Collector Storage (DI) | 26.11 |  | Solpal L |  |  | Solar and Auxiliary Storage are the same Tank | 53.1 | 1 | 1 | 45 | Z09 | [18 empty] | City of Los Angeles | FALSE | 173.73 |  | 2011-06-01: 2014-05-31; 2011-08-03: 2014-06-24; 2011-09-20: 2014-07-21 | 3732 | 13030 | Up-front Payment
SCG-003161 | Single Family Residential | Domestic Hot Water | Gas | Southern California Gas Company | Incentive:Paid | 1276 | 18.59 |  | 1 | 73 |  | 69 |  | 2014-05-31 16:11 | 2014-07-14 | ZERO ENERGY CONTRACTING INC | Retrofit | Downey | Los Angeles | 90241 | Host Customer is System Owner | 4 |  | 2012012B | KIOTO Clear Energy AG | SOLPAL (formerly Solcrafte) | SOLPAL L-G | Direct Integral Collector Storage (DI) | 26.11 |  | Solpal L |  |  | Solar and Auxiliary Storage are the same Tank | 53.1 | 0.99 | 0.95 | 55 | Z08 | [18 empty] | City of Downey | FALSE | 213.33 |  | 2011-06-01: 2014-05-31; 2011-08-03: 2014-05-31; 2011-09-20: 2014-07-14 | 3749 | 15573 | Up-front Payment
SCG-003162 | Commercial Pools | Pool Heating | Gas | Southern California Gas Company | Incentive:Paid | 47663 | 7 |  | 1 | 6809 |  | 6809 |  | 2014-06-12 15:07 | 2014-07-01 | SUNTREK INDUSTRIES INC | Retrofit | Mission Viejo | Orange | 92692 | Host Customer is System Owner | [7 empty] | 2730 | 30 |  | Drainback |  |  |  | 1 | 1 |  | Z08 |  |  |  | 2007048A | 91 | 1 | [5 empty] | FALSE |  |  |  | SunEarth - SETR A503 TTR U + VFS 20-400 |  | SunEarth - SETR A503 TTR U + VFS 20-400 | Mission Viejo | FALSE | 8.29 |  | 2014-06-02 | 2015-03-06 | 2014-06-12 | 2014-07-01 | 2015-01-27 | 2015-03-20 | 3495 | 56464 | Up-front Payment
SCG-003163 | Low Income Multifamily Residential | Domestic Hot Water | Gas | Southern California Gas Company | Incentive:Paid | 156003 | 24.89 |  | 1 | 6379 |  | 6379 |  | 2014-11-10 07:47 | 2014-12-17 | CALIFORNIA SOLAR THERMAL INC | Retrofit | San Bernadino | San Bernadino | 92410 | Host Customer is System Owner | [7 empty] | 1801.8 | 40.95 |  | Glycol | Steam Back | Solar Storage and Auxiliary Tanks are separate |  | 1 | 1 | 3774 | Z10 | 102 | Units | Apartments/Condos | 10001803 | 44 | 1 | 2800 | 1 | 110 | 1 | 999999 | TRUE | 120 | 140 |  | SunEarth - SETR A503 TTR U + VFS 20-400 |  | SunEarth - SETR A503 TTR U + VFS 20-400 | City of San Bernardino | FALSE | 24.46 |  | 2014-06-02 | 2014-11-13 | 2014-11-10 | 2014-12-17 | 2015-04-01 | 2015-05-08 | 3428 | 156003 | Up-front Payment
SCG-003164 | Low Income Multifamily Residential | Domestic Hot Water | Gas | Southern California Gas Company | Incentive:Paid | 156003 | 24.89 |  | 1 | 6379 |  | 6379 |  | 2014-11-10 07:48 | 2014-12-17 | CALIFORNIA SOLAR THERMAL INC | Retrofit | San Bernadino | San Bernadino | 92410 | Host Customer is System Owner | [7 empty] | 1801.8 | 40.95 |  | Glycol | Steam Back | Solar Storage and Auxiliary Tanks are separate |  | 1 | 1 | 3774 | Z10 | 102 | Units | Apartments/Condos | 10001803 | 44 | 1 | 2800 | 1 | 110 | 1 | 999999 | TRUE | 120 | 140 |  | SunEarth - SETR A503 TTR U + VFS 20-400 |  | SunEarth - SETR A503 TTR U + VFS 20-400 | City of San Bernardino | FALSE | 24.46 |  | 2014-06-02 | 2014-11-13 | 2014-11-10 | 2014-12-17 | 2015-04-01 | 2015-05-08 | 3431 | 156003 | Up-front Payment
SCG-003165 | Commercial Pools | Pool Heating | Gas | Southern California Gas Company | Incentive:Paid | 17626 | 7 |  | 1 | 2518 |  | 2518 |  | 2014-06-13 13:07 | 2014-07-01 | CALIFORNIA SOLAR THERMAL INC | Retrofit | Palm Springs | Riverside | 92264 | Host Customer is System Owner | [7 empty] | 966 | 48.3 |  | Drainback |  |  |  | 1 | 1 |  | Z15 |  |  |  | 10001888 | 20 | 1 | [5 empty] | FALSE | [5 empty] | SunEarth - SETR A503 TTR U + VFS 20-400 | Riverside County | FALSE | 7 |  | 2014-06-03 |  | 2014-06-13 | 2014-07-01 | 2014-09-02 | 2014-10-02 | 3656 | 17626 | Up-front Payment
SDG-003166 | Commercial Pools | Pool Heating | Gas | San Diego Gas and Electric | Incentive:Paid | 7966 | 7 |  | 1 | 1286 |  | 1222 |  | 2014-06-18 09:36 | 2014-08-06 | CALIFORNIA SOLAR THERMAL INC | Retrofit | Alpine | San Diego | 91901 | Host Customer is System Owner | [7 empty] | 569.8 | 40.7 |  | Drainback |  |  |  | 0.95 | 1 |  | Z10 |  |  |  | 10001888 | 14 | 1 | [5 empty] | FALSE |  |  |  | SunEarth - SETR A503 TTR U + VFS 20-400 |  | SunEarth - SETR A503 TTR U + VFS 20-400 | San Diego County | FALSE | 6.19 |  | 2014-06-11 | 2014-07-10 | 2014-06-18 | 2014-08-06 | 2014-11-30 | 2015-01-22 | 3539 | 7966 | Up-front Payment
SDG-003167 | Commercial Pools | Pool Heating | Gas | San Diego Gas and Electric | Incentive:Paid | 21245 | 7 |  | 1 | 3035 |  | 3035 |  | 2014-06-10 07:12 | 2014-08-06 | CALIFORNIA SOLAR THERMAL INC | Retrofit | San Diego | San Diego | 92129 | Host Customer is System Owner | [7 empty] | 1159.2 | 48.3 |  | Drainback |  |  |  | 1 | 1 |  | Z10 |  |  |  | 10001888 | 24 | 1 | [5 empty] | FALSE |  |  |  | SunEarth - SETR A503 TTR U + VFS 20-400 |  | SunEarth - SETR A503 TTR U + VFS 20-400 | City of San Diego | FALSE | 7 |  | 2014-06-03 | 2014-07-23 | 2014-06-10 | 2014-08-06 | 2015-06-22 | 2015-07-09 | 3384 | 21245 | Up-front Payment
SDG-003168 | Commercial Pools | Pool Heating | Gas | San Diego Gas and Electric | Incentive:Paid | 10381 | 7 |  | 1 | 1483 |  | 1483 |  | 2014-06-12 13:16 | 2014-07-21 | CALIFORNIA SOLAR THERMAL INC | Retrofit | Santee | San Diego | 92071 | Host Customer is System Owner | [7 empty] | 579.6 | 48.3 |  | Drainback |  |  |  | 1 | 1 |  | Z10 |  |  |  | 10001888 | 12 | 1 | [5 empty] | FALSE |  |  |  | SunEarth - SETR A503 TTR U + VFS 20-400 |  | SunEarth - SETR A503 TTR U + VFS 20-400 | City of Santee | FALSE | 7.99 |  | 2014-06-03 | 2014-07-10 | 2014-06-12 | 2014-07-21 | 2015-03-24 | 2015-04-01 | 3480 | 11849 | Up-front Payment
PGE-003170 | Commercial/Multifamily Residential | Domestic Hot Water | Gas | Pacific Gas and Electric | Incentive:Paid | 36769 | 20.19 |  | 1 | 1917 |  | 1821 |  | 2015-01-21 11:33 | 2015-01-26 | REID HEATING & ENERGY INC | New Construction | San Francisco | San Francisco | 94103 | Host Customer is System Owner | [7 empty] | 694.62 | 40.86 |  | Glycol | Advanced Controller with a Vacation or Holiday Mode | Solar Storage with Tankless Auxiliary Water Heater |  | 0.95 | 1 | 1560 | Z03 | 39 | Units | Apartments/Condos | 2006024E | 17 | 1 | 700 | 4 | 21 | 3 | 397000 | TRUE | 130 | 125 |  | SunEarth - SETR A503 TTR U + VFS 10-200 |  | SunEarth - SETR A503 TTR U + VFS 10-200 | San Francisco | FALSE | 43.38 |  | 2014-06-03 |  | 2015-01-21 | 2015-01-26 | 2015-09-01 | 2015-09-02 | 3333 | 83159 | Up-front Payment
SCG-003171 | Commercial Pools | Pool Heating | Gas | Southern California Gas Company | Incentive:Paid | 13658 | 7 |  | 1 | 1991 |  | 1951 |  | 2014-06-06 09:45 | 2014-06-23 | REVCO SOLAR ENGINEERING INC | Retrofit | Palm Desert | Riverside | 92211 | Host Customer is System Owner | [7 empty] | 760.16 | 47.51 |  | Drainback |  |  |  | 0.98 | 1 |  | Z15 |  |  |  | 10001773 | 16 | 1 | [5 empty] | FALSE | [5 empty] | SunEarth - SETR A503 TTR U + VFS 20-400 | Palm Desert | FALSE | 7.4 |  | 2014-06-04 |  | 2014-06-06 | 2014-06-23 | 2014-08-13 | 2014-09-03 | 3694 | 14725 | Up-front Payment
SCG-003172 | Commercial Pools | Pool Heating | Gas | Southern California Gas Company | Incentive:Paid | 10583 | 7 |  | 1 | 2340 |  | 2293 |  | 2014-06-18 09:39 | 2014-07-16 | REVCO SOLAR ENGINEERING INC | Retrofit | Palm Springs | Riverside | 92264 | Host Customer is System Owner | [7 empty] | 902.69 | 47.51 |  | Drainback |  |  |  | 0.98 | 1 |  | Z15 |  |  |  | 10001773 | 19 | 1 | [5 empty] | FALSE | [5 empty] | SunEarth - SETR A503 TTR U + VFS 20-400 | Palm Springs | FALSE | 4.52 |  | 2014-06-04 |  | 2014-06-18 | 2014-07-16 | 2014-07-28 | 2014-09-03 | 3691 | 10583 | Up-front Payment
SCG-003173 | Commercial Pools | Pool Heating | Gas | Southern California Gas Company | Incentive:Paid | 20400 | 7 |  | 1 | 2926 |  | 2926 |  | 2014-08-15 12:06 | 2014-09-08 | REVCO SOLAR ENGINEERING INC | Retrofit | La Quinta | Riverside | 92253 | Host Customer is System Owner | [7 empty] | 960 | 48 |  | Drainback |  |  |  | 1 | 1 |  | Z15 |  |  |  | 2007051A | 20 | 1 | [5 empty] | FALSE |  |  |  | SunEarth - SETR A503 TTR U + VFS 20-400 |  | SunEarth - SETR A503 TTR U + VFS 20-400 | City of La Quinta | FALSE | 6.97 |  | 2014-06-04 |  | 2014-08-15 | 2014-09-08 | 2014-12-19 | 2015-01-26 | 3503 | 20400 | Up-front Payment
PGE-003174 | Commercial/Multifamily Residential | Domestic Hot Water | Gas | Pacific Gas and Electric | Incentive:Canceled | 16576 | 20.19 |  | 1 | 821 |  | 821 |  | 2014-08-13 14:31 | 2014-09-05 | SUN LIGHT & POWER | New Construction | San Francisco | San Francisco | 94124 | Host Customer is System Owner | [7 empty] | 241.02 | 40.17 |  | Glycol | Pressure Stagnation Protection (PSP) | Solar Storage and Auxiliary Tanks are separate |  | 1 | 1 | 1292 | Z03 | 34 | Units | Apartments/Condos | 2010115A | 6 | 2 | 350 | 2 | 200 | 1 | 1200000 | TRUE | 130 | 120 |  |  |  |  | San Francisco | FALSE | 194.98 |  | 2014-06-04 | 2016-08-30 | 2014-08-13 | 2014-09-05 | 2016-08-27 |  | 2958 | 160080 | Up-front Payment
PGE-003175 | Commercial/Multifamily Residential | Domestic Hot Water | Gas | Pacific Gas and Electric | Incentive:Canceled | 17727 | 20.19 |  | 1 | 878 |  | 878 |  | 2014-08-13 14:30 | 2014-09-05 | SUN LIGHT & POWER | New Construction | San Francisco | San Francisco | 94124 | Host Customer is System Owner | [7 empty] | 241.02 | 40.17 |  | Glycol | Pressure Stagnation Protection (PSP) | Solar Storage and Auxiliary Tanks are separate |  | 1 | 1 | 1292 | Z03 | 34 | Units | Apartments/Condos | 2010115A | 6 | 2 | 350 | 2 | 200 | 1 | 1200000 | TRUE | 130 | 120 |  |  |  |  | San Francisco | FALSE | 182.32 |  | 2014-06-04 | 2016-08-30 | 2014-08-13 | 2014-09-05 | 2016-08-27 |  | 2958 | 160080 | Up-front Payment
SCG-003176 | Commercial Pools | Pool Heating | Gas | Southern California Gas Company | Incentive:Paid | 34062 | 7 |  | 1 | 4866 |  | 4866 |  | 2014-06-13 11:05 | 2014-07-10 | SUNTREK INDUSTRIES INC | Retrofit | Rossmoor | Orange | 90720 | Host Customer is System Owner | [7 empty] | 2176 | 34 |  | Drainback |  |  |  | 1 | 1 |  | Z08 |  |  |  | 2007048A | 64 | 1 | [5 empty] | FALSE | [5 empty] | SunEarth - SETR A503 TTR U + VFS 20-400 | County of Orange | FALSE | 7.03 |  | 2014-06-04 |  | 2014-06-13 | 2014-07-10 | 2014-11-25 | 2015-01-02 | 3567 | 34195 | Up-front Payment
SDG-003177 | Commercial Pools | Pool Heating | Gas | San Diego Gas and Electric | Incentive:Canceled | 14441 | 7 |  | 1 | 2318 |  | 2063 |  | 2014-07-17 08:11 | 2014-08-13 | SUNCHASER INC | New Construction | El Cajon | San Diego | 92021 | Host Customer is System Owner | [7 empty] | 888.767 | 40.398 |  | Drainback |  |  |  | 0.89 | 1 |  | Z10 |  |  |  | 16104-10 | 22 | 1 | [5 empty] | FALSE | [5 empty] | Badger - Badger 380 |  | FALSE | 7.32 |  | 2014-07-15 | 2014-07-29 | 2014-07-17 | 2014-08-13 |  |  | 3727 | 16962 | Up-front Payment
SCG-003178 | Single Family Residential | Domestic Hot Water | Gas | Southern California Gas Company | Incentive:Paid | 3084 | 29.85 |  | 1 | 145 |  | 103 |  | 2014-08-25 14:49 | 2014-09-10 | EMPOWER CONSTRUCTION CORP | Retrofit | Pacific Palisades | Los Angeles | 90272 | Host Customer is System Owner | 4 |  | 2011109E | Bosch Thermotechnology Corp. | BOSCH FKT(2)WST80EL NATURAL GAS | FKT 1-2OG300WST NG | Indirect Forced Circulation (IF) | 51.9 |  | Bosch FKT-1 s+w (Vert. & Horiz.) | Glycol | Advanced Controller with a Vacation or Holiday Mode | Solar and Auxiliary Storage are the same Tank | 80 | 0.95 | 0.75 | 55 | Z06 | [18 empty] | Los Angeles, CA | FALSE | 85.28 |  | 2011-06-01: 2014-06-04; 2011-08-03: 2014-08-25; 2011-09-20: 2014-09-10 | 3414 | 12365 | Up-front Payment
PGE-003179 | Single Family Residential | Domestic Hot Water | Gas | Pacific Gas and Electric | Incentive:Paid | 2212 | 18.59 |  | 1 | 119 |  | 119 |  | 2014-06-25 10:44 | 2014-09-04 | AZTEC SOLAR INC | Retrofit | DIXON | Solano | 95620 | Host Customer is System Owner | 2 |  | 30003808 | Solahart Industries | Solahart | ASG 302J & ASG 302J FREE HEAT | Indirect Thermosyphon (IT) | 43.12 |  | J | Glycol | Advanced Controller with a Vacation or Holiday Mode | Solar Storage and Auxiliary Tanks are separate | 80 | 1 | 1 | 35 | Z12 | [18 empty] | City of Dixon | FALSE | 78.35 |  | 2014-06-04 | 2014-07-27 |  |  | 2014-06-25 | 2014-09-04 | 3687 | 9323.7 | Up-front Payment
PGE-003180 | Low Income Single Family Residential | Domestic Hot Water | Gas | Pacific Gas and Electric | Incentive:Paid | 2861 | 36.9 |  | 1 | 120 |  | 112 |  | 2014-08-08 10:53 | 2014-09-03 | FRESNO COUNTY ECONOMIC OPPORTUNITIES COMMISSION | Retrofit | MENDOTA | Fresno | 93640 | Host Customer is System Owner | 3 |  | 2010068D | Fafco, Inc. | 500 SERIES | 500-96SF-50G-50S | Indirect Forced Circulation (IF) | 97.56 |  | 2x8, 2x12 | Forced Circulation | Advanced Controller with a Thermal Cycling Function | Solar Storage and Auxiliary Tanks are separate | 50 | 0.93 | 1 | 45 | Z13 | [18 empty] | Mendota | FALSE | 34.9 |  | 2014-06-05 | 2014-08-23 |  |  | 2014-08-08 | 2014-09-03 | 3693 | 4188.22 | Up-front Payment
PGE-003181 | Low Income Single Family Residential | Domestic Hot Water | Gas | Pacific Gas and Electric | Incentive:Paid | 2380 | 25.64 |  | 1 | 120 |  | 93 |  | 2014-06-27 14:33 | 2014-08-04 | FRESNO COUNTY ECONOMIC OPPORTUNITIES COMMISSION | Retrofit | fresno | Fresno | 93705 | Host Customer is System Owner | 3 |  | 2010068D | Fafco, Inc. | 500 SERIES | 500-96SF-50G-50S | Indirect Forced Circulation (IF) | 97.56 |  | 2x8, 2x12 | Glycol | Advanced Controller with a Thermal Cycling Function | Solar Storage and Auxiliary Tanks are separate | 50 | 0.91 | 0.85 | 45 | Z13 | [18 empty] | Fresno | FALSE | 34.9 |  | 2014-06-05 | 2014-07-27 |  |  | 2014-06-27 | 2014-08-04 | 3727 | 4188.22 | Up-front Payment
PGE-003182 | Low Income Single Family Residential | Domestic Hot Water | Gas | Pacific Gas and Electric | Incentive:Paid | 2714 | 25.64 |  | 1 | 120 |  | 106 |  | 2014-07-02 08:26 | 2014-08-04 | FRESNO COUNTY ECONOMIC OPPORTUNITIES COMMISSION | Retrofit | FOWLER | Fresno | 93625 | Host Customer is System Owner | 5 |  | 2010068D | Fafco, Inc. | 500 SERIES | 500-96SF-50G-50S | Indirect Forced Circulation (IF) | 97.56 |  | 2x8, 2x12 | Glycol | Advanced Controller with a Thermal Cycling Function | Solar Storage and Auxiliary Tanks are separate | 50 | 0.98 | 0.9 | 65 | Z13 | [18 empty] | Fowler | FALSE | 34.9 |  | 2014-06-05 | 2014-07-27 |  |  | 2014-07-02 | 2014-08-04 | 3727 | 4188.22 | Up-front Payment
SCG-003183 | Commercial Pools | Pool Heating | Gas | Southern California Gas Company | Incentive:Paid | 10255 | 7 |  | 1 | 1465 |  | 1465 |  | 2014-06-13 11:09 | 2014-07-10 | SUNTREK INDUSTRIES INC | Retrofit | Rossmoor | Orange | 90720 | Host Customer is System Owner | [7 empty] | 680 | 34 |  | Drainback |  |  |  | 1 | 1 |  | Z08 |  |  |  | 2007048A | 20 | 1 | [5 empty] | FALSE |  |  |  | SunEarth - SETR A503 TTR U + VFS 20-400 |  | SunEarth - SETR A503 TTR U + VFS 20-400 | County of Orange | FALSE | 8.83 |  | 2014-06-05 |  | 2014-06-13 | 2014-07-10 | 2014-11-25 | 2015-01-02 | 3553 | 12940 | Up-front Payment
PGE-003184 | Single Family Residential | Domestic Hot Water | Gas | Pacific Gas and Electric | Incentive:Paid | 4366 | 29.85 |  | 1 | 181 |  | 163 |  | 2014-09-30 14:18 | 2014-10-02 | SUN LIGHT & POWER | Retrofit | EL CERRITO | Contra Costa | 94530 | Host Customer is System Owner | 3 |  | 2010136E | Heliodyne, Inc. | HELIOPAK | HPAK 016 2 406 G 80 ACS F | Indirect Forced Circulation (IF) | 53.88 |  | 406 001 | Glycol | Pressure Stagnation Protection (PSP) | Solar Storage with Tankless Auxiliary Water Heater | 80 | 1 | 0.9 | 45 | Z03 | [18 empty] | City of El Cerrito | FALSE | 65.29 |  | 2011-06-01: 2014-06-05; 2011-08-03: 2014-09-30; 2011-09-20: 2014-10-02 | 3424 | 11817 | Up-front Payment
SCG-003185 | Commercial/Multifamily Residential | Domestic Hot Water | Gas | Southern California Gas Company | Incentive:Canceled | 33332 | 14.53 |  | 1 | 2294 |  | 2294 |  | 2014-06-29 14:03 | 2014-07-28 | DOCTOR PIPER INC | Retrofit | Los Angeles | Los Angeles | 90048 | Host Customer is System Owner | [7 empty] | 737.1 | 40.95 |  | Drainback |  | Solar Storage and Auxiliary Tanks are separate |  | 1 | 1 | 1200 | Z09 | 30 | Units | Apartments/Condos | 10001803 | 18 | 4 | 970 | 1 | 100 | 1 | 500000 | TRUE | 130 | 130 |  | Amatis Controls - AM-JOULE |  | Amatis Controls - AM-JOULE | Los Angeles | FALSE | 28.29 |  | 2014-06-27 | 2016-04-19 | 2014-06-29 | 2014-07-28 | 2016-03-25 |  | 3112 | 64898 | Up-front Payment
SCG-003187 | Low Income Single Family Residential | Domestic Hot Water | Gas | Southern California Gas Company | Incentive:Paid | 2615 | 25.64 |  | 1 | 120 |  | 102 |  | 2014-06-17 15:49 | 2014-06-25 | COMMUNITY SERVICES AND EMPLOYMENT TRAINING INCORPORATED | Retrofit | Porterville | Tulare | 93257 | Host Customer is System Owner | 5 |  | 2010068D | Fafco, Inc. | 500 SERIES | 500-96SF-50G-50S | Indirect Forced Circulation (IF) | 97.56 |  | 2x8, 2x12 | Glycol | Unglazed Collectors | Solar Storage and Auxiliary Tanks are separate | 50 | 1 | 0.85 | 65 | Z13 | [18 empty] | City of Porterville | FALSE | 38.75 |  | 2011-06-01: 2014-06-05; 2011-08-03: 2014-06-17; 2011-09-20: 2014-06-25 | 3760 | 4650 | Up-front Payment
PGE-003189 | Single Family Residential | Domestic Hot Water | Gas | Pacific Gas and Electric | Incentive:Paid | 2563 | 29.85 |  | 1 | 101 |  | 86 |  | 2015-01-23 09:56 | 2015-03-02 | KARL D'ANGELO PLUMBING | Retrofit | SAN LEANDRO | Alameda | 94577 | Host Customer is System Owner | 2 |  | 2003016C | Butler Sun Solutions | SOLAR BUTLER | BSS-S1-50GA | Indirect Forced Circulation (IF) | 32.84 |  | EC-32 / EC-32-0.75 | Glycol | Heat Dump Radiator | Solar and Auxiliary Storage are the same Tank | 50 | 1 | 0.85 | 35 | Z03 | [18 empty] | San Leandro, CA | FALSE | 56.72 |  | 2014-06-05 | 2015-02-04 |  |  | 2015-01-23 | 2015-03-02 | 3424 | 5728.75 | Up-front Payment
SCG-003190 | Commercial/Multifamily Residential | Domestic Hot Water | Gas | Southern California Gas Company | Incentive:Paid | 37594 | 20.19 |  | 1 | 1862 |  | 1862 |  | 2014-07-29 22:00 | 2014-08-27 | DOCTOR PIPER INC | Retrofit | Playa Del Rey | Los Angeles | 90293 | Host Customer is System Owner | [7 empty] | 573.3 | 40.95 |  | Drainback |  | Solar Storage and Auxiliary Tanks are separate |  | 1 | 1 | 1120 | Z09 | 28 | Units | Apartments/Condos | 10001803 | 14 | 7 | 818 | 1 | 100 | 1 | 199000 | TRUE | 130 | 130 |  | Amatis Controls - AM-JOULE |  | Amatis Controls - AM-JOULE | Los Angeles | FALSE | 29.17 |  | 2014-07-25 |  | 2014-07-29 | 2014-08-27 | 2016-02-23 | 2016-03-11 | 3148 | 54318 | Up-front Payment
SCG-003192 | Commercial/Multifamily Residential | Domestic Hot Water | Gas | Southern California Gas Company | Incentive:Paid | 74375 | 25 |  | 1 SCG | 2975 |  | 2975 |  | 2014-07-29 22:04 | 2014-08-27 | DOCTOR PIPER INC | Retrofit | Torrance | Los Angeles | 90504 | Host Customer is System Owner | [7 empty] | 737.1 | 40.95 |  | Drainback |  | Solar Storage and Auxiliary Tanks are separate |  | 1 | 1 | 1800 | Z08 | 45 | Units | Apartments/Condos | 10001803 | 18 | 4 | 1600 | 1 | 200 | 2 | 400000 | TRUE | 130 | 130 |  | Amatis Controls - AM-JOULE |  | Amatis Controls - AM-JOULE | City of Torrance | FALSE | 27.11 |  | 2014-07-25 |  | 2014-07-29 | 2014-08-27 | 2016-08-25 | 2016-09-01 | 2966 | 80652.64 | Up-front Payment
SCG-003195 | Low Income Multifamily Residential | Domestic Hot Water | Gas | Southern California Gas Company | Incentive:Paid | 28024 | 19.23 |  | 1 | 1567 |  | 1457 |  | 2014-06-20 08:47 | 2014-09-12 | SUN LIGHT & POWER | New Construction | Ventura | Ventura | 93004 | Host Customer is System Owner | [7 empty] | 562.38 | 40.17 |  | Glycol | Pressure Stagnation Protection (PSP) | Solar Storage and Auxiliary Tanks are separate |  | 0.93 | 1 | 1120 | Z09 | 28 | Units | Apartments/Condos | 2010115A | 14 | 2 | 1080 | 1 | 534 | 1 | 1000000 | TRUE | 110 | 110 |  | Heliodyne - Delta-T Pro Ethernet |  | Heliodyne - Delta-T Pro Ethernet | City of Ventura | FALSE | 60.46 |  | 2014-06-12 |  | 2014-06-20 | 2014-09-12 | 2016-01-11 | 2016-02-08 | 3169 | 94745.26 | Up-front Payment
PGE-003196 | Low Income Multifamily Residential | Domestic Hot Water | Gas | Pacific Gas and Electric | Incentive:Paid | 39422 | 19.23 |  | 1 | 2050 |  | 2050 |  | 2014-06-19 15:09 | 2014-07-24 | SUN LIGHT & POWER | Retrofit | Hayward | Alameda | 94541 | Host Customer is System Owner | [7 empty] | 562.38 | 40.17 |  | Glycol |  | Solar Storage and Auxiliary Tanks are separate |  | 1 | 1 | 1976 | Z03 | 52 | Units | Apartments/Condos | 2010115A | 14 | 2 | 700 | 1 | 80 | 1 | 399000 | TRUE | 120 | 120 |  |  |  | Heliodyne - Delta-T Pro Ethernet | City of Hayward | FALSE | 42.32 |  | 2014-06-18 | 2014-07-16 | 2014-06-19 | 2014-07-24 | 2014-08-27 | 2014-09-11 | 3687 | 86749 | Up-front Payment
SDG-003197 | Commercial Pools | Pool Heating | Gas | San Diego Gas and Electric | Incentive:Paid | 13118 | 7 |  | 1 | 1874 |  | 1874 |  | 2014-08-22 12:14 | 2014-09-11 | SUNTREK INDUSTRIES INC | Retrofit | Carlsbad | San Diego | 92009 | Host Customer is System Owner | [7 empty] | 1500 | 100 |  | Manual Drainback |  |  |  | 1 | 1 |  | Z07 |  |  |  | 2007048A | 15 | 1 | [5 empty] | FALSE |  |  |  | SunEarth - SETR A503 TTR U + VFS 20-400 |  | SunEarth - SETR A503 TTR U + VFS 20-400 | City of Carlsbad | FALSE | 14.35 |  | 2014-06-09 | 2014-09-08 | 2014-08-22 | 2014-09-11 | 2015-01-26 | 2015-04-20 | 3447 | 26900 | Up-front Payment
SCG-003200 | Commercial Pools | Pool Heating | Gas | Southern California Gas Company | Incentive:Paid | 18452 | 7 |  | 1 | 2636 |  | 2636 |  | 2014-06-26 10:43 | 2014-08-11 | SOLAR - TEC SYSTEMS INC | Retrofit | Palm Springs | Riverside | 92262 | Host Customer is System Owner | [7 empty] | 850.5 | 47.25 |  | Drainback |  |  |  | 1 | 1 |  | Z15 |  |  |  | 16070-12 | 18 | 1 | [5 empty] | FALSE | [5 empty] | SunEarth - SETR A503 TTR U + VFS 20-400 | Palm Springs Building Dept | FALSE | 8.96 |  | 2014-06-25 |  | 2014-06-26 | 2014-08-11 | 2014-10-17 | 2014-10-31 | 3628 | 23625 | Up-front Payment
SCG-003201 | Commercial Pools | Pool Heating | Gas | Southern California Gas Company | Reservation:Canceled | 11930 | 7 |  | 1 | 2636 |  | 2636 |  | 2014-06-12 13:07 |  | SOLAR - TEC SYSTEMS INC | Retrofit | PALM SPRINGS | Riverside | 92262 | Host Customer is System Owner | [7 empty] | 850.5 | 47.25 |  | Drainback |  |  |  | 1 | 1 |  | Z15 |  |  |  | 16070-12 | 18 | 1 | [5 empty] | FALSE | [7 empty] | FALSE | 4.53 |  | 2011-06-01: 2014-06-12; 2011-06-21: 2014-09-12 | 3697 | 11930 | Up-front Payment
SCG-003202 | Commercial Pools | Pool Heating | Gas | Southern California Gas Company | Incentive:Paid | 13139 | 7 |  | 1 | 1877 |  | 1877 |  | 2014-06-27 16:16 | 2014-07-28 | CALIFORNIA SOLAR THERMAL INC | Retrofit | Palm Springs | Riverside | 92264 | Host Customer is System Owner | [7 empty] | 579.6 | 48.3 |  | Drainback |  |  |  | 1 | 1 |  | Z15 |  |  |  | 10001888 | 12 | 1 | [5 empty] | FALSE |  |  |  | SunEarth - SETR A503 TTR U + VFS 20-400 |  | SunEarth - SETR A503 TTR U + VFS 20-400 | County of Riverside | FALSE | 7 |  | 2014-06-10 |  | 2014-06-27 | 2014-07-28 | 2015-01-08 | 2015-01-28 | 3489 | 13139 | Up-front Payment
SCG-003209 | Commercial Pools | Pool Heating | Gas | Southern California Gas Company | Incentive:Paid | 11725 | 7 |  | 1 | 1675 |  | 1675 |  | 2014-06-11 14:23 | 2014-07-10 | CALIFORNIA SOLAR THERMAL INC | Retrofit | Palm Springs | Riverside | 92262 | Host Customer is System Owner | [7 empty] | 579.6 | 48.3 |  | Drainback |  |  |  | 1 | 1 |  | Z15 |  |  |  | 10001888 | 12 | 1 | [5 empty] | FALSE |  |  |  | SunEarth - SETR A503 TTR U + VFS 20-400 |  | SunEarth - SETR A503 TTR U + VFS 20-400 | Riverside County | FALSE | 7 |  | 2014-06-11 |  | 2014-06-11 | 2014-07-10 | 2014-12-19 | 2015-01-27 | 3490 | 11725 | Up-front Payment
SCG-003210 | Commercial Pools | Pool Heating | Gas | Southern California Gas Company | Incentive:Canceled | 11690 | 7 |  | 1 | 1670 |  | 1670 |  | 2014-07-01 06:31 | 2014-07-28 |  | Retrofit | Twentynine Palms | Riverside | 92277 | Host Customer is System Owner | [7 empty] | 676.2 | 48.3 |  | Drainback |  |  |  | 1 | 1 |  | Z14 |  |  |  | 10001888 | 14 | 1 | [5 empty] | FALSE | [7 empty] | FALSE | 7 |  | 2011-06-01: 2014-06-30; 2011-06-23: 2014-07-01; 2011-07-01: 2014-07-28 | 3743 | 11690 | Up-front Payment
SCG-003211 | Commercial Pools | Pool Heating | Gas | Southern California Gas Company | Incentive:Paid | 18872 | 7 |  | 1 | 2696 |  | 2696 |  | 2014-06-11 07:55 | 2014-08-18 | CALIFORNIA SOLAR THERMAL INC | Retrofit | Palm Springs | Riverside | 92262 | Host Customer is System Owner | [7 empty] | 869.4 | 48.3 |  | Drainback |  |  |  | 1 | 1 |  | Z15 |  |  |  | 10001888 | 18 | 1 | [5 empty] | FALSE |  |  |  | SunEarth - SETR A503 TTR U + VFS 20-400 |  | SunEarth - SETR A503 TTR U + VFS 20-400 | County of Riverside | FALSE | 7 |  | 2014-06-11 |  | 2014-06-11 | 2014-08-18 | 2014-12-19 | 2015-01-27 | 3490 | 18872 | Up-front Payment
SCG-003212 | Commercial Pools | Pool Heating | Gas | Southern California Gas Company | Incentive:Paid | 15337 | 7 |  | 1 | 2191 |  | 2191 |  | 2014-06-11 08:09 | 2014-08-18 | CALIFORNIA SOLAR THERMAL INC | Retrofit | Lancaster | Riverside | 93535 | Host Customer is System Owner | [7 empty] | 772.8 | 48.3 |  | Drainback |  |  |  | 1 | 1 |  | Z14 |  |  |  | 10001888 | 16 | 1 | [5 empty] | FALSE |  |  |  | SunEarth - SETR A503 TTR U + VFS 20-400 |  | SunEarth - SETR A503 TTR U + VFS 20-400 | county of los angeles | FALSE | 7 |  | 2014-06-11 |  | 2014-06-11 | 2014-08-18 | 2016-08-18 | 2016-09-01 | 2942 | 15337 | Up-front Payment
SCG-003213 | Commercial Pools | Pool Heating | Gas | Southern California Gas Company | Incentive:Paid | 11459 | 7 |  | 1 | 1637 |  | 1637 |  | 2014-06-11 08:21 | 2014-08-18 | CALIFORNIA SOLAR THERMAL INC | Retrofit | Desert Hot Springs | Riverside | 92240 | Host Customer is System Owner | [7 empty] | 579.6 | 48.3 |  | Drainback |  |  |  | 1 | 1 |  | Z15 |  |  |  | 10001888 | 12 | 1 | [5 empty] | FALSE |  |  |  | SunEarth - SETR A503 TTR U + VFS 20-400 |  | SunEarth - SETR A503 TTR U + VFS 20-400 | County of Riverside | FALSE | 7 |  | 2014-06-11 |  | 2014-06-11 | 2014-08-18 | 2015-03-23 | 2015-04-20 | 3462 | 11459 | Up-front Payment
SCG-003214 | Commercial Pools | Pool Heating | Gas | Southern California Gas Company | Incentive:Canceled | 6482 | 7 |  | 1 | 926 |  | 926 |  | 2014-06-11 08:37 | 2014-06-18 |  | Retrofit | Morongo Valley | Riverside | 92256 | Host Customer is System Owner | [7 empty] | 289.8 | 48.3 |  | Drainback |  |  |  | 1 | 1 |  | Z14 |  |  |  | 10001888 | 6 | 1 | [5 empty] | FALSE | [7 empty] | FALSE | 7 |  | 2011-06-01: 2014-06-11; 2011-06-23: 2014-06-11; 2011-07-01: 2014-06-18 | 3783 | 6482 | Up-front Payment
SCG-003215 | Commercial Pools | Pool Heating | Gas | Southern California Gas Company | Incentive:Canceled | 10521 | 7 |  | 1 | 1503 |  | 1503 |  | 2014-06-12 13:02 | 2014-08-18 | CALIFORNIA SOLAR THERMAL INC | Retrofit | Bakersfield | Kern | 93306 | Host Customer is System Owner | [7 empty] | 579.6 | 48.3 |  | Drainback |  |  |  | 1 | 1 |  | Z13 |  |  |  | 10001888 | 12 | 1 | [5 empty] | FALSE |  |  |  | SunEarth - SETR A503 TTR U + VFS 20-400 |  | SunEarth - SETR A503 TTR U + VFS 20-400 | County of Kern | FALSE | 7 |  | 2014-06-12 | 2015-09-25 | 2014-06-12 | 2014-08-18 | 2015-07-27 | 2015-08-07 | 3319 | 10521 | Up-front Payment
SCG-003217 | Commercial Pools | Pool Heating | Gas | Southern California Gas Company | Reservation:Canceled | 6363 | 7 |  | 1 | 1818 |  | 1818 |  |  |  |  | Retrofit | Apple Valley | San Bernardino | 92307 | Host Customer is System Owner | [7 empty] | 651.2 | 40.7 |  | Drainback |  |  |  | 1 | 1 |  | Z14 |  |  |  | 10001888 | 16 | 1 | [5 empty] | FALSE | [7 empty] | FALSE | 7 | [7 empty] | 0 | 12726 | Up-front Payment
SDG-003219 | Commercial Pools | Pool Heating | Gas | San Diego Gas and Electric | Incentive:Paid | 11844 | 7 |  | 1 | 1692 |  | 1692 |  | 2014-06-16 16:04 | 2014-07-07 | CALIFORNIA SOLAR THERMAL INC | Retrofit | San Diego | San Diego | 92120 | Host Customer is System Owner | [7 empty] | 620 | 38.75 |  | Drainback |  |  |  | 1 | 1 |  | Z10 |  |  |  | 10001888 | 16 | 1 | [5 empty] | FALSE |  |  |  | SunEarth - SETR A503 TTR U + VFS 20-400 |  | SunEarth - SETR A503 TTR U + VFS 20-400 | City of San Diego | FALSE | 7.97 |  | 2014-06-12 |  | 2014-06-16 | 2014-07-07 | 2015-06-03 | 2015-06-16 | 3396 | 13489 | Up-front Payment
SDG-003223 | Commercial Pools | Pool Heating | Gas | San Diego Gas and Electric | Incentive:Paid | 15253 | 7 |  | 1 | 2381 |  | 2381 |  | 2014-07-28 16:37 | 2014-09-08 | CALIFORNIA SOLAR THERMAL INC | Retrofit | Vista | San Diego | 92084 | Host Customer is System Owner | [7 empty] | 772.8 | 48.3 |  | Drainback |  |  |  | 1 | 1 |  | Z10 |  |  |  | 10001888 | 16 | 1 | [5 empty] | FALSE | [5 empty] | SunEarth - SETR A503 TTR U + VFS 20-400 | County of San Diego | FALSE | 6.41 |  | 2014-07-25 | 2014-12-15 | 2014-07-28 | 2014-09-08 | 2014-11-25 | 2014-12-19 | 3579 | 15253 | Up-front Payment
SCG-003224 | Commercial Pools | Pool Heating | Gas | Southern California Gas Company | Incentive:Canceled | 28882 | 7 |  | 1 | 4126 |  | 4126 |  | 2014-10-02 17:07 | 2014-10-21 | REGREEN INC | Retrofit | Los Angeles | Los Angeles | 90015 | Host Customer is System Owner | [7 empty] | 1084.59 | 40.17 |  | Glycol |  |  |  | 1 | 1 |  | Z09 |  |  |  | 2010115A | 27 | 1 | [5 empty] | FALSE | [7 empty] | FALSE | 36.43 |  | 2011-06-01: 2014-07-15; 2011-06-23: 2014-10-02; 2011-07-01: 2014-10-21 | 3658 | 150300 | Up-front Payment
SCG-003225 | Commercial Pools | Pool Heating | Gas | Southern California Gas Company | Incentive:Canceled | 18900 | 7 |  | 1 | 2700 |  | 2700 |  | 2014-10-02 17:09 | 2014-10-21 | REGREEN INC | Retrofit | Los Angeles | Los Angeles | 90031 | Host Customer is System Owner | [7 empty] | 723.06 | 40.17 |  | Glycol |  |  |  | 1 | 1 |  | Z09 |  |  |  | 2010115A | 18 | 1 | [5 empty] | FALSE | [7 empty] | FALSE | 40.78 |  | 2011-06-01: 2014-07-15; 2011-06-23: 2014-10-02; 2011-07-01: 2014-10-21 | 3658 | 110100 | Up-front Payment
SCG-003226 | Commercial Pools | Pool Heating | Gas | Southern California Gas Company | Incentive:Canceled | 23730 | 7 |  | 1 | 3390 |  | 3390 |  | 2014-10-02 17:10 | 2014-10-21 | REGREEN INC | New Construction | Los Angeles | Los Angeles | 90015 | Host Customer is System Owner | [7 empty] | 843.57 | 40.17 |  | Glycol |  |  |  | 1 | 1 |  | Z09 |  |  |  | 2010115A | 21 | 1 | [5 empty] | FALSE | [7 empty] | FALSE | 40.24 |  | 2011-06-01: 2014-06-23; 2011-06-23: 2014-10-02; 2011-07-01: 2014-10-21 | 3658 | 136400 | Up-front Payment
SDG-003227 | Commercial Pools | Pool Heating | Gas | San Diego Gas and Electric | Incentive:Paid | 13342 | 7 |  | 1 | 1906 |  | 1906 |  | 2014-07-28 16:36 | 2014-08-29 | CALIFORNIA SOLAR THERMAL INC | Retrofit | San Marcos | San Diego | 92078 | Host Customer is System Owner | [7 empty] | 772.8 | 48.3 |  | Drainback |  |  |  | 1 | 1 |  | Z10 |  |  |  | 10001888 | 16 | 1 | [5 empty] | FALSE |  |  |  | SunEarth - SETR A503 TTR U + VFS 20-400 |  | SunEarth - SETR A503 TTR U + VFS 20-400 | City of San Marcos | FALSE | 7 |  | 2014-07-25 |  | 2014-07-28 | 2014-08-29 | 2015-06-01 | 2015-06-08 | 3396 | 13342 | Up-front Payment
PGE-003228 | Single Family Residential | Domestic Hot Water | Gas | Pacific Gas and Electric | Incentive:Paid | 2700 | 29.85 |  | 1 | 112 |  | 90 |  | 2015-03-10 14:05 | 2015-03-25 | Self Installer | Retrofit | MILPITAS | Santa Clara | 95035 | Host Customer is System Owner | 4 |  | 2012012D | KIOTO Clear Energy AG | SOLPAL (formerly Solcrafte) | SOLPAL L-GT | Direct Integral Collector Storage (DI) | 26.11 |  | Solpal L | Automatic Drainback |  | Solar Storage with Tankless Auxiliary Water Heater | 51.5 | 0.85 | 0.95 | 55 | Z04 | [18 empty] | Milpitas | FALSE | 47.19 |  | 2014-06-11 | 2015-03-12 |  |  | 2015-03-10 | 2015-03-25 | 3421 | 5285.55 | Up-front Payment
SCG-003229 | Low Income Multifamily Residential | Domestic Hot Water | Gas | Southern California Gas Company | Incentive:Paid | 42652 | 19.23 |  | 1 | 2218 |  | 2218 |  | 2014-06-23 16:37 | 2014-07-24 | CALIFORNIA SOLAR THERMAL INC | Retrofit | Anaheim | Orange | 92804 | Host Customer is System Owner | [7 empty] | 614.25 | 40.95 |  | Glycol | Steam Back | Solar Storage and Auxiliary Tanks are separate |  | 1 | 1 | 1280 | Z08 | 32 | Units | Apartments/Condos | 10001803 | 15 | 1 | 950 | 1 | 115 | 1 | 399000 | TRUE | 120 | 140 |  |  |  | SunEarth - SETR A503 TTR U + VFS 20-400 | City of Anaheim | FALSE | 23.56 |  | 2014-06-12 |  | 2014-06-23 | 2014-07-24 | 2014-12-01 | 2014-12-27 | 3559 | 52253 | Up-front Payment
SCG-003230 | Low Income Multifamily Residential | Domestic Hot Water | Gas | Southern California Gas Company | Incentive:Paid | 42652 | 19.23 |  | 1 | 2218 |  | 2218 |  | 2014-06-23 16:39 | 2014-07-24 | CALIFORNIA SOLAR THERMAL INC | Retrofit | Anaheim | Orange | 92804 | Host Customer is System Owner | [7 empty] | 614.25 | 40.95 |  | Glycol | Steam Back | Solar Storage and Auxiliary Tanks are separate |  | 1 | 1 | 1280 | Z08 | 32 | Units | Apartments/Condos | 10001803 | 15 | 1 | 950 | 1 | 115 | 1 | 399000 | TRUE | 120 | 140 |  |  |  | SunEarth - SETR A503 TTR U + VFS 20-400 | City of Anaheim | FALSE | 23.56 |  | 2014-06-12 |  | 2014-06-23 | 2014-07-24 | 2014-12-01 | 2014-12-27 | 3559 | 52253 | Up-front Payment
SCG-003231 | Low Income Multifamily Residential | Domestic Hot Water | Gas | Southern California Gas Company | Incentive:Paid | 42652 | 19.23 |  | 1 | 2218 |  | 2218 |  | 2014-06-23 16:40 | 2014-07-24 | CALIFORNIA SOLAR THERMAL INC | Retrofit | Anaheim | Orange | 92804 | Host Customer is System Owner | [7 empty] | 614.25 | 40.95 |  | Glycol | Steam Back | Solar Storage and Auxiliary Tanks are separate |  | 1 | 1 | 1280 | Z08 | 32 | Units | Apartments/Condos | 10001803 | 15 | 1 | 950 | 1 | 115 | 1 | 399000 | TRUE | 120 | 140 |  |  |  | SunEarth - SETR A503 TTR U + VFS 20-400 | City of Anaheim | FALSE | 23.56 |  | 2014-06-12 |  | 2014-06-23 | 2014-07-24 | 2014-12-01 | 2014-12-27 | 3559 | 52253 | Up-front Payment
SCG-003232 | Low Income Multifamily Residential | Domestic Hot Water | Gas | Southern California Gas Company | Incentive:Paid | 42652 | 19.23 |  | 1 | 2218 |  | 2218 |  | 2014-06-23 16:41 | 2014-07-24 | CALIFORNIA SOLAR THERMAL INC | Retrofit | Anaheim | Orange | 92804 | Host Customer is System Owner | [7 empty] | 614.25 | 40.95 |  | Glycol | Steam Back | Solar Storage and Auxiliary Tanks are separate |  | 1 | 1 | 1280 | Z08 | 32 | Units | Apartments/Condos | 10001803 | 15 | 1 | 950 | 1 | 115 | 1 | 399000 | TRUE | 120 | 140 |  |  |  | SunEarth - SETR A503 TTR U + VFS 20-400 | City of Anaheim | FALSE | 23.56 |  | 2014-06-12 |  | 2014-06-23 | 2014-07-24 | 2014-12-01 | 2014-12-29 | 3559 | 52253 | Up-front Payment
PGE-003233 | Commercial/Multifamily Residential | Domestic Hot Water | Gas | Pacific Gas and Electric | Incentive:Paid | 56209 | 20.19 |  | 1 | 2784 |  | 2784 |  | 2014-08-12 17:40 | 2014-09-04 | BERGQUAM ENERGY SYSTEMS | New Construction | SACRAMENTO | Sacramento | 95814 | Host Customer is System Owner | [7 empty] | 773.28 | 32.22 |  | Glycol | Advanced Controller with a Thermal Cycling Function | Solar Storage and Auxiliary Tanks are separate |  | 1 | 1 | 1875 | Z12 | 50 | Units | Apartments/Condos | 2010115D | 24 | 1 | 1240 | 1 | 400 | 1 | 400000 | TRUE | 120 | 120 |  | Heliodyne - Delta-T Pro WiFi |  | Heliodyne - Delta-T Pro WiFi | city of sacramento | FALSE | 46.69 |  | 2014-06-12 |  | 2014-08-12 | 2014-09-04 | 2015-06-26 | 2015-06-29 | 3399 | 129995 | Up-front Payment
SDG-003234 | Single Family Residential | Domestic Hot Water | Gas | San Diego Gas and Electric | Incentive:Paid | 2069 | 29.85 |  | 1 | 70 |  | 69 |  | 2014-08-18 14:21 | 2014-09-15 | CLEANTECH ENERGY SOLUTIONS INC | Retrofit | Lemon Grove | San Diego | 91945 | Host Customer is System Owner | 3 |  | 2012012B | KIOTO Clear Energy AG | SOLPAL (formerly Solcrafte) | SOLPAL L-G | Direct Integral Collector Storage (DI) | 26.11 |  | Solpal L |  |  | Solar Storage and Auxiliary Tanks are separate | 53.1 | 0.99 | 1 | 45 | Z07 | [18 empty] | Lemon Grove | FALSE | 85.76 |  | 2011-06-01: 2014-06-12; 2011-08-03: 2014-08-18; 2011-09-20: 2014-09-15 | 3420 | 6003 | Up-front Payment
SDG-003238 | Commercial Pools | Pool Heating | Gas | San Diego Gas and Electric | Incentive:Paid | 12061 | 7 |  | 1 | 1723 |  | 1723 |  | 2014-06-16 13:23 | 2014-07-08 | CALIFORNIA SOLAR THERMAL INC | Retrofit | Vista | San Diego | 92084 | Host Customer is System Owner | [7 empty] | 676.2 | 48.3 |  | Drainback |  |  |  | 1 | 1 |  | Z10 |  |  |  | 10001888 | 14 | 1 | [5 empty] | FALSE | [5 empty] | SunEarth - SETR A503 TTR U + VFS 20-400 | County of San Diego | FALSE | 7 |  | 2014-06-16 | 2014-11-26 | 2014-06-16 | 2014-07-08 | 2014-11-12 | 2014-12-18 | 3579 | 12061 | Up-front Payment
SCG-003240 | Commercial Pools | Pool Heating | Gas | Southern California Gas Company | Incentive:Paid | 16520 | 7 |  | 1 | 2360 |  | 2360 |  | 2014-07-08 12:58 | 2014-07-25 | SUNTREK INDUSTRIES INC | Retrofit | Palm Springs | Riverside | 92262 | Host Customer is System Owner | [7 empty] | 800 | 32 |  | Drainback |  |  |  | 1 | 1 |  | Z15 |  |  |  | 2007048A | 25 | 1 | [5 empty] | FALSE | [5 empty] | SunEarth - SETR A503 TTR U + VFS 20-400 | Palm Springs | FALSE | 7.05 |  | 2014-06-16 |  | 2014-07-08 | 2014-07-25 | 2014-10-08 | 2014-10-31 | 3628 | 16647 | Up-front Payment
SCG-003241 | Commercial Pools | Pool Heating | Gas | Southern California Gas Company | Incentive:Paid | 16520 | 7 |  | 1 | 2360 |  | 2360 |  | 2014-07-08 12:59 | 2014-07-25 | SUNTREK INDUSTRIES INC | Retrofit | Palm Springs | Riverside | 92262 | Host Customer is System Owner | [7 empty] | 800 | 32 |  | Drainback |  |  |  | 1 | 1 |  | Z15 |  |  |  | 2007048A | 25 | 1 | [5 empty] | FALSE | [5 empty] | SunEarth - SETR A503 TTR U + VFS 20-400 | Palm Springs | FALSE | 7.17 |  | 2014-06-16 |  | 2014-07-08 | 2014-07-25 | 2014-10-08 | 2014-10-31 | 3628 | 16927 | Up-front Payment
SCG-003242 | Commercial Pools | Pool Heating | Gas | Southern California Gas Company | Incentive:Paid | 13853 | 7 |  | 1 | 1979 |  | 1979 |  | 2014-07-03 11:50 | 2014-07-28 | SUNTREK INDUSTRIES INC | Retrofit | Costa Mesa | Orange | 92626 | Host Customer is System Owner | [7 empty] | 1575.993 | 82.947 |  | Drainback |  |  |  | 1 | 1 |  | Z06 |  |  |  | 2007048A | 19 | 1 | [5 empty] | FALSE |  |  |  | SunEarth - SETR A503 TTR U + VFS 20-400 |  | SunEarth - SETR A503 TTR U + VFS 20-400 | Costa Mesa | FALSE | 10.86 |  | 2014-06-16 |  | 2014-07-03 | 2014-07-28 | 2014-12-30 | 2015-01-28 | 3538 | 21500 | Up-front Payment
PGE-003243 | Low Income Single Family Residential | Domestic Hot Water | Gas | Pacific Gas and Electric | Incentive:Paid | 2984 | 25.64 |  | 1 | 120 |  | 116 |  | 2014-07-22 16:50 | 2014-09-03 | FRESNO COUNTY ECONOMIC OPPORTUNITIES COMMISSION | Retrofit | Fresno | Fresno | 93705 | Host Customer is System Owner | 2 |  | 2010068D | Fafco, Inc. | 500 SERIES | 500-96SF-50G-50S | Indirect Forced Circulation (IF) | 97.56 |  | 2x8, 2x12 | Forced Circulation | Advanced Controller with a Thermal Cycling Function | Solar Storage and Auxiliary Tanks are separate | 50 | 0.97 | 1 | 35 | Z13 | [18 empty] | fresno | FALSE | 33.33 |  | 2014-06-16 | 2014-08-20 |  |  | 2014-07-22 | 2014-09-03 | 3693 | 3999.63 | Up-front Payment
PGE-003244 | Low Income Single Family Residential | Domestic Hot Water | Gas | Pacific Gas and Electric | Incentive:Paid | 2769 | 25.64 |  | 1 | 120 |  | 108 |  | 2014-07-17 10:33 | 2014-08-28 | FRESNO COUNTY ECONOMIC OPPORTUNITIES COMMISSION | Retrofit | FRESNO | Fresno | 93722 | Host Customer is System Owner | 4 |  | 2010068D | Fafco, Inc. | 500 SERIES | 500-96SF-50G-50S | Indirect Forced Circulation (IF) | 97.56 |  | 2x8, 2x12 | Forced Circulation | Advanced Controller with a Thermal Cycling Function | Solar Storage and Auxiliary Tanks are separate | 50 | 0.9 | 1 | 55 | Z13 | [18 empty] | fresno | FALSE | 33.27 |  | 2014-06-16 | 2014-08-20 |  |  | 2014-07-17 | 2014-08-28 | 3693 | 3991.91 | Up-front Payment
SCG-003245 | Commercial Pools | Pool Heating | Gas | Southern California Gas Company | Incentive:Paid | 31017 | 7 |  | 1 | 4431 |  | 4431 |  | 2014-06-17 07:44 | 2014-09-17 | SOLAR UNLIMITED INC | New Construction | Sherman Oaks | Los Angeles | 91423 | Host Customer is System Owner | [7 empty] | 2855.91 | 41.39 |  | Drainback |  |  |  | 1 | 1 |  | Z09 |  |  |  | 10001773 | 69 | 1 | [5 empty] | FALSE |  |  |  | SunEarth - SETR A503 TTR U + VFS 20-400 |  | SunEarth - SETR A503 TTR U + VFS 20-400 | Burbank | FALSE | 16.23 |  | 2014-06-16 | 2014-10-29 | 2014-06-17 | 2014-09-17 | 2014-09-18 | 2015-04-16 | 3473 | 71914.4 | Up-front Payment
PGE-003246 | Low Income Single Family Residential | Domestic Hot Water | Gas | Pacific Gas and Electric | Incentive:Paid | 2689 | 36.9 |  | 1 | 107 |  | 105 |  | 2014-07-25 13:36 | 2014-08-22 | MERCED COUNTY COMMUNITY ACTION BOARD | Retrofit | DELHI | Merced | 95315 | Owner/Tenant | 5 |  | 2010068D | Fafco, Inc. | 500 SERIES | 500-96SF-50G-50S | Indirect Forced Circulation (IF) | 97.56 |  | 2x8, 2x12 | Glycol | Advanced Controller with a Vacation or Holiday Mode | Solar Storage and Auxiliary Tanks are separate | 49.929 | 0.98 | 1 | 65 | Z12 | [18 empty] | MERCED COUNTY | FALSE | 41.1 |  | 2014-06-17 | 2014-08-22 |  |  | 2014-07-25 | 2014-08-22 | 3686 | 4397.34 | Up-front Payment
PGE-003247 | Single Family Residential | Domestic Hot Water | Gas | Pacific Gas and Electric | Incentive:Paid | 1989 | 18.59 |  | 1 | 107 |  | 107 |  | 2014-06-24 16:48 | 2014-07-27 | MERCED COUNTY COMMUNITY ACTION BOARD | Retrofit | DELHI | Merced | 95315 | Host Customer is System Owner | 6 |  | 2010068D | Fafco, Inc. | 500 SERIES | 500-96SF-50G-50S | Indirect Forced Circulation (IF) | 97.56 |  | 2x8, 2x12 | Glycol | Advanced Controller with a Vacation or Holiday Mode | Solar Storage and Auxiliary Tanks are separate | 49.929 | 1 | 1 | 75 | Z12 | [18 empty] | MERCED COUNTY | FALSE | 41.72 |  | 2011-06-01: 2014-06-17; 2011-08-03: 2014-06-24; 2011-09-20: 2014-07-27 | 3727 | 4463.65 | Up-front Payment
PGE-003248 | Low Income Single Family Residential | Domestic Hot Water | Gas | Pacific Gas and Electric | Incentive:Paid | 3077 | 25.64 |  | 1 | 120 |  | 120 |  | 2014-07-02 17:45 | 2014-08-01 | MERCED COUNTY COMMUNITY ACTION BOARD | Retrofit | PLANADA | Merced | 95365 | Owner/Tenant | 6 |  | 2010068D | Fafco, Inc. | 500 SERIES | 500-96SF-50G-50S | Indirect Forced Circulation (IF) | 97.56 |  | 2x8, 2x12 | Glycol | Advanced Controller with a Vacation or Holiday Mode | Solar Storage and Auxiliary Tanks are separate | 49.929 | 1 | 1 | 75 | [19 empty] | MERCED COUNTY | FALSE | 39.01 |  | 2011-06-01: 2014-06-17; 2011-08-03: 2014-07-02; 2011-09-20: 2014-08-01 | 3727 | 4681.71 | Up-front Payment
PGE-003249 | Single Family Residential | Domestic Hot Water | Gas | Pacific Gas and Electric | Incentive:Paid | 1969 | 18.59 |  | 1 | 107 |  | 106 |  | 2014-06-24 15:54 | 2014-07-27 | MERCED COUNTY COMMUNITY ACTION BOARD | Retrofit | DELHI | Merced | 95315 | Host Customer is System Owner | 4 |  | 2010068D | Fafco, Inc. | 500 SERIES | 500-96SF-50G-50S | Indirect Forced Circulation (IF) | 97.56 |  | 2x8, 2x12 | Glycol | Advanced Controller with a Vacation or Holiday Mode | Solar Storage and Auxiliary Tanks are separate | 49.929 | 0.99 | 1 | 55 | Z12 | [18 empty] | MERCED COUNTY | FALSE | 39.97 |  | 2014-06-17 | 2014-07-20 |  |  | 2014-06-24 | 2014-07-27 | 3727 | 4277.06 | Up-front Payment
SDG-003250 | Commercial Pools | Pool Heating | Gas | San Diego Gas and Electric | Incentive:Paid | 12432 | 7 |  | 1 | 1776 |  | 1776 |  | 2014-07-16 09:43 | 2014-08-06 | SUNTREK INDUSTRIES INC | Retrofit | La Jolla | San Diego | 92037 | Host Customer is System Owner | [7 empty] | 949 | 47.45 |  | Drainback |  |  |  | 1 | 1 |  | Z07 |  |  |  | 2007048A | 20 | 1 | [5 empty] | FALSE |  |  |  | SunEarth - SETR A503 TTR U + VFS 20-400 |  | SunEarth - SETR A503 TTR U + VFS 20-400 | San Diego | FALSE | 8.87 |  | 2014-06-17 | 2014-07-29 | 2014-07-16 | 2014-08-06 | 2015-01-13 | 2015-02-17 | 3511 | 15750 | Up-front Payment
SCG-003251 | Commercial Pools | Pool Heating | Gas | Southern California Gas Company | Incentive:Paid | 8540 | 7 |  | 1 | 1220 |  | 1220 |  | 2014-07-07 12:22 | 2014-07-28 | SUNTREK INDUSTRIES INC | Retrofit | Stanton | Orange | 90680 | Host Customer is System Owner | [7 empty] | 678 | 67.8 |  | Manual Drainback |  |  |  | 1 | 1 |  | Z08 |  |  |  | 2007048A | 10 | 1 | [5 empty] | FALSE |  |  |  | SunEarth - SETR A503 TTR U + VFS 20-400 |  | SunEarth - SETR A503 TTR U + VFS 20-400 | Stanton | FALSE | 8.11 |  | 2014-06-17 |  | 2014-07-07 | 2014-07-28 | 2015-03-25 | 2015-05-08 | 3448 | 9900 | Up-front Payment
SDG-003254 | Single Family Residential | Domestic Hot Water | Gas | San Diego Gas and Electric | Incentive:Canceled | 844 | 18.59 |  | 1 | 61 |  | 45 |  | 2014-06-24 10:08 |  | SOLAIRE ENERGY SYSTEMS INC | Retrofit | San Diego | San Diego | 92154 | Host Customer is System Owner | 2 |  | 30003825 | SunEarth, Inc. | CopperHeart | CP-40G | Direct Integral Collector Storage (DI) | 24.96 |  | CP-40 |  |  | Solar and Auxiliary Storage are the same Tank | 40 | 0.93 | 0.8 | 35 | Z07 | [18 empty] | San Diego City | FALSE | 100.52 |  | 2011-06-01: 2014-06-18; 2011-06-21: 2014-06-25; 2011-08-03: 2014-06-24 | 3672 | 6132 | Up-front Payment
SCG-003255 | Commercial Pools | Pool Heating | Gas | Southern California Gas Company | Incentive:Paid | 14490 | 7 |  | 1 | 2070 |  | 2070 |  | 2014-06-20 14:30 | 2014-07-28 | CALIFORNIA SOLAR THERMAL INC | Retrofit | Palm Springs | Riverside | 92262 | Host Customer is System Owner | [7 empty] | 966 | 48.3 |  | Drainback |  |  |  | 1 | 1 |  | Z15 |  |  |  | 10001888 | 20 | 1 | [5 empty] | FALSE |  |  |  | SunEarth - SETR A503 TTR U + VFS 20-400 |  | SunEarth - SETR A503 TTR U + VFS 20-400 | Riverside County | FALSE | 7.71 |  | 2014-06-20 |  | 2014-06-20 | 2014-07-28 | 2015-06-26 | 2015-07-22 | 3340 | 15960 | Up-front Payment
SCG-003256 | Commercial Pools | Pool Heating | Gas | Southern California Gas Company | Incentive:Paid | 14777 | 7 |  | 1 | 2111 |  | 2111 |  | 2014-07-12 12:51 | 2014-08-04 | SUNTREK INDUSTRIES INC | Retrofit | Rancho Mirage | Riverside | 92270 | Host Customer is System Owner | [7 empty] | 756 | 36 |  | Drainback |  |  |  | 1 | 1 |  | Z15 |  |  |  | 2007048A | 21 | 1 | [5 empty] | FALSE | [5 empty] | SunEarth - SETR A503 TTR U + VFS 20-400 | Rancho Mirage | FALSE | 7.2 |  | 2014-06-19 |  | 2014-07-12 | 2014-08-04 | 2014-11-24 | 2015-01-02 | 3567 | 15197 | Up-front Payment
PGE-003257 | Commercial/Multifamily Residential | Domestic Hot Water | Gas | Pacific Gas and Electric | Incentive:Paid | 2445 | 14.53 |  | 1 | 187 |  | 168 |  | 2014-06-20 13:22 | 2014-07-20 | REID HEATING & ENERGY INC | New Construction | RICHMOND | Contra Costa | 94801 | Host Customer is System Owner | [7 empty] | 81.72 | 40.86 |  | Glycol | Pressure Stagnation Protection (PSP) | Solar Storage and Auxiliary Tanks are separate |  | 0.9 | 1 | 84 | Z03 | 2 | Units | Apartments/Condos | 2006024E | 2 | 1 | 119 | 1 | 56 | 2 | 194000 | TRUE | 130 | 125 |  |  |  |  | Richmond, Ca | FALSE | 70.27 |  | 2014-06-19 | 2014-08-19 | 2014-06-20 | 2014-07-20 | 2014-07-21 | 2014-08-28 | 3692 | 13140 | Up-front Payment
PGE-003258 | Commercial Pools | Pool Heating | Gas | Pacific Gas and Electric | Incentive:Paid | 45409 | 7 |  | 1 | 6487 |  | 6487 |  | 2014-07-11 08:36 | 2014-09-03 | LINCOLN EQUIPMENT INC | Retrofit | KING CITY | Monterey | 93930 | Host Customer is System Owner | [7 empty] | 3752.32 | 42.64 |  | Drainback |  |  |  | 1 | 1 |  | Z04 |  |  |  | 10001781 | 88 | 1 | [5 empty] | FALSE |  |  |  | Maktinta Energy Smart |  | Maktinta Energy Smart | Ciity of King City | FALSE | 18.7 |  | 2014-06-19 | 2014-08-11 | 2014-07-11 | 2014-09-03 | 2016-02-29 | 2016-05-26 | 3068 | 121300 | Up-front Payment
PGE-003259 | Commercial Pools | Pool Heating | Gas | Pacific Gas and Electric | Incentive:Paid | 71624 | 7 |  | 1 | 10232 |  | 10232 |  | 2014-07-02 07:10 | 2014-08-13 | LINCOLN EQUIPMENT INC | Retrofit | San Jose | Santa Clara | 95129 | Host Customer is System Owner | [7 empty] | 4775.68 | 42.64 |  | Drainback |  |  |  | 1 | 1 |  | Z04 |  |  |  | 10001781 | 112 | 2 | [5 empty] | FALSE |  |  |  | Maktinta Energy Smart |  | Maktinta Energy Smart | San Jose | FALSE | 16.81 |  | 2014-06-19 | 2014-08-01 | 2014-07-02 | 2014-08-13 | 2015-05-20 | 2015-06-04 | 3424 | 172047 | Up-front Payment
SDG-003260 | Single Family Residential | Domestic Hot Water | Gas | San Diego Gas and Electric | Incentive:Paid | 2647 | 18.59 |  | 1 | 178 |  | 142 |  | 2014-07-03 15:45 | 2014-08-15 | CALIFORNIA SOLAR THERMAL INC | Retrofit | Carlsbad | San Diego | 92009 | Host Customer is System Owner | 3 |  | 2001001N | SunEarth, Inc. | SOLARAY | TE80C-120-2G | Indirect Forced Circulation (IF) | 81.72 |  | EC-40 / EC-40-0.75 | Glycol | Steam Back | Solar Storage and Auxiliary Tanks are separate | 120 | 1 | 0.8 | 45 | Z07 | [18 empty] | Carlsbad | FALSE | 47.19 |  | 2014-06-20 | 2014-07-17 |  |  | 2014-07-03 | 2014-08-15 | 3680 | 8400 | Up-front Payment
SCG-003261 | Commercial Pools | Pool Heating | Gas | Southern California Gas Company | Incentive:Paid | 10885 | 7 |  | 1 | 1555 |  | 1555 |  | 2014-07-15 17:07 | 2014-07-28 | CALIFORNIA SOLAR THERMAL INC | Retrofit | Palm Springs | Riverside | 92262 | Host Customer is System Owner | [7 empty] | 579.6 | 48.3 |  | Drainback |  |  |  | 1 | 1 |  | Z15 |  |  |  | 10001888 | 12 | 1 | [5 empty] | FALSE |  |  |  | SunEarth - SETR A503 TTR U + VFS 20-400 |  | SunEarth - SETR A503 TTR U + VFS 20-400 | Riverside County | FALSE | 7 |  | 2011-06-01: 2014-06-20; 2011-08-03: 2014-12-19; 2011-09-20: 2015-01-27 | 3490 | 10885 | Up-front Payment
PGE-003262 | Single Family Residential | Domestic Hot Water | Gas | Pacific Gas and Electric | Incentive:Paid | 1691 | 29.85 |  | 1 | 107 |  | 91 |  | 2014-08-01 11:29 | 2014-09-11 | COMMUNITY RESOURCE PROJECT INC | Retrofit | SACRAMENTO | Sacramento | 95833 | Host Customer is System Owner | 4 |  | 2010068D | Fafco, Inc. | 500 SERIES | 500-96SF-50G-50S | Indirect Forced Circulation (IF) | 97.56 |  | 2x8, 2x12 | Glycol | Unglazed Collectors | Solar Storage and Auxiliary Tanks are separate | 49.93 | 1 | 0.85 | 55 | Z12 | [18 empty] | City of Sacramento | FALSE | 19.53 |  | 2011-06-01: 2014-06-20; 2011-08-03: 2014-08-01; 2011-09-20: 2014-09-11 | 3463 | 2090.19 | Up-front Payment
SCG-003263 | Commercial Pools | Pool Heating | Gas | Southern California Gas Company | Incentive:Paid | 13582 | 7 |  | 1 | 1960 |  | 1940 |  | 2014-07-01 16:39 | 2014-07-31 | SUNTREK INDUSTRIES INC | Retrofit | Lancaster | Los Angeles | 93534 | Host Customer is System Owner | [7 empty] | 602 | 14 |  | Drainback |  |  |  | 0.99 | 1 |  | Z14 |  |  |  | 2007048A | 43 | 1 | [5 empty] | FALSE |  |  |  | SunEarth - SETR A503 TTR U + VFS 20-400 |  | SunEarth - SETR A503 TTR U + VFS 20-400 | City of Lancaster | FALSE | 6.93 |  | 2014-06-23 |  | 2014-07-01 | 2014-07-31 | 2015-04-08 | 2015-04-27 | 3457 | 13582 | Up-front Payment
SCG-003264 | Commercial/Multifamily Residential | Domestic Hot Water | Gas | Southern California Gas Company | Incentive:Paid | 33230 | 14.53 |  | 1 | 2287 |  | 2287 |  | 2014-06-25 15:22 | 2014-07-18 | ALL VALLEY SOLAR INC | Retrofit | Los Angeles | Los Angeles | 90036 | Host Customer is System Owner | [7 empty] | 573.3 | 40.95 |  | Drainback |  | Solar Storage and Auxiliary Tanks are separate |  | 1 | 1 | 1600 | Z09 | 40 | Units | Apartments/Condos | 10001803 | 14 | 2 | 780 | 6 | 80 | 1 | 500000 | TRUE | 130 | 140 |  | SunEarth - SETR A503 TTR U + VFS 5-100 |  | SunEarth - SETR A503 TTR U + VFS 5-100 | ladbs | FALSE | 21.89 |  | 2014-06-23 |  | 2014-06-25 | 2014-07-18 | 2014-07-22 | 2014-08-05 | 3714 | 50060 | Up-front Payment
SCG-003265 | Commercial/Multifamily Residential | Domestic Hot Water | Gas | Southern California Gas Company | Incentive:Paid | 40335 | 14.53 |  | 1 | 2776 |  | 2776 |  | 2014-06-30 07:35 | 2014-07-18 | ALL VALLEY SOLAR INC | Retrofit | Los Angeles | Los Angeles | 90020 | Host Customer is System Owner | [7 empty] | 655.2 | 40.95 |  | Drainback |  | Solar Storage and Auxiliary Tanks are separate |  | 1 | 1 | 1920 | Z08 | 48 | Units | Apartments/Condos | 10001803 | 16 | 2 | 1244 | 4 | 180 | 1 | 399000 | TRUE | 130 | 140 |  |  |  | SunEarth - SETR A503 TTR U + VFS 5-100 | ladbs | FALSE | 20.59 |  | 2014-06-23 |  | 2014-06-30 | 2014-07-18 | 2014-07-22 | 2014-08-05 | 3714 | 57171 | Up-front Payment
SCG-003266 | Commercial Pools | Pool Heating | Gas | Southern California Gas Company | Incentive:Paid | 15050 | 7 |  | 1 | 2163 |  | 2163 |  | 2014-07-12 12:51 | 2014-08-04 | SUNTREK INDUSTRIES INC | Retrofit | Rancho Mirage | Riverside | 92270 | Host Customer is System Owner | [7 empty] | 756 | 36 |  | Drainback |  |  |  | 1 | 1 |  | Z15 |  |  |  | 2007048A | 21 | 1 | [5 empty] | FALSE | [5 empty] | SunEarth - SETR A503 TTR U + VFS 20-400 | Rancho Mirage | FALSE | 6.96 |  | 2014-06-23 |  | 2014-07-12 | 2014-08-04 | 2014-11-24 | 2015-01-02 | 3567 | 15050 | Up-front Payment
SCG-003267 | Commercial Pools | Pool Heating | Gas | Southern California Gas Company | Incentive:Paid | 13299 | 7 |  | 1 | 2111 |  | 1900 |  | 2014-07-12 12:51 | 2014-08-04 | SUNTREK INDUSTRIES INC | Retrofit | Rancho Mirage | Riverside | 92270 | Host Customer is System Owner | [7 empty] | 756 | 36 |  | Drainback |  |  |  | 0.9 | 1 |  | Z15 |  |  |  | 2007048A | 21 | 1 | [5 empty] | FALSE |  |  |  | SunEarth - SETR A503 TTR U + VFS 20-400 |  | SunEarth - SETR A503 TTR U + VFS 20-400 | Rancho Mirage | FALSE | 6.45 |  | 2014-06-23 |  | 2014-07-12 | 2014-08-04 | 2014-11-24 | 2015-01-02 | 3553 | 13621 | Up-front Payment
SCG-003268 | Commercial Pools | Pool Heating | Gas | Southern California Gas Company | Incentive:Paid | 14481 | 7 |  | 1 | 2111 |  | 2069 |  | 2014-07-12 12:52 | 2014-08-04 | SUNTREK INDUSTRIES INC | Retrofit | Rancho Mirage | Riverside | 92270 | Host Customer is System Owner | [7 empty] | 756 | 36 |  | Drainback |  |  |  | 0.98 | 1 |  | Z15 |  |  |  | 2007048A | 21 | 1 | [5 empty] | FALSE | [5 empty] | SunEarth - SETR A503 TTR U + VFS 20-400 | Rancho Mirage | FALSE | 7.03 |  | 2014-06-23 |  | 2014-07-12 | 2014-08-04 | 2014-11-24 | 2015-01-02 | 3567 | 14831 | Up-front Payment
SCG-003269 | Commercial Pools | Pool Heating | Gas | Southern California Gas Company | Incentive:Paid | 15050 | 7 |  | 1 | 2150 |  | 2150 |  | 2014-07-12 12:52 | 2014-08-04 | SUNTREK INDUSTRIES INC | Retrofit | Rancho Mirage | Riverside | 92270 | Host Customer is System Owner | [7 empty] | 756 | 36 |  | Drainback |  |  |  | 1 | 1 |  | Z15 |  |  |  | 2007048A | 21 | 1 | [5 empty] | FALSE | [5 empty] | SunEarth - SETR A503 TTR U + VFS 20-400 | Rancho Mirage | FALSE | 7.06 |  | 2014-06-23 |  | 2014-07-12 | 2014-08-04 | 2014-11-24 | 2014-12-27 | 3559 | 15174 | Up-front Payment
SCG-003270 | Low Income Single Family Residential | Domestic Hot Water | Gas | Southern California Gas Company | Incentive:Paid | 1801 | 36.9 |  | 1 | 120 |  | 97 |  | 2014-12-16 09:50 | 2015-01-05 | SAUL EVARISTO LEAL | Retrofit | Corcoran | Kings | 93212 | Host Customer is System Owner | 5 |  | 2010068D | Fafco, Inc. | 500 SERIES | 500-96SF-50G-50S | Indirect Forced Circulation (IF) | 97.56 |  | 2x8, 2x12 | Glycol | Advanced Controller with a Vacation or Holiday Mode | Solar Storage and Auxiliary Tanks are separate | 50 | 0.95 | 0.85 | 65 | Z13 | [18 empty] | City of Corcoran | FALSE | 25.81 |  | 2011-06-01: 2014-06-23; 2011-08-03: 2014-12-16; 2011-09-20: 2015-01-05 | 3567 | 3097.45 | Up-front Payment
SDG-003273 | Commercial Pools | Pool Heating | Gas | San Diego Gas and Electric | Incentive:Paid | 17052 | 7 |  | 1 | 2436 |  | 2436 |  | 2014-07-21 14:10 | 2014-08-14 | CALIFORNIA SOLAR THERMAL INC | Retrofit | Santee | San Diego | 92071 | Host Customer is System Owner | [7 empty] | 876 | 29.2 |  | Drainback |  |  |  | 1 | 1 |  | Z10 |  |  |  | 10001888 | 30 | 1 | [5 empty] | FALSE |  |  |  | SunEarth - SETR A503 TTR U + VFS 20-400 |  | SunEarth - SETR A503 TTR U + VFS 20-400 | State Dept of Housing and Community Development | FALSE | 7 |  | 2014-07-18 | 2014-08-04 | 2014-07-21 | 2014-08-14 | 2015-04-30 | 2015-05-11 | 3428 | 17052 | Up-front Payment
SDG-003274 | Commercial Pools | Pool Heating | Gas | San Diego Gas and Electric | Reservation:Canceled | 15904 | 7 |  | 1 | 2391 |  | 2391 |  | 2014-07-21 14:09 |  |  | Retrofit | El Cajon | San Diego | 92021 | Host Customer is System Owner | [7 empty] | 1139.6 | 40.7 |  | Drainback |  |  |  | 1 | 1 |  | Z10 |  |  |  | 10001888 | 28 | 1 | [5 empty] | FALSE | [7 empty] | FALSE | 6.65 |  | 2011-06-01: 2014-07-18; 2011-06-21: 2014-07-25 | 3746 | 15904 | Up-front Payment
SCG-003275 | Single Family Residential | Domestic Hot Water | Gas | Southern California Gas Company | Incentive:Paid | 1394 | 18.59 |  | 1 | 75 |  | 75 |  | 2014-06-24 16:05 | 2014-07-03 | ZERO ENERGY CONTRACTING INC | Retrofit | Brea | Orange | 92821 | Host Customer is System Owner | 4 |  | 2012012B | KIOTO Clear Energy AG | SOLPAL (formerly Solcrafte) | SOLPAL L-G | Direct Integral Collector Storage (DI) | 26.11 |  | Solpal L |  |  | Solar and Auxiliary Storage are the same Tank | 53.1 | 1 | 1 | 55 | Z09 | [18 empty] | City of Brea | FALSE | 133.07 |  | 2011-06-01: 2014-06-24; 2011-08-03: 2014-06-24; 2011-09-20: 2014-07-03 | 3760 | 9980 | Up-front Payment
SCG-003276 | Commercial Pools | Pool Heating | Gas | Southern California Gas Company | Incentive:Paid | 15316 | 7 |  | 1 | 2188 |  | 2188 |  | 2014-06-25 19:10 | 2014-07-28 | CALIFORNIA SOLAR THERMAL INC | Retrofit | Palm Springs | Riverside | 92264 | Host Customer is System Owner | [7 empty] | 699 | 34.95 |  | Drainback |  |  |  | 1 | 1 |  | Z15 |  |  |  | 10001888 | 20 | 1 | [5 empty] | FALSE |  |  |  | SunEarth - SETR A503 TTR U + VFS 20-400 |  | SunEarth - SETR A503 TTR U + VFS 20-400 | County of Riverside | FALSE | 7 |  | 2014-06-25 |  | 2014-06-25 | 2014-07-28 | 2015-03-25 | 2015-04-20 | 3462 | 15316 | Up-front Payment
SCG-003277 | Commercial Pools | Pool Heating | Gas | Southern California Gas Company | Incentive:Paid | 15582 | 7 |  | 1 | 2226 |  | 2226 |  | 2014-06-25 19:09 | 2014-07-28 | CALIFORNIA SOLAR THERMAL INC | Retrofit | Palm Springs | Riverside | 92264 | Host Customer is System Owner | [7 empty] | 699 | 34.95 |  | Drainback |  |  |  | 1 | 1 |  | Z15 |  |  |  | 10001888 | 20 | 1 | [5 empty] | FALSE |  |  |  | SunEarth - SETR A503 TTR U + VFS 20-400 |  | SunEarth - SETR A503 TTR U + VFS 20-400 | County of Riverside | FALSE | 7 |  | 2014-06-25 |  | 2014-06-25 | 2014-07-28 | 2015-03-25 | 2015-06-09 | 3410 | 15582 | Up-front Payment
SCG-003278 | Commercial Pools | Pool Heating | Gas | Southern California Gas Company | Incentive:Paid | 7229 | 7 |  | 1 | 1215 |  | 1033 |  | 2014-07-08 13:59 | 2014-08-06 | SUNTREK INDUSTRIES INC | Retrofit | Lake Forest | Orange | 92630 | Host Customer is System Owner | [7 empty] | 432 | 24 |  | Drainback |  |  |  | 0.85 | 1 |  | Z08 |  |  |  | 2007048A | 18 | 1 | [5 empty] | FALSE | [6 empty] | City of Lake Forest | FALSE | 6 |  | 2014-06-25 |  | 2014-07-08 | 2014-08-06 | 2014-08-20 | 2014-09-18 | 3681 | 7289 | Up-front Payment
SCG-003279 | Commercial Pools | Pool Heating | Gas | Southern California Gas Company | Incentive:Paid | 14301 | 7 |  | 1 | 2043 |  | 2043 |  | 2014-07-12 12:53 | 2014-07-30 | SUNTREK INDUSTRIES INC | Retrofit | Rancho Mirage | Riverside | 92270 | Host Customer is System Owner | [7 empty] | 684 | 36 |  | Drainback |  |  |  | 1 | 1 |  | Z15 |  |  |  | 2007048A | 19 | 1 | [5 empty] | FALSE |  |  |  | SunEarth - SETR A503 TTR U + VFS 20-400 |  | SunEarth - SETR A503 TTR U + VFS 20-400 | Rancho Mirage | FALSE | 7.27 |  | 2014-06-25 |  | 2014-07-12 | 2014-07-30 | 2014-11-06 | 2014-11-18 | 3529 | 14843 | Up-front Payment
SCG-003280 | Commercial Pools | Pool Heating | Gas | Southern California Gas Company | Incentive:Paid | 14296 | 7 |  | 1 | 2048 |  | 2048 |  | 2014-07-12 12:53 | 2014-07-30 | SUNTREK INDUSTRIES INC | Retrofit | Rancho Mirage | Riverside | 92270 | Host Customer is System Owner | [7 empty] | 684 | 36 |  | Drainback |  |  |  | 1 | 1 |  | Z15 |  |  |  | 2007048A | 19 | 1 | [5 empty] | FALSE |  |  |  | SunEarth - SETR A503 TTR U + VFS 20-400 |  | SunEarth - SETR A503 TTR U + VFS 20-400 | Rancho Mirage | FALSE | 6.98 |  | 2014-06-25 |  | 2014-07-12 | 2014-07-30 | 2014-11-06 | 2014-11-18 | 3529 | 14296 | Up-front Payment
SCG-003281 | Commercial Pools | Pool Heating | Gas | Southern California Gas Company | Incentive:Paid | 12984 | 7 |  | 1 | 2061 |  | 1855 |  | 2014-07-12 12:53 | 2014-07-30 | SUNTREK INDUSTRIES INC | Retrofit | Rancho Mirage | Riverside | 92270 | Host Customer is System Owner | [7 empty] | 684 | 36 |  | Drainback |  |  |  | 0.9 | 1 |  | Z15 |  |  |  | 2007048A | 19 | 1 | [5 empty] | FALSE |  |  |  | SunEarth - SETR A503 TTR U + VFS 20-400 |  | SunEarth - SETR A503 TTR U + VFS 20-400 | Rancho Mirage | FALSE | 6.59 |  | 2014-06-25 |  | 2014-07-12 | 2014-07-30 | 2014-11-06 | 2014-11-18 | 3529 | 13583 | Up-front Payment
SCG-003282 | Commercial Pools | Pool Heating | Gas | Southern California Gas Company | Incentive:Paid | 12953 | 7 |  | 1 | 2056 |  | 1850 |  | 2014-07-12 12:53 | 2014-07-30 | SUNTREK INDUSTRIES INC | Retrofit | Rancho Mirage | Riverside | 92270 | Host Customer is System Owner | [7 empty] | 684 | 36 |  | Drainback |  |  |  | 0.9 | 1 |  | Z15 |  |  |  | 2007048A | 19 | 1 | [5 empty] | FALSE |  |  |  | SunEarth - SETR A503 TTR U + VFS 20-400 |  | SunEarth - SETR A503 TTR U + VFS 20-400 | Rancho Mirage | FALSE | 7.1 |  | 2014-06-25 |  | 2014-07-12 | 2014-07-30 | 2014-11-06 | 2014-11-17 | 3529 | 14591 | Up-front Payment
SCG-003283 | Commercial Pools | Pool Heating | Gas | Southern California Gas Company | Incentive:Paid | 13456 | 7 |  | 1 | 2045 |  | 1922 |  | 2014-07-12 12:54 | 2014-07-31 | SUNTREK INDUSTRIES INC | Retrofit | Rancho Mirage | Riverside | 92270 | Host Customer is System Owner | [7 empty] | 684 | 36 |  | Drainback |  |  |  | 0.94 | 1 |  | Z15 |  |  |  | 2007048A | 19 | 1 | [5 empty] | FALSE |  |  |  | SunEarth - SETR A503 TTR U + VFS 20-400 |  | SunEarth - SETR A503 TTR U + VFS 20-400 | Rancho Mirage | FALSE | 6.77 |  | 2014-06-25 |  | 2014-07-12 | 2014-07-31 | 2014-11-06 | 2014-11-17 | 3529 | 13835 | Up-front Payment
PGE-003284 | Low Income Single Family Residential | Domestic Hot Water | Gas | Pacific Gas and Electric | Incentive:Paid | 3046 | 25.64 |  | 1 | 120 |  | 119 |  | 2014-06-27 14:34 | 2014-08-04 | FRESNO COUNTY ECONOMIC OPPORTUNITIES COMMISSION | Retrofit | Fresno | Fresno | 93727 | Host Customer is System Owner | 2 |  | 2010068D | Fafco, Inc. | 500 SERIES | 500-96SF-50G-50S | Indirect Forced Circulation (IF) | 97.56 |  | 2x8, 2x12 | Glycol | Advanced Controller with a Thermal Cycling Function | Solar Storage and Auxiliary Tanks are separate | 50 | 0.99 | 1 | 35 | Z13 | [18 empty] | Fresno | FALSE | 33.99 |  | 2014-06-26 | 2014-07-27 |  |  | 2014-06-27 | 2014-08-04 | 3726 | 4078.88 | Up-front Payment
SDG-003285 | Commercial Pools | Pool Heating | Gas | San Diego Gas and Electric | Incentive:Canceled | 12110 | 7 |  | 1 | 1730 |  | 1730 |  | 2014-07-17 16:59 | 2014-08-06 | SUNTREK INDUSTRIES INC | Retrofit | San Diego | San Diego | 92128 | Host Customer is System Owner | [7 empty] | 768 | 32 |  | Drainback |  |  |  | 1 | 1 |  | Z10 |  |  |  | 2007048A | 24 | 1 | [5 empty] | FALSE | [7 empty] | FALSE | 8.43 |  | 2014-06-26 | 2014-07-30 | 2014-07-17 | 2014-08-06 |  |  | 3734 | 14580 | Up-front Payment
SDG-003287 | Commercial Pools | Pool Heating | Gas | San Diego Gas and Electric | Incentive:Paid | 13440 | 7 |  | 1 | 1920 |  | 1920 |  | 2014-06-27 16:07 | 2014-07-23 | CALIFORNIA SOLAR THERMAL INC | Retrofit | San Diego | San Diego | 92128 | Host Customer is System Owner | [7 empty] | 869.4 | 48.3 |  | Drainback |  |  |  | 1 | 1 |  | Z10 |  |  |  | 10001888 | 18 | 1 | [5 empty] | FALSE |  |  |  | SunEarth - SETR A503 TTR U + VFS 20-400 |  | SunEarth - SETR A503 TTR U + VFS 20-400 | San Diego County | FALSE | 7 |  | 2014-06-27 | 2014-07-17 | 2014-06-27 | 2014-07-23 | 2015-09-01 | 2015-09-14 | 3313 | 13440 | Up-front Payment
SDG-003288 | Commercial Pools | Pool Heating | Gas | San Diego Gas and Electric | Incentive:Paid | 14483 | 7 |  | 1 | 2069 |  | 2069 |  | 2014-06-27 16:09 | 2014-07-23 | CALIFORNIA SOLAR THERMAL INC | Retrofit | San Diego | San Diego | 92128 | Host Customer is System Owner | [7 empty] | 966 | 48.3 |  | Drainback |  |  |  | 1 | 1 |  | Z10 |  |  |  | 10001888 | 20 | 1 | [5 empty] | FALSE |  |  |  | SunEarth - SETR A503 TTR U + VFS 20-400 |  | SunEarth - SETR A503 TTR U + VFS 20-400 | San Diego County | FALSE | 7 |  | 2014-06-27 | 2014-07-17 | 2014-06-27 | 2014-07-23 | 2015-09-01 | 2015-09-14 | 3313 | 14483 | Up-front Payment
SCG-003289 | Single Family Residential | Domestic Hot Water | Gas | Southern California Gas Company | Incentive:Paid | 1190 | 18.59 |  | 1 | 64 |  | 64 |  | 2014-06-27 11:49 | 2014-07-21 | ZERO ENERGY CONTRACTING INC | Retrofit | Pasadena | Los Alamitos | 91107 | Host Customer is System Owner | 6 |  | 2012012B | KIOTO Clear Energy AG | SOLPAL (formerly Solcrafte) | SOLPAL L-G | Direct Integral Collector Storage (DI) | 26.11 |  | Solpal L |  |  | Solar and Auxiliary Storage are the same Tank | 53.1 | 1 | 1 | 75 | Z16 | [18 empty] | City of Pasadena | FALSE | 200.23 |  | 2011-06-01: 2014-06-27; 2011-08-03: 2014-06-27; 2011-09-20: 2014-07-21 | 3732 | 12815 | Up-front Payment
SCG-003290 | Single Family Residential | Domestic Hot Water | Gas | Southern California Gas Company | Incentive:Paid | 1311 | 18.59 |  | 1 | 75 |  | 71 |  | 2014-06-27 13:18 | 2014-07-05 | ZERO ENERGY CONTRACTING INC | Retrofit | Burbank | Los Angeles | 91505 | Host Customer is System Owner | 4 |  | 2012012B | KIOTO Clear Energy AG | SOLPAL (formerly Solcrafte) | SOLPAL L-G | Direct Integral Collector Storage (DI) | 26.11 |  | Solpal L |  |  | Solar and Auxiliary Storage are the same Tank | 53.1 | 0.99 | 0.95 | 55 | Z09 | [18 empty] | City of Burbank | FALSE | 197.56 |  | 2011-06-01: 2014-06-27; 2011-08-03: 2014-06-27; 2011-09-20: 2014-07-05 | 3749 | 14817 | Up-front Payment
SCG-003291 | Single Family Residential | Domestic Hot Water | Gas | Southern California Gas Company | Incentive:Paid | 1343 | 18.59 |  | 1 | 73 |  | 72 |  | 2014-06-27 13:30 | 2014-07-18 | ZERO ENERGY CONTRACTING INC | Retrofit | Bellflower | Los Angeles | 90706 | Host Customer is System Owner | 4 |  | 2012012B | KIOTO Clear Energy AG | SOLPAL (formerly Solcrafte) | SOLPAL L-G | Direct Integral Collector Storage (DI) | 26.11 |  | Solpal L |  |  | Solar and Auxiliary Storage are the same Tank | 53.1 | 0.99 | 1 | 55 | Z08 | [18 empty] | City of Bellflower | FALSE | 136.71 |  | 2011-06-01: 2014-06-27; 2011-08-03: 2014-06-27; 2011-09-20: 2014-07-18 | 3727 | 9980 | Up-front Payment
SCG-003292 | Single Family Residential | Domestic Hot Water | Gas | Southern California Gas Company | Incentive:Paid | 1178 | 18.59 |  | 1 | 64 |  | 63 |  | 2014-06-27 13:46 | 2014-07-21 | ZERO ENERGY CONTRACTING INC | Retrofit | Bellflower | Los Angeles | 90706 | Host Customer is System Owner | 3 |  | 30003825 | SunEarth, Inc. | CopperHeart | CP-40G | Direct Integral Collector Storage (DI) | 24.96 |  | CP-40 |  |  | Solar and Auxiliary Storage are the same Tank | 39.9 | 0.99 | 1 | 45 | Z08 | [18 empty] | City of Bellflower | FALSE | 192.39 |  | 2011-06-01: 2014-06-27; 2011-08-03: 2014-06-27; 2011-09-20: 2014-07-21 | 3732 | 12313 | Up-front Payment
SCG-003293 | Single Family Residential | Domestic Hot Water | Gas | Southern California Gas Company | Incentive:Paid | 1031 | 18.59 |  | 1 | 73 |  | 55 |  | 2014-06-27 14:09 | 2014-07-21 | ZERO ENERGY CONTRACTING INC | Retrofit | Yorba Linda | Orange | 92886 | Host Customer is System Owner | 3 |  | 2012012B | KIOTO Clear Energy AG | SOLPAL (formerly Solcrafte) | SOLPAL L-G | Direct Integral Collector Storage (DI) | 26.11 |  | Solpal L |  |  | Solar and Auxiliary Storage are the same Tank | 53.1 | 0.95 | 0.8 | 45 | Z08 | [18 empty] | City of Yorba Linda | FALSE | 189.67 |  | 2011-06-01: 2014-06-27; 2011-08-03: 2014-06-27; 2011-09-20: 2014-07-21 | 3732 | 13846 | Up-front Payment
SCG-003294 | Single Family Residential | Domestic Hot Water | Gas | Southern California Gas Company | Incentive:Paid | 1190 | 18.59 |  | 1 | 64 |  | 64 |  | 2014-06-27 14:33 | 2014-07-21 | ZERO ENERGY CONTRACTING INC | Retrofit | Cerritos | Los Angeles | 90703 | Host Customer is System Owner | 4 |  | 30003825 | SunEarth, Inc. | CopperHeart | CP-40G | Direct Integral Collector Storage (DI) | 24.96 |  | CP-40 |  |  | Solar and Auxiliary Storage are the same Tank | 39.9 | 1 | 1 | 55 | Z08 | [18 empty] | City of Cerritos | FALSE | 155.94 |  | 2011-06-01: 2014-06-27; 2011-08-03: 2014-06-27; 2011-09-20: 2014-07-21 | 3732 | 9980 | Up-front Payment
SCG-003295 | Single Family Residential | Domestic Hot Water | Gas | Southern California Gas Company | Incentive:Paid | 1325 | 18.59 |  | 1 | 75 |  | 71 |  | 2014-06-27 15:11 | 2014-07-14 | ZERO ENERGY CONTRACTING INC | Retrofit | Burbank | Los Angeles | 91505 | Host Customer is System Owner | 4 |  | 2012012B | KIOTO Clear Energy AG | SOLPAL (formerly Solcrafte) | SOLPAL L-G | Direct Integral Collector Storage (DI) | 26.11 |  | Solpal L |  |  | Solar and Auxiliary Storage are the same Tank | 53.1 | 0.95 | 1 | 55 | Z09 | [18 empty] | City of Burbank | FALSE | 189.15 |  | 2011-06-01: 2014-06-27; 2011-08-03: 2014-06-27; 2011-09-20: 2014-07-14 | 3727 | 14186 | Up-front Payment
SCG-003296 | Single Family Residential | Domestic Hot Water | Gas | Southern California Gas Company | Incentive:Paid | 1161 | 18.59 |  | 1 | 75 |  | 62 |  | 2014-06-27 15:41 | 2014-07-14 | ZERO ENERGY CONTRACTING INC | Retrofit | Burbank | Los Angeles | 91506 | Host Customer is System Owner | 3 |  | 2012012B | KIOTO Clear Energy AG | SOLPAL (formerly Solcrafte) | SOLPAL L-G | Direct Integral Collector Storage (DI) | 26.11 |  | Solpal L |  |  | Solar and Auxiliary Storage are the same Tank | 53.1 | 0.98 | 0.85 | 45 | Z09 | [18 empty] | City of Burbank | FALSE | 170.08 |  | 2011-06-01: 2014-06-27; 2011-08-03: 2014-06-27; 2011-09-20: 2014-07-14 | 3714 | 12756 | Up-front Payment
SCG-003297 | Single Family Residential | Domestic Hot Water | Gas | Southern California Gas Company | Incentive:Paid | 1311 | 18.59 |  | 1 | 75 |  | 70 |  | 2014-06-27 16:13 | 2014-07-14 | ZERO ENERGY CONTRACTING INC | Retrofit | Glendora | Los Angeles | 91741 | Host Customer is System Owner | 5 |  | 2012012B | KIOTO Clear Energy AG | SOLPAL (formerly Solcrafte) | SOLPAL L-G | Direct Integral Collector Storage (DI) | 26.11 |  | Solpal L |  |  | Solar and Auxiliary Storage are the same Tank | 53.1 | 0.94 | 1 | 65 | Z09 | [18 empty] | City of Glendora | FALSE | 133.07 |  | 2011-06-01: 2014-06-27; 2011-08-03: 2014-06-27; 2011-09-20: 2014-07-14 | 3727 | 9980 | Up-front Payment
SCG-003298 | Single Family Residential | Domestic Hot Water | Gas | Southern California Gas Company | Incentive:Paid | 1190 | 18.59 |  | 1 | 64 |  | 64 |  | 2014-06-27 16:36 | 2014-07-21 | ZERO ENERGY CONTRACTING INC | Retrofit | Pasadena | Los Angeles | 91107 | Host Customer is System Owner | 4 |  | 2012012B | KIOTO Clear Energy AG | SOLPAL (formerly Solcrafte) | SOLPAL L-G | Direct Integral Collector Storage (DI) | 26.11 |  | Solpal L |  |  | Solar and Auxiliary Storage are the same Tank | 53.1 | 1 | 1 | 55 | Z16 | [18 empty] | City of Pasadena | FALSE | 220.62 |  | 2011-06-01: 2014-06-27; 2011-08-03: 2014-06-27; 2011-09-20: 2014-07-21 | 3732 | 14120 | Up-front Payment
SCG-003299 | Single Family Residential | Domestic Hot Water | Gas | Southern California Gas Company | Incentive:Paid | 1338 | 18.59 |  | 1 | 75 |  | 72 |  | 2014-06-27 16:58 | 2014-07-21 | ZERO ENERGY CONTRACTING INC | Retrofit | Whittier | Los Angeles | 90606 | Host Customer is System Owner | 5 |  | 2012012B | KIOTO Clear Energy AG | SOLPAL (formerly Solcrafte) | SOLPAL L-G | Direct Integral Collector Storage (DI) | 26.11 |  | Solpal L |  |  | Solar and Auxiliary Storage are the same Tank | 53.1 | 0.96 | 1 | 65 | Z09 | [18 empty] | County of Los Angeles | FALSE | 158.67 |  | 2011-06-01: 2014-06-27; 2011-08-03: 2014-06-27; 2011-09-20: 2014-07-21 | 3732 | 11900 | Up-front Payment
SCG-003300 | Single Family Residential | Domestic Hot Water | Gas | Southern California Gas Company | Incentive:Paid | 1097 | 18.59 |  | 1 | 59 |  | 59 |  | 2014-07-02 09:27 | 2014-07-16 | ROCHLIN CORPORATION | Retrofit | Pacific Palisades | Los Angeles | 90272 | Host Customer is System Owner | 5 |  | 30003825 | SunEarth, Inc. | CopperHeart | CP-40G | Direct Integral Collector Storage (DI) | 24.96 |  | CP-40 |  |  | Solar and Auxiliary Storage are the same Tank | 39.9 | 1 | 1 | 65 | Z06 | [18 empty] | Los Angles Department od Building and Safety | FALSE | 131.09 |  | 2011-06-01: 2014-06-28; 2011-08-03: 2014-07-02; 2011-09-20: 2014-07-16 | 3727 | 7734.23 | Up-front Payment
SDG-003301 | Commercial/Multifamily Residential | Domestic Hot Water | Gas | San Diego Gas and Electric | Incentive:Paid | 36948 | 20.19 |  | 1 | 1830 |  | 1830 |  | 2014-07-24 17:01 | 2014-08-25 | CALIFORNIA SOLAR THERMAL INC | New Construction | San Diego | San Diego | 92127 | Host Customer is System Owner | [7 empty] | 491.4 | 40.95 |  | Glycol | Steam Back | Solar Storage and Auxiliary Tanks are separate |  | 1 | 1 | 1000 | Z10 | 25 | Units | Apartments/Condos | 10001803 | 12 | 1 | 610 | 2 | 115 | 1 | 499900 | TRUE | 120 | 140 |  | SunEarth - SETR A503 TTR U + VFS 10-200 |  | SunEarth - SETR A503 TTR U + VFS 10-200 | City of San Diego | FALSE | 28.11 |  | 2014-06-29 | 2014-07-30 | 2014-07-24 | 2014-08-25 | 2015-02-05 | 2015-03-24 | 3420 | 51441 | Up-front Payment
SDG-003302 | Commercial/Multifamily Residential | Domestic Hot Water | Gas | San Diego Gas and Electric | Incentive:Paid | 36948 | 20.19 |  | 1 | 1830 |  | 1830 |  | 2014-07-24 17:02 | 2014-08-25 | CALIFORNIA SOLAR THERMAL INC | New Construction | San Diego | San Diego | 92127 | Host Customer is System Owner | [7 empty] | 491.4 | 40.95 |  | Glycol | Steam Back | Solar Storage and Auxiliary Tanks are separate |  | 1 | 1 | 1000 | Z10 | 25 | Units | Apartments/Condos | 10001803 | 12 | 1 | 610 | 2 | 115 | 1 | 499900 | TRUE | 120 | 140 |  | SunEarth - SETR A503 TTR U + VFS 10-200 |  | SunEarth - SETR A503 TTR U + VFS 10-200 | City of San Diego | FALSE | 28.11 |  | 2014-06-29 | 2014-07-30 | 2014-07-24 | 2014-08-25 | 2015-02-05 | 2015-03-24 | 3420 | 51441 | Up-front Payment
SDG-003303 | Commercial Pools | Pool Heating | Gas | San Diego Gas and Electric | Reservation:Canceled | 25151 | 7 |  | 1 | 3593 |  | 3593 |  | 2014-07-16 12:18 |  | CALIFORNIA SOLAR THERMAL INC | Retrofit | San Diego | San Diego | 92128 | Host Customer is System Owner | [7 empty] | 1628 | 40.7 |  | Drainback |  |  |  | 1 | 1 |  | Z10 |  |  |  | 10001888 | 40 | 1 | [5 empty] | FALSE | [7 empty] | FALSE | 7 |  | 2011-06-01: 2014-06-30; 2011-06-21: 2014-07-25 | 3746 | 25151 | Up-front Payment
SDG-003304 | Commercial Pools | Pool Heating | Gas | San Diego Gas and Electric | Reservation:Canceled | 52535 | 7 |  | 1 | 7505 |  | 7505 |  | 2014-07-16 12:20 |  | CALIFORNIA SOLAR THERMAL INC | Retrofit | San Diego | San Diego | 92128 | Host Customer is System Owner | [7 empty] | 4273.5 | 40.7 |  | Drainback |  |  |  | 1 | 1 |  | Z10 |  |  |  | 10001888 | 105 | 1 | [5 empty] | FALSE | [7 empty] | FALSE | 8.9 |  | 2011-06-01: 2014-06-30; 2011-06-21: 2014-07-25 | 3746 | 66810 | Up-front Payment
SCG-003305 | Commercial Pools | Pool Heating | Gas | Southern California Gas Company | Reservation:Canceled | 6460 | 7 |  | 1 | 1292 |  | 1292 |  |  |  | REVCO SOLAR ENGINEERING INC | Retrofit | Laguna Niguel | Laguna Niguel | 92677 | Host Customer is System Owner | [7 empty] | 896 | 32 |  | Drainback |  |  |  | 1 | 1 |  | Z08 |  |  |  | 10001773 | 28 | 1 | [5 empty] | FALSE | [7 empty] | FALSE | 13.06 |  | 2011-06-01: 2014-06-30 | 3771 | 16875 | Up-front Payment
SCG-003306 | Commercial Pools | Pool Heating | Gas | Southern California Gas Company | Incentive:Paid | 5867 | 7 |  | 1 | 864 |  | 838 |  | 2014-07-10 10:14 | 2014-07-24 | SUNTREK INDUSTRIES INC | Retrofit | Upland | San Bernadino | 91786 | Host Customer is System Owner | [7 empty] | 420 | 35 |  | Drainback |  |  |  | 0.97 | 1 |  | Z10 |  |  |  | 2007048A | 12 | 1 | [5 empty] | FALSE | [6 empty] | City of Upland | FALSE | 7.74 |  | 2014-06-30 |  | 2014-07-10 | 2014-07-24 | 2015-04-08 | 2015-04-27 | 3457 | 6685 | Up-front Payment
SCG-003307 | Commercial Pools | Pool Heating | Gas | Southern California Gas Company | Reservation:Canceled | 6160 | 7 |  | 1 | 880 |  | 880 |  | 2014-07-10 10:14 |  | SUNTREK INDUSTRIES INC | Retrofit | Tehachapi | Kern | 93561 | Host Customer is System Owner | [7 empty] | 616.009 | 26.783 |  | Drainback |  |  |  | 1 | 1 |  | Z16 |  |  |  | 2007048A | 23 | 1 | [5 empty] | FALSE | [7 empty] | FALSE | 7 |  | 2011-06-01: 2014-06-30; 2011-06-21: 2014-08-28; 2011-06-23: 2014-07-10 | 3712 | 6160 | Up-front Payment
SDG-003308 | Commercial Pools | Pool Heating | Gas | San Diego Gas and Electric | Incentive:Paid | 7469 | 7 |  | 1 | 1082 |  | 1082 |  | 2014-07-16 16:03 | 2014-08-05 | SUNTREK INDUSTRIES INC | Retrofit | San Diego | San Diego | 92115 | Host Customer is System Owner | [7 empty] | 480 | 40 |  | Drainback |  |  |  | 1 | 1 |  | Z10 |  |  |  | 2007048A | 12 | 1 | [5 empty] | FALSE |  |  |  | SunEarth - SETR A503 TTR U + VFS 10-200 |  | SunEarth - SETR A503 TTR U + VFS 10-200 | City of San Diego | FALSE | 6.9 |  | 2014-06-30 | 2014-07-30 | 2014-07-16 | 2014-08-05 | 2015-10-09 | 2015-11-10 | 3263 | 7469 | Up-front Payment
SDG-003309 | Commercial Pools | Pool Heating | Gas | San Diego Gas and Electric | Incentive:Paid | 9982 | 7 |  | 1 | 1441 |  | 1427 |  | 2014-07-21 13:00 | 2014-08-05 | SUNTREK INDUSTRIES INC | Retrofit | San Diego | San Diego | 92115 | Host Customer is System Owner | [7 empty] | 640 | 40 |  | Drainback |  |  |  | 0.99 | 1 |  | Z10 |  |  |  | 2007048A | 16 | 1 | [5 empty] | FALSE |  |  |  | SunEarth - SETR A503 TTR U + VFS 20-400 |  | SunEarth - SETR A503 TTR U + VFS 20-400 | City of San Diego | FALSE | 6.93 |  | 2014-06-30 | 2014-07-30 | 2014-07-21 | 2014-08-05 | 2015-10-06 | 2015-10-19 | 3278 | 9982 | Up-front Payment
SDG-003310 | Commercial Pools | Pool Heating | Gas | San Diego Gas and Electric | Incentive:Paid | 9814 | 7 |  | 1 | 1444 |  | 1444 |  | 2014-07-21 13:01 | 2014-08-05 | SUNTREK INDUSTRIES INC | Retrofit | San Diego | San Diego | 92115 | Host Customer is System Owner | [7 empty] | 633.6 | 39.6 |  | Drainback |  |  |  | 1 | 1 |  | Z10 |  |  |  | 2007048A | 16 | 1 | [5 empty] | FALSE |  |  |  | SunEarth - SETR A503 TTR U + VFS 20-400 |  | SunEarth - SETR A503 TTR U + VFS 20-400 | City of San Diego | FALSE | 6.8 |  | 2014-06-30 | 2014-07-30 | 2014-07-21 | 2014-08-05 | 2015-10-09 |  | 3263 | 9814 | Up-front Payment
SCG-003311 | Commercial Pools | Pool Heating | Gas | Southern California Gas Company | Incentive:Paid | 12451 | 7 |  | 1 | 1815 |  | 1779 |  | 2014-07-10 10:27 | 2014-07-31 | SUNTREK INDUSTRIES INC | Retrofit | Lancaster | Los Angeles | 93535 | Host Customer is System Owner | [7 empty] | 800 | 32 |  | Manual Drainback |  |  |  | 0.98 | 1 |  | Z14 |  |  |  | 2007048A | 25 | 1 | [5 empty] | FALSE |  |  |  | SunEarth - SETR A503 TTR U + VFS 20-400 |  | SunEarth - SETR A503 TTR U + VFS 20-400 | City of Lancaster | FALSE | 8.02 |  | 2014-06-30 |  | 2014-07-10 | 2014-07-31 | 2015-04-23 | 2015-04-27 | 3457 | 14553 | Up-front Payment
SDG-003312 | Commercial Pools | Pool Heating | Gas | San Diego Gas and Electric | Incentive:Paid | 11004 | 7 |  | 1 | 1572 |  | 1572 |  | 2014-07-16 16:01 | 2014-08-05 | SUNTREK INDUSTRIES INC | Retrofit | San Diego | San Diego | 92117 | Host Customer is System Owner | [7 empty] | 720 | 40 |  | Drainback |  |  |  | 1 | 1 |  | Z07 |  |  |  | 2007048A | 18 | 1 | [5 empty] | FALSE |  |  |  | SunEarth - SETR A503 TTR U + VFS 20-400 |  | SunEarth - SETR A503 TTR U + VFS 20-400 | City of San Diego | FALSE | 9.73 |  | 2014-06-30 | 2014-07-30 | 2014-07-16 | 2014-08-05 | 2015-09-30 | 2015-10-16 | 3280 | 15294 | Up-front Payment
SDG-003313 | Commercial Pools | Pool Heating | Gas | San Diego Gas and Electric | Incentive:Paid | 8274 | 7 |  | 1 | 1182 |  | 1182 |  | 2014-07-16 16:02 | 2014-08-06 | SUNTREK INDUSTRIES INC | Retrofit | San Diego | San Diego | 92117 | Host Customer is System Owner | [7 empty] | 560 | 40 |  | Drainback |  |  |  | 1 | 1 |  | Z07 |  |  |  | 2007048A | 14 | 1 | [5 empty] | FALSE |  |  |  | SunEarth - SETR A503 TTR U + VFS 20-400 |  | SunEarth - SETR A503 TTR U + VFS 20-400 | City of San Diego | FALSE | 9.67 |  | 2014-06-30 | 2014-07-30 | 2014-07-16 | 2014-08-06 | 2015-09-30 | 2015-10-16 | 3280 | 11430 | Up-front Payment
SDG-003314 | Commercial Pools | Pool Heating | Gas | San Diego Gas and Electric | Incentive:Paid | 8253 | 7 |  | 1 | 1179 |  | 1179 |  | 2014-07-16 16:02 | 2014-08-06 | SUNTREK INDUSTRIES INC | Retrofit | San Diego | San Diego | 92117 | Host Customer is System Owner | [7 empty] | 560 | 40 |  | Drainback |  |  |  | 1 | 1 |  | Z07 |  |  |  | 2007048A | 14 | 1 | [5 empty] | FALSE |  |  |  | SunEarth - SETR A503 TTR U + VFS 20-400 |  | SunEarth - SETR A503 TTR U + VFS 20-400 | City of San Diego | FALSE | 8.95 |  | 2014-06-30 | 2014-07-30 | 2014-07-16 | 2014-08-06 | 2015-09-30 | 2015-10-16 | 3280 | 10555 | Up-front Payment
SCG-003316 | Commercial/Multifamily Residential | Domestic Hot Water | Gas | Southern California Gas Company | Incentive:Paid | 36020 | 14.53 |  | 1 | 2479 |  | 2479 |  | 2014-07-07 14:52 | 2014-08-28 | ALL VALLEY SOLAR INC | Retrofit | Glendale | Glendale | 91206 | Host Customer is System Owner | [7 empty] | 737.1 | 40.95 |  | Drainback |  | Solar Storage and Auxiliary Tanks are separate |  | 1 | 1 | 1320 | Z09 | 33 | Units | Apartments/Condos | 10001803 | 18 | 3 | 960 | 7 | 240 | 2 | 400000 | TRUE | 125 | 140 |  |  |  | SunEarth - SETR A503 TTR U + VFS 5-100 | City of Glendale | FALSE | 21.99 |  | 2014-07-01 |  | 2014-07-07 | 2014-08-28 | 2014-08-28 | 2014-10-02 | 3666 | 54520 | Up-front Payment
SCG-003317 | Commercial Pools | Pool Heating | Gas | Southern California Gas Company | Incentive:Paid | 18326 | 7 |  | 1 | 2729 |  | 2729 |  | 2014-07-30 10:19 | 2014-08-28 | SUNUP ENERGY | Retrofit | Palm Springs | Riverside | 92264 | Host Customer is System Owner | [7 empty] | 945 | 47.25 |  | Drainback |  |  |  | 1 | 1 |  | Z15 |  |  |  | 10001-5 | 20 | 1 | [5 empty] | FALSE | [5 empty] | SunEarth - SETR0603mcU + VFS 10-200 | Palm Springs Building & Safety | FALSE | 6.72 |  | 2014-07-02 |  | 2014-07-30 | 2014-08-28 | 2014-09-15 | 2014-10-01 | 3666 | 18326 | Up-front Payment
PGE-003318 | Commercial/Multifamily Residential | Domestic Hot Water | Gas | Pacific Gas and Electric | Incentive:Paid | 38765 | 20.19 |  | 1 | 1920 |  | 1920 |  | 2014-08-21 14:15 | 2014-09-05 | SEUSACA INC | Retrofit | SAN FRANCISCO | San Francisco | 94109 | Host Customer is System Owner | [7 empty] | 720 | 40 |  | Glycol | Advanced Controller with a Vacation or Holiday Mode | Solar Storage with Tankless Auxiliary Water Heater |  | 1 | 1 | 1250 | Z03 | 44 | Units | Apartments/Condos | 2009058C | 18 | 1 | 768 | 2 | 240 | 2 | 398 | TRUE | 140 | 120 |  | SunReports - SR1000GVFS20-400 |  | SunReports - SR1000GVFS20-400 | City of San Francisco | FALSE | 48.43 |  | 2014-07-02 | 2014-10-16 | 2014-08-21 | 2014-09-05 | 2014-09-10 | 2014-10-16 | 3424 | 92979 | Up-front Payment
PGE-003319 | Low Income Single Family Residential | Domestic Hot Water | Gas | Pacific Gas and Electric | Incentive:Paid | 2590 | 25.64 |  | 1 | 101 |  | 101 |  | 2014-07-15 11:43 | 2014-08-19 | SELF-HELP HOME IMPROVEMENT PROJECT | Retrofit | Redding | Shasta | 96022 | Host Customer is System Owner | 3 |  | 2010068D | Fafco, Inc. | 500 SERIES | 500-96SF-50G-50S | Indirect Forced Circulation (IF) | 97.56 |  | 2x8, 2x12 | Forced Circulation | Unglazed Collectors | Solar Storage and Auxiliary Tanks are separate | 49.9 | 1 | 1 | 45 | Z11 | [18 empty] | Shasta County | FALSE | 29.39 |  | 2014-07-03 | 2014-08-19 |  |  | 2014-07-15 | 2014-08-19 | 3693 | 2968.08 | Up-front Payment
PGE-003320 | Low Income Single Family Residential | Domestic Hot Water | Gas | Pacific Gas and Electric | Incentive:Paid | 2590 | 25.64 |  | 1 | 101 |  | 101 |  | 2014-07-15 11:41 | 2014-08-11 | SELF-HELP HOME IMPROVEMENT PROJECT | Retrofit | COTTONWOOD | Shasta | 96002 | Host Customer is System Owner | 1 |  | 2010068D | Fafco, Inc. | 500 SERIES | 500-96SF-50G-50S | Indirect Forced Circulation (IF) | 97.56 |  | 2x8, 2x12 | Forced Circulation | Unglazed Collectors | Solar Storage and Auxiliary Tanks are separate | 49.93 | 1 | 1 | 20 | Z11 | [18 empty] | Shasta County | FALSE | 28.94 |  | 2011-06-01: 2014-07-03; 2011-08-03: 2014-07-15; 2011-09-20: 2014-08-11 | 3721 | 2923.13 | Up-front Payment
SCG-003321 | Commercial Pools | Pool Heating | Gas | Southern California Gas Company | Incentive:Paid | 16398 | 7 |  | 1 | 2343 |  | 2343 |  | 2014-08-06 07:44 | 2014-10-13 | CALIFORNIA SOLAR THERMAL INC | Retrofit | Santa Ana | Orange | 92703 | Host Customer is System Owner | [7 empty] | 1062.6 | 48.3 |  | Drainback |  |  |  | 1 | 1 |  | Z08 |  |  |  | 10001888 | 22 | 1 | [5 empty] | FALSE |  |  |  | SunEarth - SETR A503 TTR U + VFS 20-400 |  | SunEarth - SETR A503 TTR U + VFS 20-400 | County of Orange | FALSE | 7 |  | 2014-07-29 |  | 2014-08-06 | 2014-10-13 | 2016-07-26 | 2016-08-31 | 2964 | 16398 | Up-front Payment
PGE-003322 | Low Income Single Family Residential | Domestic Hot Water | Gas | Pacific Gas and Electric | Incentive:Paid | 2460 | 25.64 |  | 1 | 101 |  | 96 |  | 2014-07-15 11:40 | 2014-08-13 | SELF-HELP HOME IMPROVEMENT PROJECT | Retrofit | REDDING | Shasta | 96003 | Host Customer is System Owner | 2 |  | 2010068D | Fafco, Inc. | 500 SERIES | 500-96SF-50G-50S | Indirect Forced Circulation (IF) | 97.56 |  | 2x8, 2x12 | Forced Circulation |  | Solar Storage and Auxiliary Tanks are separate | 49.93 | 1 | 0.95 | 35 | Z11 | [18 empty] | Shasta County | FALSE | 26.83 |  | 2011-06-01: 2014-07-03; 2011-08-03: 2014-07-15; 2011-09-20: 2014-08-13 | 3721 | 2709.7 | Up-front Payment
PGE-003323 | Single Family Residential | Domestic Hot Water | Gas | Pacific Gas and Electric | Incentive:Paid | 3071 | 29.85 |  | 1 | 121 |  | 103 |  | 2014-08-20 13:43 | 2014-09-18 | ADVANCED HOME ENERGY INC | Retrofit | EL CERRITO | Contra Costa | 94530 | Host Customer is System Owner | 3 |  | 2010135G | Heliodyne, Inc. | HELIOPAK | HPAK 016 1 410 G 75PD AC S Z | Indirect Forced Circulation (IF) | 40.17 |  | 410 001 | Glycol | Pressure Stagnation Protection (PSP) | Solar and Auxiliary Storage are the same Tank | 75 | 1 | 0.85 | 45 | Z03 | [18 empty] | El Cerrito | FALSE | 38.17 |  | 2014-07-03 | 2014-09-18 |  |  | 2014-08-20 | 2014-09-18 | 3424 | 4619 | Up-front Payment
PGE-003327 | Single Family Residential | Domestic Hot Water | Gas | Pacific Gas and Electric | Incentive:Paid | 1890 | 29.85 |  | 1 | 107 |  | 102 |  | 2014-07-29 11:43 | 2014-09-11 | MERCED COUNTY COMMUNITY ACTION BOARD | Retrofit | ATWATER | Merced | 95301 | Owner/Tenant | 4 |  | 2010068D | Fafco, Inc. | 500 SERIES | 500-96SF-50G-50S | Indirect Forced Circulation (IF) | 97.56 |  | 2x8, 2x12 | Glycol | Advanced Controller with a Vacation or Holiday Mode | Solar Storage and Auxiliary Tanks are separate | 49.929 | 1 | 0.95 | 55 | Z12 | [18 empty] | CITY OF ATWATER | FALSE | 62.4 |  | 2014-07-07 | 2014-08-23 |  |  | 2014-07-29 | 2014-09-11 | 3687 | 6677.16 | Up-front Payment
PGE-003328 | Single Family Residential | Domestic Hot Water | Gas | Pacific Gas and Electric | Incentive:Paid | 1674 | 18.59 |  | 1 | 107 |  | 90 |  | 2014-07-17 17:37 | 2014-08-20 | MERCED COUNTY COMMUNITY ACTION BOARD | Retrofit | DELHI | Merced | 95315 | Host Customer is System Owner | 5 |  | 2010068D | Fafco, Inc. | 500 SERIES | 500-96SF-50G-50S | Indirect Forced Circulation (IF) | 97.56 |  | 2x8, 2x12 | Glycol | Advanced Controller with a Vacation or Holiday Mode | Solar Storage and Auxiliary Tanks are separate | 49.929 | 0.99 | 0.85 | 65 | Z12 | [18 empty] | MERCED COUNTY | FALSE | 60.88 |  | 2011-06-01: 2014-07-07; 2011-08-03: 2014-07-17; 2011-09-20: 2014-08-20 | 3700 | 6513.83 | Up-front Payment
PGE-003330 | Single Family Residential | Domestic Hot Water | Gas | Pacific Gas and Electric | Incentive:Paid | 1803 | 29.85 |  | 1 | 97 |  | 97 |  | 2014-08-07 14:53 | 2014-09-03 | CENTRAL COAST ENERGY SERVICES INC | Retrofit | SOLEDAD | Monterey | 93960 | Host Customer is System Owner | 4 |  | 2010068D | Fafco, Inc. | 500 SERIES | 500-96SF-50G-50S | Indirect Forced Circulation (IF) | 97.56 |  | 2x8, 2x12 | Glycol | Unglazed Collectors | Solar Storage and Auxiliary Tanks are separate | 50 | 1 | 1 | 55 | Z03 | [18 empty] | City of Soledad | FALSE | 58.77 |  | 2011-06-01: 2014-07-08; 2011-08-03: 2014-08-07; 2011-09-20: 2014-09-03 | 3693 | 5701.05 | Up-front Payment
PGE-003332 | Commercial Pools | Pool Heating | Gas | Pacific Gas and Electric | Incentive:Paid | 7153 | 7 |  | 1 | 1027 |  | 1027 |  | 2014-07-11 07:40 | 2014-08-14 | SIERRA PACIFIC HOME & COMFORT INC | Retrofit | DAVIS | Sacramento | 95616 | Host Customer is System Owner | [7 empty] | 450 | 45 |  | Drainback |  |  |  | 1 | 1 |  | Z12 |  |  |  | 2007051A | 10 | 1 | [5 empty] | FALSE | [6 empty] | City of Davis | FALSE | 6.96 |  | 2014-07-09 | 2014-08-05 | 2014-07-11 | 2014-08-14 | 2014-08-14 | 2014-08-23 | 3700 | 7153 | Up-front Payment
SCG-003333 | Commercial Pools | Pool Heating | Gas | Southern California Gas Company | Incentive:Canceled | 18891 | 7 |  | 1 | 2699 |  | 2699 |  | 2014-09-15 10:40 | 2014-10-24 |  | Retrofit | Palm Springs | Riverside | 92264 | Host Customer is System Owner | [7 empty] | 945 | 47.25 |  | Drainback |  |  |  | 1 | 1 |  | Z15 |  |  |  | 10001-5 | 20 | 1 | [5 empty] | FALSE | [6 empty] | Palm Springs Building & Safety | FALSE | 7 |  | 2011-06-01: 2014-07-09; 2011-06-23: 2014-09-15; 2011-07-01: 2014-10-24 | 3656 | 18891 | Up-front Payment
PGE-003334 | Low Income Multifamily Residential | Domestic Hot Water | Gas | Pacific Gas and Electric | Incentive:Paid | 41778 | 19.23 |  | 1 | 2568 |  | 2568 |  | 2014-07-09 15:11 | 2014-08-11 | SUN LIGHT & POWER | New Construction | Half Moon Bay | San Mateo | 94019 | Host Customer is System Owner | [7 empty] | 723.06 | 40.17 |  | Glycol | Pressure Stagnation Protection (PSP) | Solar Storage and Auxiliary Tanks are separate |  | 1 | 1 | 2356 | Z03 | 62 | Units | Apartments/Condos | 2010115A | 18 | 2 | 1080 | 1 | 200 | 2 | 500000 | TRUE | 120 | 120 |  | Heliodyne - Delta-T Pro Ethernet |  | Heliodyne - Delta-T Pro Ethernet | City of Half Moon Bay | FALSE | 16.27 |  | 2014-07-09 | 2014-08-05 | 2014-07-09 | 2014-08-11 | 2015-07-17 | 2016-02-22 | 3166 | 41778.15 | Up-front Payment
SCG-003335 | Commercial Pools | Pool Heating | Gas | Southern California Gas Company | Reservation:Canceled | 11075 | 5 |  | 1 | 2215 |  | 2215 |  | 2014-09-15 10:39 |  | SUNUP ENERGY | Retrofit | Palm Springs | Riverside | 92264 | Host Customer is System Owner | [7 empty] | 661.5 | 47.25 |  | Drainback |  |  |  | 1 | 1 |  | Z15 |  |  |  | 10001-5 | 14 | 1 | [5 empty] | FALSE | [7 empty] | FALSE | 6.67 |  | 2011-06-01: 2014-07-09; 2011-06-21: 2014-12-16; 2011-06-23: 2014-09-15 | 3602 | 14784 | Up-front Payment
SCG-003336 | Commercial Pools | Pool Heating | Gas | Southern California Gas Company | Incentive:Canceled | 19103 | 7 |  | 1 | 2729 |  | 2729 |  | 2014-09-15 10:41 | 2014-10-23 |  | Retrofit | Palm Springs | Riverside | 92264 | Host Customer is System Owner | [7 empty] | 945 | 47.25 |  | Drainback |  |  |  | 1 | 1 |  | Z15 |  |  |  | 10001-5 | 20 | 1 | [5 empty] | FALSE | [7 empty] | FALSE | 7 |  | 2011-06-01: 2014-07-09; 2011-06-23: 2014-09-15; 2011-07-01: 2014-10-23 | 3656 | 19104 | Up-front Payment
SCG-003337 | Low Income Single Family Residential | Domestic Hot Water | Gas | Southern California Gas Company | Incentive:Paid | 2615 | 36.9 |  | 1 | 120 |  | 102 |  | 2014-07-29 11:23 | 2014-08-06 | COMMUNITY SERVICES AND EMPLOYMENT TRAINING INCORPORATED | Retrofit | Porterville | Tulare | 93257 | Host Customer is System Owner | 4 |  | 2010068D | Fafco, Inc. | 500 SERIES | 500-96SF-50G-50S | Indirect Forced Circulation (IF) | 97.56 |  | 2x8, 2x12 | Glycol | Unglazed Collectors | Solar Storage and Auxiliary Tanks are separate | 50 | 1 | 0.85 | 55 | Z13 | [18 empty] | City of Porterville | FALSE | 38.75 |  | 2011-06-01: 2014-07-09; 2011-08-03: 2014-07-29; 2011-09-20: 2014-08-06 | 3715 | 4650 | Up-front Payment
PGE-003338 | Commercial Pools | Pool Heating | Gas | Pacific Gas and Electric | Incentive:Paid | 5334 | 7 |  | 1 | 762 |  | 762 |  | 2014-07-15 15:04 | 2014-09-03 | SIERRA PACIFIC HOME & COMFORT INC | Retrofit | SACRAMENTO | Sacramento | 95825 | Host Customer is System Owner | [7 empty] | 392 | 49 |  | Drainback |  |  |  | 1 | 1 |  | Z12 |  |  |  | 10001888 | 8 | 1 | [5 empty] | FALSE | [6 empty] | Sacramento County | FALSE | 10.21 |  | 2014-07-14 | 2014-08-08 | 2014-07-15 | 2014-09-03 | 2014-10-10 | 2014-10-15 | 3547 | 7780 | Up-front Payment
SCG-003339 | Single Family Residential | Domestic Hot Water | Gas | Southern California Gas Company | Incentive:Paid | 2575 | 29.85 |  | 1 | 115 |  | 86 |  | 2014-10-06 09:44 | 2014-10-26 | IRC SERVICES INC | Retrofit | Los Angeles | Los Angeles | 90029 | Host Customer is System Owner | 6 |  | 2012012D | KIOTO Clear Energy AG | SOLPAL (formerly Solcrafte) | SOLPAL L-GT | Direct Integral Collector Storage (DI) | 26.11 |  | Solpal L |  |  | Solar Storage with Tankless Auxiliary Water Heater | 53 | 1 | 0.75 | 75 | Z09 | [18 empty] | Los Angeles | FALSE | 42.61 |  | 2011-06-01: 2014-07-11; 2011-08-03: 2014-10-06; 2011-09-20: 2014-10-26 | 3407 | 4900 | Up-front Payment
SCG-003340 | Single Family Residential | Domestic Hot Water | Gas | Southern California Gas Company | Incentive:Paid | 1380 | 18.59 |  | 1 | 75 |  | 74 |  | 2014-07-12 14:30 | 2014-07-14 | ZERO ENERGY CONTRACTING INC | Retrofit | Covina | Los Angeles | 91724 | Host Customer is System Owner | 3 |  | 2012012B | KIOTO Clear Energy AG | SOLPAL (formerly Solcrafte) | SOLPAL L-G | Direct Integral Collector Storage (DI) | 26.11 |  | Solpal L |  |  | Solar and Auxiliary Storage are the same Tank | 53 | 0.99 | 1 | 45 | Z09 | [18 empty] | City of Covina | FALSE | 133.07 |  | 2011-06-01: 2014-07-12; 2011-08-03: 2014-07-12; 2011-09-20: 2014-07-14 | 3727 | 9980 | Up-front Payment
SCG-003341 | Single Family Residential | Domestic Hot Water | Gas | Southern California Gas Company | Incentive:Paid | 940 | 18.59 |  | 1 | 64 |  | 51 |  | 2014-07-21 16:00 | 2014-08-11 | ZERO ENERGY CONTRACTING INC | Retrofit | Fullerton | Orange | 92831 | Host Customer is System Owner | 3 |  | 30003825 | SunEarth, Inc. | CopperHeart | CP-40G | Direct Integral Collector Storage (DI) | 24.96 |  | CP-40 |  |  | Solar and Auxiliary Storage are the same Tank | 39.1 | 0.79 | 1 | 45 | Z08 | [18 empty] | City of Fullerton | FALSE | 211.2 |  | 2011-06-01: 2014-07-12; 2011-08-03: 2014-07-21; 2011-09-20: 2014-08-11 | 3714 | 13517 | Up-front Payment
SCG-003342 | Single Family Residential | Domestic Hot Water | Gas | Southern California Gas Company | Incentive:Paid | 1366 | 18.59 |  | 1 | 75 |  | 74 |  | 2014-07-12 15:04 | 2014-07-14 | ZERO ENERGY CONTRACTING INC | Retrofit | Pasadena | Los Angeles | 91104 | Host Customer is System Owner | 4 |  | 2012012B | KIOTO Clear Energy AG | SOLPAL (formerly Solcrafte) | SOLPAL L-G | Direct Integral Collector Storage (DI) | 26.11 |  | Solpal L |  |  | Solar and Auxiliary Storage are the same Tank | 53 | 0.98 | 1 | 55 | Z09 | [18 empty] | City of Pasadena | FALSE | 178.44 |  | 2011-06-01: 2014-07-12; 2011-08-03: 2014-07-12; 2011-09-20: 2014-07-14 | 3727 | 13383 | Up-front Payment
SCG-003343 | Single Family Residential | Domestic Hot Water | Gas | Southern California Gas Company | Incentive:Paid | 1251 | 18.59 |  | 1 | 73 |  | 67 |  | 2014-07-12 15:18 | 2014-07-14 | ZERO ENERGY CONTRACTING INC | Retrofit | Fullerton | Orange | 92835 | Host Customer is System Owner | 4 |  | 2012012B | KIOTO Clear Energy AG | SOLPAL (formerly Solcrafte) | SOLPAL L-G | Direct Integral Collector Storage (DI) | 26.11 |  | Solpal L |  |  | Solar and Auxiliary Storage are the same Tank | 53 | 0.97 | 0.95 | 55 | Z08 | [18 empty] | City of Fullerton | FALSE | 192.78 |  | 2011-06-01: 2014-07-12; 2011-08-03: 2014-07-12; 2011-09-20: 2014-07-14 | 3727 | 14073 | Up-front Payment
SCG-003344 | Single Family Residential | Domestic Hot Water | Gas | Southern California Gas Company | Incentive:Paid | 1338 | 18.59 |  | 1 | 75 |  | 72 |  | 2014-07-12 15:32 | 2014-07-14 | ZERO ENERGY CONTRACTING INC | Retrofit | Burbank | Los Angeles | 91506 | Host Customer is System Owner | 3 |  | 2012012B | KIOTO Clear Energy AG | SOLPAL (formerly Solcrafte) | SOLPAL L-G | Direct Integral Collector Storage (DI) | 26.11 |  | Solpal L |  |  | Solar and Auxiliary Storage are the same Tank | 53 | 0.96 | 1 | 45 | Z09 | [18 empty] | City of Burbank | FALSE | 177.6 |  | 2011-06-01: 2014-07-12; 2011-08-03: 2014-07-12; 2011-09-20: 2014-07-14 | 3727 | 13320 | Up-front Payment
SCG-003345 | Single Family Residential | Domestic Hot Water | Gas | Southern California Gas Company | Incentive:Paid | 1357 | 18.59 |  | 1 | 73 |  | 73 |  | 2014-07-14 09:26 | 2014-07-21 | ZERO ENERGY CONTRACTING INC | Retrofit | Fullerton | Orange | 92833 | Host Customer is System Owner | 4 |  | 2012012B | KIOTO Clear Energy AG | SOLPAL (formerly Solcrafte) | SOLPAL L-G | Direct Integral Collector Storage (DI) | 26.11 |  | Solpal L |  |  | Solar and Auxiliary Storage are the same Tank | 53 | 1 | 1 | 55 | Z08 | [18 empty] | City of Fullerton | FALSE | 136.71 |  | 2011-06-01: 2014-07-12; 2011-08-03: 2014-07-14; 2011-09-20: 2014-07-21 | 3732 | 9980 | Up-front Payment
SCG-003346 | Single Family Residential | Domestic Hot Water | Gas | Southern California Gas Company | Incentive:Paid | 1001 | 18.59 |  | 1 | 64 |  | 54 |  | 2014-07-12 16:14 | 2014-07-14 | ZERO ENERGY CONTRACTING INC | Retrofit | Cerritos | Los Angeles | 90703 | Host Customer is System Owner | 3 |  | 30003825 | SunEarth, Inc. | CopperHeart | CP-40G | Direct Integral Collector Storage (DI) | 24.96 |  | CP-40 |  |  | Solar and Auxiliary Storage are the same Tank | 39.1 | 0.99 | 0.85 | 45 | Z08 | [18 empty] | City of Cerritos | FALSE | 155.94 |  | 2011-06-01: 2014-07-12; 2011-08-03: 2014-07-12; 2011-09-20: 2014-07-14 | 3727 | 9980 | Up-front Payment
SCG-003347 | Single Family Residential | Domestic Hot Water | Gas | Southern California Gas Company | Incentive:Paid | 1221 | 18.59 |  | 1 | 73 |  | 66 |  | 2014-07-12 16:31 | 2014-07-14 | ZERO ENERGY CONTRACTING INC | Retrofit | Downey | Los Angeles | 90241 | Host Customer is System Owner | 3 |  | 2012012B | KIOTO Clear Energy AG | SOLPAL (formerly Solcrafte) | SOLPAL L-G | Direct Integral Collector Storage (DI) | 26.11 |  | Solpal L |  |  | Solar and Auxiliary Storage are the same Tank | 53 | 1 | 0.9 | 45 | Z08 | [18 empty] | City of Downey | FALSE | 162.6 |  | 2011-06-01: 2014-07-12; 2011-08-03: 2014-07-12; 2011-09-20: 2014-07-14 | 3714 | 11870 | Up-front Payment
SCG-003348 | Single Family Residential | Domestic Hot Water | Gas | Southern California Gas Company | Incentive:Paid | 1190 | 18.59 |  | 1 | 64 |  | 64 |  | 2014-07-12 16:45 | 2014-07-18 | ZERO ENERGY CONTRACTING INC | Retrofit | Pasadena | Los Angeles | 91107 | Host Customer is System Owner | 3 |  | 2012012B | KIOTO Clear Energy AG | SOLPAL (formerly Solcrafte) | SOLPAL L-G | Direct Integral Collector Storage (DI) | 26.11 |  | Solpal L |  |  | Solar and Auxiliary Storage are the same Tank | 53 | 1 | 1 | 45 | Z16 | [18 empty] | City of Pasadena | FALSE | 204.47 |  | 2011-06-01: 2014-07-12; 2011-08-03: 2014-07-12; 2011-09-20: 2014-07-18 | 3727 | 13086 | Up-front Payment
SCG-003349 | Single Family Residential | Domestic Hot Water | Gas | Southern California Gas Company | Incentive:Paid | 1330 | 18.59 |  | 1 | 73 |  | 72 |  | 2014-07-14 09:30 | 2014-07-22 | ZERO ENERGY CONTRACTING INC | Retrofit | Downey | Los Angeles | 90242 | Host Customer is System Owner | 5 |  | 2012012B | KIOTO Clear Energy AG | SOLPAL (formerly Solcrafte) | SOLPAL L-G | Direct Integral Collector Storage (DI) | 26.11 |  | Solpal L |  |  | Solar and Auxiliary Storage are the same Tank | 53 | 0.98 | 1 | 65 | Z08 | [18 empty] | City of Downey | FALSE | 166.3 |  | 2011-06-01: 2014-07-12; 2011-08-03: 2014-07-14; 2011-09-20: 2014-07-22 | 3732 | 12140 | Up-front Payment
PGE-003350 | Single Family Residential | Domestic Hot Water | Gas | Pacific Gas and Electric | Incentive:Paid | 2719 | 18.59 |  | 1 | 196 |  | 186 |  | 2014-07-21 14:57 | 2014-09-05 | SUNWATER SOLAR INC | New Construction | PORTOLA VALLEY | San Mateo | 94028 | Host Customer is System Owner |  | 5 | 2010136K | Heliodyne, Inc. | HELIOPAK | HPAK 016 2 410 G 120 ACS F | Indirect Forced Circulation (IF) | 80.34 |  | 410 001 | Automatic Drainback | Advanced Controller with a Vacation or Holiday Mode | Solar Storage with Tankless Auxiliary Water Heater | 120 | 1 | 0.95 | 65 | Z03 | [18 empty] | San Mateo County | FALSE | 45.41 |  | 2014-07-13 | 2014-08-20 |  |  | 2014-07-21 | 2014-09-05 | 3687 | 8900 | Up-front Payment
PGE-003351 | Low Income Multifamily Residential | Domestic Hot Water | Gas | Pacific Gas and Electric | Incentive:Paid | 102397 | 24.89 |  | 1 | 4114 |  | 4114 |  | 2014-09-25 13:40 | 2014-10-17 | SUNWATER SOLAR INC | New Construction | SACRAMENTO | Sacramento | 95811 | Owner/Tenant | [7 empty] | 1004.25 | 40.17 |  | Glycol | Pressure Stagnation Protection (PSP) | Solar Storage and Auxiliary Tanks are separate |  | 1 | 1 | 5920 | Z12 | 160 | Units | Apartments/Condos | 2010115A | 25 | 1 | 1068 | 2 | 534 | 1 | 500000 | TRUE | 140 | 120 |  | SunReports - SR1000GVFS5-100 |  | SunReports - SR1000GVFS5-100 | Cityof Sacramento, CA | FALSE | 30.37 |  | 2014-07-13 | 2014-09-30 | 2014-09-25 | 2014-10-17 | 2015-02-04 | 2015-02-06 | 3424 | 124950 | Up-front Payment
PGE-003352 | Commercial Pools | Pool Heating | Gas | Pacific Gas and Electric | Incentive:Paid | 15540 | 7 |  | 1 | 2220 |  | 2220 |  | 2014-08-12 11:34 | 2014-09-23 | SUNWATER SOLAR INC | Retrofit | MOUNTAIN VIEW | Santa Clara | 94043 | Host Customer is System Owner | [7 empty] | 1100.05 | 31.43 |  | Drainback |  |  |  | 1 | 1 |  | Z04 |  |  |  | 16043-08 | 35 | 2 | [5 empty] | FALSE |  |  |  | SunReports - SR1000GVFS5-100 |  | SunReports - SR1000GVFS5-100 | City of Mountain View, California | FALSE | 22.14 |  | 2014-07-13 | 2014-09-04 | 2014-08-12 | 2014-09-23 | 2014-11-12 | 2014-12-04 | 3599 | 49150 | Up-front Payment
PGE-003353 | Single Family Residential | Domestic Hot Water | Gas | Pacific Gas and Electric | Incentive:Paid | 4366 | 29.85 |  | 1 | 196 |  | 147 |  | 2014-08-30 09:46 | 2014-09-16 | SUNWATER SOLAR INC | Retrofit | BERKELEY | Alameda | 94703 | Host Customer is System Owner | 8 |  | 2010136K | Heliodyne, Inc. | HELIOPAK | HPAK 016 2 410 G 120 ACS F | Indirect Forced Circulation (IF) | 80.34 |  | 410 001 | Glycol | Pressure Stagnation Protection (PSP) | Solar Storage with Tankless Auxiliary Water Heater | 120 | 1 | 0.75 | 95 | Z03 | [18 empty] | City Of Berkeley | FALSE | 44.54 |  | 2011-06-01: 2014-07-13; 2011-08-03: 2014-08-30; 2011-09-20: 2014-09-16 | 3424 | 8730 | Up-front Payment
SCG-003355 | Commercial Pools | Pool Heating | Gas | Southern California Gas Company | Reservation:Canceled | 49091 | 7 |  | 1 | 7013 |  | 7013 |  | 2014-07-18 14:10 |  | CALIFORNIA SOLAR THERMAL INC | Retrofit | Palm Springs | Riverside | 92262 | Host Customer is System Owner | [7 empty] | 2608.2 | 48.3 |  | Drainback |  |  |  | 1 | 1 |  | Z15 |  |  |  | 10001888 | 54 | 1 | [5 empty] | FALSE | [7 empty] | FALSE | 7 |  | 2011-06-01: 2014-07-14; 2011-06-21: 2014-09-18 | 3691 | 49091 | Up-front Payment
SCG-003356 | Commercial Pools | Pool Heating | Gas | Southern California Gas Company | Incentive:Paid | 19271 | 7 |  | 1 | 2753 |  | 2753 |  | 2014-09-03 10:23 | 2014-09-25 | CALIFORNIA SOLAR THERMAL INC | Retrofit | Palm Springs | Riverside | 92264 | Host Customer is System Owner | [7 empty] | 966 | 48.3 |  | Drainback |  |  |  | 1 | 1 |  | Z15 |  |  |  | 10001888 | 20 | 1 | [5 empty] | FALSE |  |  |  | SunEarth - SETR A503 TTR U + VFS 20-400 |  | SunEarth - SETR A503 TTR U + VFS 20-400 | County of Riverside | FALSE | 7 |  | 2014-07-14 |  | 2014-09-03 | 2014-09-25 | 2015-01-02 | 2015-01-28 | 3537 | 19271 | Up-front Payment
PGE-003357 | Low Income Multifamily Residential | Domestic Hot Water | Gas | Pacific Gas and Electric | Incentive:Paid | 190707 | 24.89 |  | 1 | 7662 |  | 7662 |  | 2014-08-20 06:57 | 2014-09-15 | SOLARIX SYSTEMS | New Construction | SAN FRANCISCO | San Francisco | 94158 | Host Customer is System Owner | [7 empty] | 2811.9 | 40.17 |  | Glycol | Pressure Stagnation Protection (PSP) | Solar Storage and Auxiliary Tanks are separate |  | 1 | 1 | 5550 | Z03 | 150 | Units | Apartments/Condos | 2010115A | 70 | 1 | 3300 | 2 | 752 | 1 | 630000 | TRUE | 140 | 120 |  | Heliodyne - Delta-T Pro Ethernet |  | Heliodyne - Delta-T Pro Ethernet | CIty of San Francisco | FALSE | 48.34 |  | 2014-07-14 | 2014-09-08 | 2014-08-20 | 2014-09-15 | 2014-09-24 | 2014-10-07 | 3421 | 370366 | Up-front Payment
PGE-003358 | Commercial/Multifamily Residential | Domestic Hot Water | Gas | Pacific Gas and Electric | Incentive:Paid | 66088 | 20.19 |  | 1 | 4519 |  | 3660 |  | 2014-07-25 13:43 | 2014-08-11 | KARL D'ANGELO PLUMBING | Retrofit | FOLSOM | Sacramento | 95630 | Host Customer is System Owner | [7 empty] | 1401.3 | 93.42 |  | Glycol | Unglazed Collectors | Solar Storage with Tankless Auxiliary Water Heater |  | 0.81 | 1 | 6000 | Z12 | 3000 | Pounds of Laundry | Coin-op Laundries | 2011093A | 15 | 1 | 700 | 2 | 0 | 0 | 399000 | TRUE | 130 | 130 |  | Amatis Controls - AM-JOULE |  | Amatis Controls - AM-JOULE | City of Folsom | FALSE | 20.31 |  | 2014-07-14 | 2014-08-08 | 2014-07-25 | 2014-08-11 | 2014-08-12 | 2014-08-28 | 3421 | 91771 | Up-front Payment
PGE-003359 | Single Family Residential | Domestic Hot Water | Gas | Pacific Gas and Electric | Incentive:Paid | 1878 | 18.59 |  | 1 | 101 |  | 101 |  | 2014-07-15 11:43 | 2014-09-03 | SELF-HELP HOME IMPROVEMENT PROJECT | Retrofit | Redding | Shasta | 96002 | Host Customer is System Owner | 2 |  | 2010068D | Fafco, Inc. | 500 SERIES | 500-96SF-50G-50S | Indirect Forced Circulation (IF) | 97.56 |  | 2x8, 2x12 | Forced Circulation |  | Solar Storage and Auxiliary Tanks are separate | 49.93 | 1 | 1 | 35 | Z11 | [18 empty] | City of Redding | FALSE | 28.85 |  | 2014-07-15 | 2014-08-08 |  |  | 2014-07-15 | 2014-09-03 | 3693 | 2913.91 | Up-front Payment
SCG-003361 | Commercial Pools | Pool Heating | Gas | Southern California Gas Company | Incentive:Paid | 15467 | 7 |  | 1 | 2210 |  | 2210 |  | 2014-09-17 13:10 | 2014-10-23 | SUNUP ENERGY | Retrofit | Palm Springs | Riverside | 92264 | Host Customer is System Owner | [7 empty] | 708.75 | 47.25 |  | Drainback |  |  |  | 1 | 1 |  | Z15 |  |  |  | 10001-5 | 15 | 1 | [5 empty] | FALSE |  |  |  | SunEarth - SETR0603mcU + VFS 10-200 |  | SunEarth - SETR0603mcU + VFS 10-200 | Palm Springs Building & Safety | FALSE | 7 |  | 2014-07-15 |  | 2014-09-17 | 2014-10-23 | 2014-12-02 | 2015-01-02 | 3553 | 15467 | Up-front Payment
SCG-003362 | Commercial Pools | Pool Heating | Gas | Southern California Gas Company | Incentive:Paid | 15637 | 7 |  | 1 | 2234 |  | 2234 |  | 2014-09-17 13:09 | 2014-11-19 | SUNUP ENERGY | Retrofit | Palm Springs | Riverside | 92264 | Host Customer is System Owner | [7 empty] | 708.75 | 47.25 |  | Drainback |  |  |  | 1 | 1 |  | Z15 |  |  |  | 10001-5 | 15 | 1 | [5 empty] | FALSE | [5 empty] | SunEarth - SETR0603mcU + VFS 10-200 | Palm Springs Building & Safet | FALSE | 7 |  | 2014-07-15 |  | 2014-09-17 | 2014-11-19 | 2014-12-02 | 2015-01-02 | 3567 | 15637 | Up-front Payment
PGE-003363 | Low Income Single Family Residential | Domestic Hot Water | Gas | Pacific Gas and Electric | Incentive:Paid | 3046 | 25.64 |  | 1 | 120 |  | 119 |  | 2014-07-21 14:53 | 2014-09-03 | FRESNO COUNTY ECONOMIC OPPORTUNITIES COMMISSION | Retrofit | FRESNO | Fresno | 93705 | Host Customer is System Owner | 4 |  | 2010068D | Fafco, Inc. | 500 SERIES | 500-96SF-50G-50S | Indirect Forced Circulation (IF) | 97.56 |  | 2x8, 2x12 | Forced Circulation | Unglazed Collectors | Solar Storage and Auxiliary Tanks are separate | 50 | 0.99 | 1 | 55 | Z13 | [18 empty] | City of Fresno | FALSE | 33.35 |  | 2014-07-15 | 2014-08-23 |  |  | 2014-07-21 | 2014-09-03 | 3693 | 4002.39 | Up-front Payment
SCG-003364 | Commercial Pools | Pool Heating | Gas | Southern California Gas Company | Incentive:Paid | 5870 | 7 |  | 1 | 839 |  | 839 |  | 2014-09-17 13:08 | 2014-10-08 | SUNUP ENERGY | Retrofit | Palm Springs | Riverside | 92264 | Host Customer is System Owner | [7 empty] | 283.5 | 47.25 |  | Drainback |  |  |  | 1 | 1 |  | Z15 |  |  |  | 10001-5 | 6 | 1 | [5 empty] | FALSE | [6 empty] | Palm Springs Building & Safety | FALSE | 7 |  | 2014-07-15 |  | 2014-09-17 | 2014-10-08 | 2014-11-07 | 2014-11-18 | 3599 | 5870 | Up-front Payment
SCG-003365 | Commercial Pools | Pool Heating | Gas | Southern California Gas Company | Incentive:Paid | 5870 | 7 |  | 1 | 839 |  | 839 |  | 2014-09-17 13:08 | 2014-10-08 | SUNUP ENERGY | Retrofit | Palm Springs | Riverside | 92264 | Host Customer is System Owner | [7 empty] | 283.5 | 47.25 |  | Drainback |  |  |  | 1 | 1 |  | Z15 |  |  |  | 10001-5 | 6 | 1 | [5 empty] | FALSE | [6 empty] | City of Palm Springs | FALSE | 7 |  | 2014-07-15 |  | 2014-09-17 | 2014-10-08 | 2014-11-07 | 2014-11-18 | 3599 | 5870 | Up-front Payment
PGE-003366 | Low Income Single Family Residential | Domestic Hot Water | Gas | Pacific Gas and Electric | Incentive:Paid | 2309 | 25.64 |  | 1 | 107 |  | 90 |  | 2014-07-17 17:15 | 2014-08-14 | MERCED COUNTY COMMUNITY ACTION BOARD | Retrofit | DELHI | Merced | 95315 | Host Customer is System Owner | 4 |  | 2010068D | Fafco, Inc. | 500 SERIES | 500-96SF-50G-50S | Indirect Forced Circulation (IF) | 97.56 |  | 2x8, 2x12 | Glycol | Advanced Controller with a Vacation or Holiday Mode | Solar Storage and Auxiliary Tanks are separate | 49.929 | 0.99 | 0.85 | 55 | Z12 | [18 empty] | MERCED COUNTY | FALSE | 60.05 |  | 2011-06-01: 2014-07-15; 2011-08-03: 2014-07-17; 2011-09-20: 2014-08-14 | 3700 | 6424.96 | Up-front Payment
PGE-003367 | Low Income Single Family Residential | Domestic Hot Water | Gas | Pacific Gas and Electric | Incentive:Paid | 2432 | 25.64 |  | 1 | 120 |  | 95 |  | 2014-07-22 11:46 | 2014-09-09 | FRESNO COUNTY ECONOMIC OPPORTUNITIES COMMISSION | Retrofit | FRESNO | Fresno | 93726 | Host Customer is System Owner | 6 |  | 2010068D | Fafco, Inc. | 500 SERIES | 500-96SF-50G-50S | Indirect Forced Circulation (IF) | 97.56 |  | 2x8, 2x12 | Forced Circulation | Unglazed Collectors | Solar Storage and Auxiliary Tanks are separate | 50 | 0.93 | 0.85 | 75 | Z13 | [18 empty] | fresno | FALSE | 33.27 |  | 2014-07-15 | 2014-08-21 |  |  | 2014-07-22 | 2014-09-09 | 3692 | 3992.01 | Up-front Payment
PGE-003368 | Low Income Multifamily Residential | Domestic Hot Water | Gas | Pacific Gas and Electric | Incentive:Paid | 51791 | 24.89 |  | 1 | 2312 |  | 2081 |  | 2014-08-28 10:49 | 2014-09-25 | SOLARIX SYSTEMS | New Construction | San Francisco | San Francisco | 94103 | Host Customer is System Owner | [7 empty] | 642.72 | 40.17 |  | Glycol | Pressure Stagnation Protection (PSP) | Solar Storage and Auxiliary Tanks are separate |  | 0.9 | 1 | 2280 | Z03 | 60 | Units | Apartments/Condos | 2010115A | 16 | 1 | 800 | 1 | 200 | 1 | 399999 | TRUE | 140 | 120 |  | Heliodyne - Delta-T Pro Ethernet |  | Heliodyne - Delta-T Pro Ethernet | CIty of San Francisco | FALSE | 27.03 |  | 2014-07-15 | 2014-09-09 | 2014-08-28 | 2014-09-25 | 2015-09-23 | 2015-09-25 | 3306 | 62500 | Up-front Payment
SCG-003369 | Commercial/Multifamily Residential | Domestic Hot Water | Gas | Southern California Gas Company | Incentive:Paid | 27761 | 20.19 |  | 1 | 1375 |  | 1375 |  | 2014-07-24 08:06 | 2014-07-24 | ENVIRONMENTAL SOLAR DESIGN INC | Retrofit | La Puente |  | 91744 | Host Customer is System Owner | [7 empty] | 449.9 | 40.9 |  | Glycol | Advanced Controller with a Vacation or Holiday Mode | Solar Storage and Auxiliary Tanks are separate |  | 1 | 1 | 960 | Z09 | 24 | Units | Apartments/Condos | 2007032A | 11 | 1 | 600 | 5 | 115 | 1 | 699000 | TRUE | 130 | 120 |  |  |  |  | La Puente | FALSE | 31.61 |  | 2014-07-16 |  | 2014-07-24 | 2014-07-24 | 2014-07-31 | 2014-08-06 | 3343 | 43460 | Up-front Payment
SCG-003370 | Commercial/Multifamily Residential | Domestic Hot Water | Gas | Southern California Gas Company | Incentive:Paid | 15950 | 20.19 |  | 1 | 790 |  | 790 |  | 2014-07-24 08:07 | 2014-07-24 | ENVIRONMENTAL SOLAR DESIGN INC | Retrofit | La Puente |  | 91744 | Host Customer is System Owner | [7 empty] | 327.2 | 40.9 |  | Glycol | Advanced Controller with a Vacation or Holiday Mode | Solar Storage and Auxiliary Tanks are separate |  | 1 | 1 | 504 | Z09 | 12 | Units | Apartments/Condos | 2007032A | 8 | 1 | 360 | 3 | 115 | 1 | 399000 | FALSE | 130 | 120 |  |  |  |  | La Puente | FALSE | 47.47 |  | 2014-07-16 |  | 2014-07-24 | 2014-07-24 | 2014-07-31 | 2014-08-06 | 3349 | 37500 | Up-front Payment
PGE-003371 | Single Family Residential | Domestic Hot Water | Gas | Pacific Gas and Electric | Incentive:Paid | 4366 | 29.85 |  | 1 | 154 |  | 151 |  | 2014-09-16 16:56 | 2014-10-09 | MILAROX | Retrofit | EL CERRITO | Contra Costa | 94530 | Host Customer is System Owner | 3 |  | 2007021B | Heat Transfer Products | SUPERSTOR ULTRA SOLAR | SSU-80SB | Indirect Forced Circulation (IF) | 39.79 |  | SS-40 | Automatic Drainback |  | Solar Storage with Tankless Auxiliary Water Heater | 80 | 0.98 | 1 | 45 | Z03 | [18 empty] | El Cerrito | FALSE | 89.66 |  | 2011-06-01: 2014-07-17; 2011-08-03: 2014-09-16; 2011-09-20: 2014-10-09 | 3424 | 13808 | Up-front Payment
SCG-003372 | Commercial Pools | Pool Heating | Gas | Southern California Gas Company | Incentive:Paid | 5131 | 7 |  | 1 | 733 |  | 733 |  | 2014-08-08 13:28 | 2014-08-22 | VASCO SOLAR | Retrofit | Huntington Beach | Orange | 92649 | Host Customer is System Owner | [7 empty] | 461 | 46.1 |  | Drainback |  |  |  | 1 | 1 |  | Z06 |  |  |  | 10204-12 | 10 | 1 | [5 empty] | FALSE | [6 empty] | City of Huntingon Beach | FALSE | 12.48 |  | 2014-07-17 |  | 2014-08-08 | 2014-08-22 | 2014-09-15 | 2014-10-09 | 3656 | 9150 | Up-front Payment
SCG-003373 | Commercial Pools | Pool Heating | Gas | Southern California Gas Company | Incentive:Paid | 6510 | 7 |  | 1 | 979 |  | 930 |  | 2014-07-18 11:28 | 2014-08-13 | SUNTREK INDUSTRIES INC | Retrofit | Torrance | Los Angeles | 90505 | Host Customer is System Owner | [7 empty] | 754 | 58 |  | Manual Drainback |  |  |  | 0.95 | 1 |  | Z06 |  |  |  | 2007048A | 13 | 1 | [5 empty] | FALSE |  |  |  | SunEarth - SETR A503 TTR U + VFS 20-400 |  | SunEarth - SETR A503 TTR U + VFS 20-400 | County Of Los Angeles | FALSE | 12.67 |  | 2014-07-17 |  | 2014-07-18 | 2014-08-13 | 2015-04-28 | 2015-06-19 | 3410 | 12402 | Up-front Payment
SCG-003380 | Single Family Residential | Domestic Hot Water | Gas | Southern California Gas Company | Incentive:Paid | 1394 | 18.59 |  | 1 | 75 |  | 75 |  | 2014-07-21 15:39 | 2014-08-11 | ZERO ENERGY CONTRACTING INC | Retrofit | Burbank | Los Angeles | 91505 | Host Customer is System Owner | 3 |  | 2012012B | KIOTO Clear Energy AG | SOLPAL (formerly Solcrafte) | SOLPAL L-G | Direct Integral Collector Storage (DI) | 26.11 |  | Solpal L |  |  | Solar and Auxiliary Storage are the same Tank | 53 | 1 | 1 | 45 | Z09 | [18 empty] | City of Burbank | FALSE | 178 |  | 2011-06-01: 2014-07-21; 2011-08-03: 2014-07-21; 2011-09-20: 2014-08-11 | 3715 | 13350 | Up-front Payment
SCG-003381 | Single Family Residential | Domestic Hot Water | Gas | Southern California Gas Company | Incentive:Paid | 1190 | 18.59 |  | 1 | 64 |  | 64 |  | 2014-07-21 15:53 | 2014-08-11 | ZERO ENERGY CONTRACTING INC | Retrofit | Fullerton | Orange | 92833 | Host Customer is System Owner | 4 |  | 30003825 | SunEarth, Inc. | CopperHeart | CP-40G | Direct Integral Collector Storage (DI) | 24.96 |  | CP-40 |  |  | Solar and Auxiliary Storage are the same Tank | 39.9 | 1 | 1 | 55 | Z08 | [18 empty] | City of Fullerton | FALSE | 203.44 |  | 2011-06-01: 2014-07-21; 2011-08-03: 2014-07-21; 2011-09-20: 2014-08-11 | 3714 | 13020 | Up-front Payment
SCG-003382 | Single Family Residential | Domestic Hot Water | Gas | Southern California Gas Company | Incentive:Paid | 1357 | 18.59 |  | 1 | 73 |  | 73 |  | 2014-07-21 16:20 | 2014-08-11 | ZERO ENERGY CONTRACTING INC | Retrofit | Yorba Linda | Orange | 92886 | Host Customer is System Owner | 4 |  | 2012012B | KIOTO Clear Energy AG | SOLPAL (formerly Solcrafte) | SOLPAL L-G | Direct Integral Collector Storage (DI) | 26.11 |  | Solpal L |  |  | Solar and Auxiliary Storage are the same Tank | 53 | 1 | 1 | 55 | Z08 | [18 empty] | City of Yorba Linda | FALSE | 210.18 |  | 2011-06-01: 2014-07-21; 2011-08-03: 2014-07-21; 2011-09-20: 2014-08-11 | 3714 | 15343 | Up-front Payment
SCG-003384 | Single Family Residential | Domestic Hot Water | Gas | Southern California Gas Company | Incentive:Paid | 1366 | 18.59 |  | 1 | 75 |  | 74 |  | 2014-07-21 16:37 | 2014-08-11 | ZERO ENERGY CONTRACTING INC | Retrofit | Burbank | Los Angeles | 91505 | Host Customer is System Owner | 3 |  | 2012012B | KIOTO Clear Energy AG | SOLPAL (formerly Solcrafte) | SOLPAL L-G | Direct Integral Collector Storage (DI) | 26.11 |  | Solpal L |  |  | Solar and Auxiliary Storage are the same Tank | 53 | 0.98 | 1 | 45 | Z09 | [18 empty] | City of Burbank | FALSE | 142.04 |  | 2011-06-01: 2014-07-21; 2011-08-03: 2014-07-21; 2011-09-20: 2014-08-11 | 3721 | 10653 | Up-front Payment
SCG-003385 | Single Family Residential | Domestic Hot Water | Gas | Southern California Gas Company | Incentive:Paid | 1167 | 18.59 |  | 1 | 75 |  | 63 |  | 2014-07-21 16:51 | 2014-08-11 | ZERO ENERGY CONTRACTING INC | Retrofit | Burbank | Los Angeles | 91505 | Host Customer is System Owner | 4 |  | 2012012B | KIOTO Clear Energy AG | SOLPAL (formerly Solcrafte) | SOLPAL L-G | Direct Integral Collector Storage (DI) | 26.11 |  | Solpal L |  |  | Solar and Auxiliary Storage are the same Tank | 53 | 0.93 | 0.9 | 55 | Z09 | [18 empty] | City of Burbank | FALSE | 185.37 |  | 2011-06-01: 2014-07-21; 2011-08-03: 2014-07-21; 2011-09-20: 2014-08-11 | 3714 | 13903 | Up-front Payment
SCG-003386 | Commercial Pools | Pool Heating | Gas | Southern California Gas Company | Incentive:Paid | 13248 | 7 |  | 1 | 2077 |  | 2077 |  | 2014-07-25 15:08 | 2014-08-21 | REVCO SOLAR ENGINEERING INC | Retrofit | La Quinta | Riverside | 92253 | Host Customer is System Owner | [7 empty] | 576 | 48 |  | Drainback |  |  |  | 1 | 1 |  | Z15 |  |  |  | 2007051A | 12 | 1 | [5 empty] | FALSE | [5 empty] | SunEarth - SETR A503 TTR U + VFS 20-400 | City of La Quinta | FALSE | 6.38 |  | 2014-07-22 |  | 2014-07-25 | 2014-08-21 | 2014-08-22 | 2014-09-10 | 3691 | 13248 | Up-front Payment
SCG-003387 | Commercial Pools | Pool Heating | Gas | Southern California Gas Company | Reservation:Canceled | 16436 | 7 |  | 1 | 2348 |  | 2348 |  | 2014-07-28 17:13 |  | CALIFORNIA SOLAR THERMAL INC | Retrofit | Palm Springs | Riverside | 92262 | Host Customer is System Owner | [7 empty] | 821.1 | 48.3 |  | Drainback |  |  |  | 1 | 1 |  | Z15 |  |  |  | 10001888 | 17 | 1 | [5 empty] | FALSE | [7 empty] | FALSE | 7 |  | 2011-06-01: 2014-07-23; 2011-06-21: 2014-09-18 | 3691 | 16436 | Up-front Payment
SCG-003388 | Commercial Pools | Pool Heating | Gas | Southern California Gas Company | Reservation:Canceled | 31311 | 7 |  | 1 | 4473 |  | 4473 |  | 2014-07-28 17:12 |  | CALIFORNIA SOLAR THERMAL INC | Retrofit | Palm Springs | Riverside | 92262 | Host Customer is System Owner | [7 empty] | 1545.6 | 48.3 |  | Drainback |  |  |  | 1 | 1 |  | Z15 |  |  |  | 10001888 | 32 | 1 | [5 empty] | FALSE | [7 empty] | FALSE | 7 |  | 2011-06-01: 2014-07-23; 2011-06-21: 2014-09-18 | 3691 | 31311 | Up-front Payment
SCG-003389 | Commercial Pools | Pool Heating | Gas | Southern California Gas Company | Incentive:Paid | 7931 | 7 |  | 1 | 1133 |  | 1133 |  | 2014-07-24 11:57 | 2014-08-13 | ENVIRONMENTAL SOLAR DESIGN INC | Retrofit | West Hollywood | West Hollywood | 90046 | Host Customer is System Owner | [7 empty] | 728.82 | 40.49 |  | Drainback |  |  |  | 1 | 1 |  | Z09 |  |  |  | 2012016A | 18 | 1 | [5 empty] | FALSE | [5 empty] | SunEarth - SETR0603mcU + VFS 10-200 | West Hollywood | FALSE | 13.12 |  | 2014-07-23 |  | 2014-07-24 | 2014-08-13 | 2014-08-14 | 2014-09-05 | 3681 | 14860 | Up-front Payment
SDG-003390 | Commercial Pools | Pool Heating | Gas | San Diego Gas and Electric | Incentive:Paid | 10451 | 7 |  | 1 | 1493 |  | 1493 |  | 2014-07-24 16:57 | 2014-08-20 | SUNTREK INDUSTRIES INC | Retrofit | Oceanside | San Diego | 92057 | Host Customer is System Owner | [7 empty] | 780 | 30 |  | Drainback |  |  |  | 1 | 1 |  | Z07 |  |  |  | 2007048A | 26 | 1 | [5 empty] | FALSE | [5 empty] | SunEarth - SETR A503 TTR U + VFS 20-400 | Oceanside | FALSE | 7 |  | 2014-07-23 | 2014-07-29 | 2014-07-24 | 2014-08-20 | 2014-10-06 | 2014-11-12 | 3602 | 10451 | Up-front Payment
PGE-003391 | Low Income Single Family Residential | Domestic Hot Water | Gas | Pacific Gas and Electric | Incentive:Paid | 3015 | 36.9 |  | 1 | 120 |  | 118 |  | 2014-07-23 16:43 | 2014-09-03 | FRESNO COUNTY ECONOMIC OPPORTUNITIES COMMISSION | Retrofit | Fresno | Fresno | 93706 | Host Customer is System Owner | 5 |  | 2010068D | Fafco, Inc. | 500 SERIES | 500-96SF-50G-50S | Indirect Forced Circulation (IF) | 97.56 |  | 2x8, 2x12 | Forced Circulation |  | Solar Storage and Auxiliary Tanks are separate | 50 | 0.98 | 1 | 65 | Z13 | [18 empty] | Fresno | FALSE | 33.41 |  | 2014-07-23 | 2014-08-22 |  |  | 2014-07-23 | 2014-09-03 | 3693 | 4009.6 | Up-front Payment
SCG-003393 | Commercial Pools | Pool Heating | Gas | Southern California Gas Company | Incentive:Paid | 7077 | 7 |  | 1 | 1011 |  | 1011 |  | 2014-08-20 14:54 | 2014-08-22 | DOCTOR PIPER INC | Retrofit | Los Angeles | Los Angeles | 90048 | Host Customer is System Owner | [7 empty] | 373.04 | 46.63 |  | Drainback |  |  |  | 1 | 1 |  | Z09 |  |  |  | PP 48 (1.5" Model) | 8 | 3 | [5 empty] | FALSE | [6 empty] | Los Angeles | FALSE | 15.93 |  | 2014-08-19 |  | 2014-08-20 | 2014-08-22 | 2016-03-25 | 2016-04-27 | 3097 | 16104 | Up-front Payment
PGE-003394 | Low Income Single Family Residential | Domestic Hot Water | Gas | Pacific Gas and Electric | Incentive:Paid | 2563 | 36.9 |  | 1 | 120 |  | 100 |  | 2014-07-24 10:57 | 2014-09-03 | FRESNO COUNTY ECONOMIC OPPORTUNITIES COMMISSION | Retrofit | FRESNO | Fresno | 93727 | Host Customer is System Owner | 2 |  | 2010068D | Fafco, Inc. | 500 SERIES | 500-96SF-50G-50S | Indirect Forced Circulation (IF) | 97.56 |  | 2x8, 2x12 | Forced Circulation |  | Solar Storage and Auxiliary Tanks are separate | 50 | 0.98 | 0.85 | 35 | Z13 | [18 empty] | Fresno | FALSE | 33.32 |  | 2014-07-23 | 2014-08-23 |  |  | 2014-07-24 | 2014-09-03 | 3693 | 3998.9 | Up-front Payment
SCG-003395 | Commercial Pools | Pool Heating | Gas | Southern California Gas Company | Incentive:Paid | 27985 | 7 |  | 1 | 3998 |  | 3998 |  | 2014-08-07 16:34 | 2014-09-08 | MOHR POWER SOLAR INC | Retrofit | San Bernardino | San Bernadino | 92407 | Host Customer is System Owner | [7 empty] | 2000 | 50 |  | Drainback |  |  |  | 1 | 1 |  | Z10 |  |  |  | 10001884 | 40 | 1 | [5 empty] | FALSE |  |  |  | SunEarth - SETR A503 TTR U + VFS 20-400 |  | SunEarth - SETR A503 TTR U + VFS 20-400 | State of California Dept. of Housing and Community Development Mobilehome | FALSE | 7 |  | 2014-07-24 |  | 2014-08-07 | 2014-09-08 | 2015-05-07 | 2015-05-14 | 3431 | 27985 | Up-front Payment
SCG-003396 | Commercial Pools | Pool Heating | Gas | Southern California Gas Company | Reservation:Canceled | 14924 | 7 |  | 1 | 2132 |  | 2132 |  | 2014-09-30 11:53 |  | SUNUP ENERGY | Retrofit | Palm Springs | Riverside | 92264 | Host Customer is System Owner | [7 empty] | 756 | 47.25 |  | Drainback |  |  |  | 1 | 1 |  | Z15 |  |  |  | SU412 | 16 | 2 | [5 empty] | FALSE | [5 empty] | SunEarth - SETR0603mcU + VFS 10-200 |  | FALSE | 7.23 |  | 2011-06-01: 2014-07-24; 2011-06-21: 2014-11-25; 2011-06-23: 2014-09-30 | 3623 | 15421 | Up-front Payment
SCG-003397 | Commercial Pools | Pool Heating | Gas | Southern California Gas Company | Reservation:Canceled | 11788 | 7 |  | 1 | 1684 |  | 1684 |  | 2014-09-30 12:09 |  | SUNUP ENERGY | New Construction | Palm Springs | Riverside | 92264 | Host Customer is System Owner | [7 empty] | 567 | 47.25 |  | Drainback |  |  |  | 1 | 1 |  | Z15 |  |  |  | SU412 | 12 | 2 | [5 empty] | FALSE | [5 empty] | SunEarth - SETR0603mcU + VFS 10-200 |  | FALSE | 7.21 |  | 2011-06-01: 2014-07-24; 2011-06-21: 2014-11-25; 2011-06-23: 2014-09-30 | 3623 | 12145 | Up-front Payment
SCG-003398 | Commercial Pools | Pool Heating | Gas | Southern California Gas Company | Reservation:Canceled | 8967 | 7 |  | 1 | 1281 |  | 1281 |  | 2014-09-30 12:10 |  | SUNUP ENERGY | Retrofit | Palm Springs | Riverside | 92264 | Host Customer is System Owner | [7 empty] | 425.25 | 47.25 |  | Drainback |  |  |  | 1 | 1 |  | Z15 |  |  |  | SU412 | 9 | 2 | [5 empty] | FALSE | [7 empty] | FALSE | 7.23 |  | 2011-06-01: 2014-07-24; 2011-06-21: 2014-11-20; 2011-06-23: 2014-09-30 | 3628 | 9268 | Up-front Payment
SCG-003399 | Commercial Pools | Pool Heating | Gas | Southern California Gas Company | Reservation:Canceled | 11739 | 7 |  | 1 | 1677 |  | 1677 |  | 2014-09-30 12:11 |  | SUNUP ENERGY | Retrofit | Palm Springs | Riverside | 92264 | Host Customer is System Owner | [7 empty] | 567 | 47.25 |  | Drainback |  |  |  | 1 | 1 |  | Z15 |  |  |  | SU412 | 12 | 2 | [5 empty] | FALSE | [5 empty] | SunEarth - SETR0603mcU + VFS 10-200 |  | FALSE | 7.25 |  | 2011-06-01: 2014-07-24; 2011-06-21: 2014-11-25; 2011-06-23: 2014-09-30 | 3623 | 12159 | Up-front Payment
SCG-003400 | Commercial Pools | Pool Heating | Gas | Southern California Gas Company | Reservation:Canceled | 12495 | 7 |  | 1 | 1785 |  | 1785 |  | 2014-09-30 12:13 |  | SUNUP ENERGY | Retrofit | Palm Springs | Riverside | 92264 | Host Customer is System Owner | [7 empty] | 567 | 47.25 |  | Drainback |  |  |  | 1 | 1 |  | Z15 |  |  |  | SU412 | 12 | 2 | [5 empty] | FALSE | [5 empty] | SunEarth - SETR0603mcU + VFS 10-200 |  | FALSE | 7.22 |  | 2011-06-01: 2014-07-24; 2011-06-21: 2014-11-25; 2011-06-23: 2014-09-30 | 3623 | 12886 | Up-front Payment
SCG-003401 | Commercial Pools | Pool Heating | Gas | Southern California Gas Company | Reservation:Canceled | 12495 | 7 |  | 1 | 1785 |  | 1785 |  | 2014-09-30 12:13 |  | SUNUP ENERGY | Retrofit | Palm Springs | Riverside | 92264 | Host Customer is System Owner | [7 empty] | 567 | 47.25 |  | Drainback |  |  |  | 1 | 1 |  | Z15 |  |  |  | SU412 | 12 | 2 | [5 empty] | FALSE | [7 empty] | FALSE | 7.22 |  | 2011-06-01: 2014-07-24; 2011-06-21: 2014-11-25; 2011-06-23: 2014-09-30 | 3623 | 12886 | Up-front Payment
SCG-003402 | Commercial Pools | Pool Heating | Gas | Southern California Gas Company | Reservation:Canceled | 19537 | 7 |  | 1 | 2791 |  | 2791 |  | 2014-09-30 12:14 |  | SUNUP ENERGY | Retrofit | Palm Springs | Riverside | 92264 | Host Customer is System Owner | [7 empty] | 992.25 | 47.25 |  | Drainback |  |  |  | 1 | 1 |  | Z15 |  |  |  | SU412 | 21 | 2 | [5 empty] | FALSE | [7 empty] | FALSE | 7.27 |  | 2011-06-01: 2014-07-24; 2011-06-21: 2014-11-25; 2011-06-23: 2014-09-30 | 3623 | 20279 | Up-front Payment
SCG-003403 | Commercial Pools | Pool Heating | Gas | Southern California Gas Company | Reservation:Canceled | 24052 | 7 |  | 1 | 3436 |  | 3436 |  | 2014-09-30 12:15 |  | SUNUP ENERGY | Retrofit | Palm Springs | Riverside | 92264 | Host Customer is System Owner | [7 empty] | 1134 | 47.25 |  | Drainback |  |  |  | 1 | 1 |  | Z15 |  |  |  | SU412 | 24 | 2 | [5 empty] | FALSE | [5 empty] | SunEarth - SETR0603mcU + VFS 10-200 |  | FALSE | 7.22 |  | 2011-06-01: 2014-07-24; 2011-06-21: 2014-11-25; 2011-06-23: 2014-09-30 | 3623 | 24814 | Up-front Payment
SCG-003404 | Commercial Pools | Pool Heating | Gas | Southern California Gas Company | Reservation:Canceled | 12523 | 7 |  | 1 | 1789 |  | 1789 |  | 2014-09-30 12:16 |  | SUNUP ENERGY | Retrofit | Palm Springs | Riverside | 92264 | Host Customer is System Owner | [7 empty] | 567 | 47.25 |  | Drainback |  |  |  | 1 | 1 |  | Z15 |  |  |  | SU412 | 12 | 2 | [5 empty] | FALSE | [5 empty] | SunEarth - SETR0603mcU + VFS 10-200 |  | FALSE | 7.24 |  | 2011-06-01: 2014-07-24; 2011-06-21: 2014-11-25; 2011-06-23: 2014-09-30 | 3623 | 12953 | Up-front Payment
SCG-003405 | Commercial Pools | Pool Heating | Gas | Southern California Gas Company | Reservation:Canceled | 14210 | 7 |  | 1 | 2030 |  | 2030 |  | 2014-09-30 12:17 |  | SUNUP ENERGY | Retrofit | Palm Springs | Riverside | 92264 | Host Customer is System Owner | [7 empty] | 708.75 | 47.25 |  | Drainback |  |  |  | 1 | 1 |  | Z15 |  |  |  | SU412 | 15 | 2 | [5 empty] | FALSE | [5 empty] | SunEarth - SETR0603mcU + VFS 10-200 |  | FALSE | 7.25 |  | 2011-06-01: 2014-07-24; 2011-06-21: 2014-11-25; 2011-06-23: 2014-09-30 | 3623 | 14714 | Up-front Payment
SCG-003406 | Commercial Pools | Pool Heating | Gas | Southern California Gas Company | Reservation:Canceled | 17234 | 7 |  | 1 | 2462 |  | 2462 |  | 2014-09-30 11:53 |  | SUNUP ENERGY | Retrofit | Palm Springs | Riverside | 92264 | Host Customer is System Owner | [7 empty] | 850.5 | 47.25 |  | Drainback |  |  |  | 1 | 1 |  | Z15 |  |  |  | SU412 | 18 | 2 | [5 empty] | FALSE | [5 empty] | SunEarth - SETR0603mcU + VFS 10-200 |  | FALSE | 7.19 |  | 2011-06-01: 2014-07-24; 2011-06-21: 2014-11-25; 2011-06-23: 2014-09-30 | 3623 | 17703 | Up-front Payment
SCG-003408 | Commercial Pools | Pool Heating | Gas | Southern California Gas Company | Incentive:Paid | 17626 | 7 |  | 1 | 2518 |  | 2518 |  | 2014-08-11 13:14 | 2014-09-11 | CALIFORNIA SOLAR THERMAL INC | Retrofit | Palm Springs | Riverside | 92264 | Host Customer is System Owner | [7 empty] | 966 | 48.3 | [5 empty] | 1 | 1 |  | Z15 |  |  |  | 10001888 | 20 | 1 | [5 empty] | FALSE | [5 empty] | SunEarth - SETR A503 TTR U + VFS 20-400 | Riverside County | FALSE | 7 |  | 2014-07-28 |  | 2014-08-11 | 2014-09-11 | 2014-10-29 | 2014-11-06 | 3599 | 17626 | Up-front Payment
SCG-003409 | Low Income Single Family Residential | Domestic Hot Water | Gas | Southern California Gas Company | Incentive:Paid | 2464 | 36.9 |  | 1 | 119 |  | 96 |  | 2014-12-06 08:17 | 2015-01-26 | COMMUNITY ACTION PARTNERSHIP OF ORANGE COUNTY | Retrofit | Anaheim | Orange | 92805 | Host Customer is System Owner | 5 |  | 2010068D | Fafco, Inc. | 500 SERIES | 500-96SF-50G-50S | Indirect Forced Circulation (IF) | 97.56 |  | 2x8, 2x12 | Glycol | Unglazed Collectors | Solar Storage and Auxiliary Tanks are separate | 49.92 | 0.95 | 0.85 | 65 | Z08 | [18 empty] | Anaheim | FALSE | 35.65 |  | 2011-06-01: 2014-07-24; 2011-08-03: 2014-12-06; 2011-09-20: 2015-01-26 | 3539 | 4242.11 | Up-front Payment
SCG-003411 | Single Family Residential | Domestic Hot Water | Gas | Southern California Gas Company | Incentive:Paid | 1822 | 29.85 |  | 1 | 73 |  | 61 |  | 2015-11-17 07:40 | 2015-11-20 | ZERO ENERGY CONTRACTING INC | Retrofit | Brea | Orange | 92821 | Host Customer is System Owner | 6 |  | 2012012B | KIOTO Clear Energy AG | SOLPAL (formerly Solcrafte) | SOLPAL L-G | Direct Integral Collector Storage (DI) | 26.11 |  | Solpal L |  |  | Solar and Auxiliary Storage are the same Tank | 53 | 0.88 | 0.95 | 75 | Z08 | [18 empty] | City of Brea | FALSE | 136.71 |  | 2011-06-01: 2014-07-24; 2011-08-03: 2015-11-17; 2011-09-20: 2015-11-20 | 3254 | 9980 | Up-front Payment
SCG-003412 | Commercial Pools | Pool Heating | Gas | Southern California Gas Company | Incentive:Canceled | 16667 | 7 |  | 1 | 2381 |  | 2381 |  | 2014-09-02 06:33 | 2014-09-25 |  | Retrofit | Palm Springs | Riverside | 92262 | Host Customer is System Owner | [7 empty] | 869.4 | 48.3 |  | Drainback |  |  |  | 1 | 1 |  | Z15 |  |  |  | 10001888 | 18 | 1 | [5 empty] | FALSE | [7 empty] | FALSE | 7 |  | 2011-06-01: 2014-07-24; 2011-06-23: 2014-09-02; 2011-07-01: 2014-09-25 | 3684 | 16667 | Up-front Payment
SCG-003413 | Single Family Residential | Domestic Hot Water | Gas | Southern California Gas Company | Incentive:Paid | 2029 | 29.85 |  | 1 | 73 |  | 68 |  | 2014-08-02 11:15 | 2014-08-12 | ZERO ENERGY CONTRACTING INC | Retrofit | La Habra | Orange | 90631 | Host Customer is System Owner | 3 |  | 2012012B | KIOTO Clear Energy AG | SOLPAL (formerly Solcrafte) | SOLPAL L-G | Direct Integral Collector Storage (DI) | 26.11 |  | Solpal L |  |  | Solar and Auxiliary Storage are the same Tank | 53 | 0.98 | 0.95 | 45 | Z08 | [18 empty] | City of La Habra | FALSE | 136.71 |  | 2011-06-01: 2014-07-24; 2011-08-03: 2014-08-02; 2011-09-20: 2014-08-12 | 3414 | 9980 | Up-front Payment
SCG-003414 | Single Family Residential | Domestic Hot Water | Gas | Southern California Gas Company | Incentive:Paid | 2836 | 29.85 |  | 1 | 95 |  | 95 |  | 2014-08-02 10:31 | 2014-08-12 | ZERO ENERGY CONTRACTING INC | Retrofit | Covina | Los Angeles | 91724 | Host Customer is System Owner | 4 |  | 30003975 | Agua Del Sol | RADCO DRAINBACK HEAT EXCHANGER | R-DBHX-8-50GD-40P | Indirect Forced Circulation (IF) | 39.9 |  | 410P-HP |  |  | Solar and Auxiliary Storage are the same Tank | 50 | 1 | 1 | 55 | Z09 | [18 empty] | City of Covina | FALSE | 105.05 |  | 2011-06-01: 2014-07-24; 2011-08-03: 2014-08-02; 2011-09-20: 2014-08-12 | 3413 | 9980 | Up-front Payment
SCG-003415 | Commercial Pools | Pool Heating | Gas | Southern California Gas Company | Incentive:Paid | 14007 | 7 |  | 1 | 2001 |  | 2001 |  | 2014-07-29 22:05 | 2014-08-27 | DOCTOR PIPER INC |  | Torrance | Los Angeles | 90504 | Host Customer is System Owner | [7 empty] | 628.64 | 39.29 |  | Drainback |  |  |  | 1 | 1 |  | Z08 |  |  |  | PP 48 (1.5" Model) | 16 | 2 | [5 empty] | FALSE |  |  |  | SunEarth - SETR0603mcU + VFS 10-200 |  | SunEarth - SETR0603mcU + VFS 10-200 | Torrance | FALSE | 13.26 |  | 2014-07-25 |  | 2014-07-29 | 2014-08-27 | 2016-08-25 | 2016-09-01 | 2966 | 26528 | Up-front Payment
SCG-003416 | Single Family Residential | Domestic Hot Water | Gas | Southern California Gas Company | Incentive:Paid | 1815 | 29.85 |  | 1 | 64 |  | 61 |  | 2014-08-02 11:03 | 2014-08-11 | ZERO ENERGY CONTRACTING INC | Retrofit | Downey | Los Angeles | 90241 | Host Customer is System Owner | 4 |  | 30003825 | SunEarth, Inc. | CopperHeart | CP-40G | Direct Integral Collector Storage (DI) | 24.96 |  | CP-40 |  |  | Solar and Auxiliary Storage are the same Tank | 39.3 | 1 | 0.95 | 55 | Z08 | [18 empty] | City of Downey | FALSE | 155.94 |  | 2011-06-01: 2014-07-24; 2011-08-03: 2014-08-02; 2011-09-20: 2014-08-11 | 3413 | 9980 | Up-front Payment
SCG-003417 | Single Family Residential | Domestic Hot Water | Gas | Southern California Gas Company | Incentive:Paid | 2070 | 29.85 |  | 1 | 73 |  | 69 |  | 2014-08-02 13:31 | 2014-08-14 | ZERO ENERGY CONTRACTING INC | Retrofit | Placentia | Orange | 92870 | Host Customer is System Owner | 3 |  | 2012012B | KIOTO Clear Energy AG | SOLPAL (formerly Solcrafte) | SOLPAL L-G | Direct Integral Collector Storage (DI) | 26.11 |  | Solpal L |  |  | Solar and Auxiliary Storage are the same Tank | 53 | 1 | 0.95 | 45 | Z08 | [18 empty] | City of Placentia | FALSE | 208.12 |  | 2011-06-01: 2014-07-24; 2011-08-03: 2014-08-02; 2011-09-20: 2014-08-14 | 3413 | 15193 | Up-front Payment
SCG-003419 | Commercial Pools | Pool Heating | Gas | Southern California Gas Company | Incentive:Paid | 11291 | 7 |  | 1 | 1613 |  | 1613 |  | 2014-07-29 22:01 | 2014-08-27 | DOCTOR PIPER INC | Retrofit | Playa Del Rey | Los Angeles | 90293 | Host Customer is System Owner | [7 empty] | 567 | 47.25 |  | Drainback |  |  |  | 1 | 1 |  | Z09 |  |  |  | PP 48 (1.5" Model) | 12 | 3 | [5 empty] | FALSE |  |  |  | Amatis Controls - AM-JOULE |  | Amatis Controls - AM-JOULE | Los Angeles | FALSE | 16.74 |  | 2014-07-25 |  | 2014-07-29 | 2014-08-27 | 2016-02-23 | 2016-03-11 | 3148 | 26998 | Up-front Payment
SCG-003420 | Commercial Pools | Pool Heating | Gas | Southern California Gas Company | Incentive:Paid | 8085 | 7 |  | 1 | 1155 |  | 1155 |  | 2014-07-28 10:47 | 2014-08-11 | SUNTREK INDUSTRIES INC | Retrofit | Huntington Beach | Orange | 92649 | Host Customer is System Owner | [7 empty] | 464 | 23.2 |  | Drainback |  |  |  | 1 | 1 |  | Z06 |  |  |  | 2007048A | 20 | 1 | [5 empty] | FALSE |  |  |  | SunEarth - SETR A503 TTR U + VFS 20-400 |  | SunEarth - SETR A503 TTR U + VFS 20-400 | Huntington Beach | FALSE | 7.75 |  | 2014-07-24 |  | 2014-07-28 | 2014-08-11 | 2015-04-09 | 2015-06-19 | 3399 | 8952 | Up-front Payment
SCG-003422 | Commercial/Multifamily Residential | Domestic Hot Water | Gas | Southern California Gas Company | Incentive:Paid | 39330 | 20.19 |  | 1 | 1948 |  | 1948 |  | 2017-07-10 22:05 | 2017-08-16 | DOCTOR PIPER INC | Retrofit | Los Angeles | Los Angeles | 90037 | Host Customer is System Owner | [7 empty] | 467.28 | 25.96 |  | Glycol | Pressure Stagnation Protection (PSP) | Solar and Auxiliary Storage are the same Tank |  | 1 | 1 | 2500 | Z09 | 1250 | Pounds of Laundry | Coin-op Laundries | 2007043A | 18 | 1 | 500 | 1 | 500 | 1 | 719970 | TRUE | 125 | 125 |  | SunEarth - SETR0603mcU + VFS 10-200 |  | SunEarth - SETR0603mcU + VFS 10-200 | City of Los Angeles | FALSE | 26.64 |  | 2017-07-10 |  | 2017-07-10 | 2017-08-16 | 2017-10-10 | 2017-10-27 | 2533 | 51900 | Up-front Payment
SCG-003423 | Commercial Pools | Pool Heating | Gas | Southern California Gas Company | Incentive:Paid | 72177 | 7 |  | 1 | 10311 |  | 10311 |  | 2014-08-07 14:44 | 2014-09-11 | CALIFORNIA SOLAR THERMAL INC | Retrofit | Riverside | Riverside | 92503 | Host Customer is System Owner | [7 empty] | 4536 | 47.25 |  | Drainback |  |  |  | 1 | 1 |  | Z10 |  |  |  | PP 48 (2" Model) | 96 | 1 | [5 empty] | FALSE |  |  |  | Maktinta Energy - Solar Brain MKTCT1006 |  | Maktinta Energy - Solar Brain MKTCT1006 | Department of General Services - Division of the State Architect | FALSE | 13.26 |  | 2014-07-29 |  | 2014-08-07 | 2014-09-11 | 2016-06-10 | 2016-06-29 | 3034 | 136735 | Up-front Payment
SCG-003424 | Commercial Pools | Pool Heating | Gas | Southern California Gas Company | Incentive:Paid | 75040 | 7 |  | 1 | 10720 |  | 10720 |  | 2014-08-07 14:45 | 2014-09-11 | CALIFORNIA SOLAR THERMAL INC | Retrofit | Riverside | Riverside | 92505 | Host Customer is System Owner | [7 empty] | 3982.88 | 45.26 |  | Drainback |  |  |  | 1 | 1 |  | Z10 |  |  |  | PP 48 (2" Model) | 88 | 1 | [5 empty] | FALSE |  |  |  | Maktinta Energy - Solar Brain MKTCT1006 |  | Maktinta Energy - Solar Brain MKTCT1006 | Department of General Services - Division of the State Architect | FALSE | 11.49 |  | 2014-07-29 |  | 2014-08-07 | 2014-09-11 | 2016-06-10 | 2016-06-29 | 3034 | 123140 | Up-front Payment
SCG-003425 | Commercial Pools | Pool Heating | Gas | Southern California Gas Company | Incentive:Paid | 56861 | 7 |  | 1 | 8123 |  | 8123 |  | 2014-08-07 14:46 | 2014-09-11 | CALIFORNIA SOLAR THERMAL INC | Retrofit | Riverside | Riverside | 92503 | Host Customer is System Owner | [7 empty] | 3175.2 | 37.8 |  | Drainback |  |  |  | 1 | 1 |  | Z10 |  |  |  | PP 48 (2" Model) | 84 | 1 | [5 empty] | FALSE |  |  |  | Maktinta Energy - Solar Brain MKTCT1006 |  | Maktinta Energy - Solar Brain MKTCT1006 | Department of General Services - Division of the State Architect | FALSE | 11.87 |  | 2014-07-29 |  | 2014-08-07 | 2014-09-11 | 2016-06-10 | 2016-06-29 | 3034 | 96384 | Up-front Payment
SCG-003426 | Single Family Residential | Domestic Hot Water | Gas | Southern California Gas Company | Incentive:Paid | 1780 | 29.85 |  | 1 | 73 |  | 60 |  | 2014-08-02 10:52 | 2014-08-12 | ZERO ENERGY CONTRACTING INC | Retrofit | Brea | Orange | 92821 | Host Customer is System Owner | 3 |  | 2012012B | KIOTO Clear Energy AG | SOLPAL (formerly Solcrafte) | SOLPAL L-G | Direct Integral Collector Storage (DI) | 26.11 |  | Solpal L |  |  | Solar and Auxiliary Storage are the same Tank | 53 | 0.86 | 0.95 | 45 | Z08 | [18 empty] | City of Brea | FALSE | 136.71 |  | 2011-06-01: 2014-07-25; 2011-08-03: 2014-08-02; 2011-09-20: 2014-08-12 | 3413 | 9980 | Up-front Payment
SCG-003428 | Single Family Residential | Domestic Hot Water | Gas | Southern California Gas Company | Incentive:Paid | 2179 | 29.85 |  | 1 | 73 |  | 73 |  | 2014-08-09 16:40 | 2014-08-14 | ZERO ENERGY CONTRACTING INC | Retrofit | Fullerton | Orange | 92833 | Host Customer is System Owner | 3 |  | 2012012B | KIOTO Clear Energy AG | SOLPAL (formerly Solcrafte) | SOLPAL L-G | Direct Integral Collector Storage (DI) | 26.11 |  | Solpal L |  |  | Solar and Auxiliary Storage are the same Tank | 53 | 1 | 1 | 45 | Z08 | [18 empty] | City of Fullerton | FALSE | 136.71 |  | 2011-06-01: 2014-07-25; 2011-08-03: 2014-08-09; 2011-09-20: 2014-08-14 | 3414 | 9980 | Up-front Payment
SCG-003429 | Single Family Residential | Domestic Hot Water | Gas | Southern California Gas Company | Incentive:Paid | 1780 | 29.85 |  | 1 | 73 |  | 60 |  | 2014-08-02 14:14 | 2014-08-14 | ZERO ENERGY CONTRACTING INC | Retrofit | Fullerton | Orange | 92833 | Host Customer is System Owner | 3 |  | 2012012B | KIOTO Clear Energy AG | SOLPAL (formerly Solcrafte) | SOLPAL L-G | Direct Integral Collector Storage (DI) | 26.11 |  | Solpal L |  |  | Solar and Auxiliary Storage are the same Tank | 53 | 0.86 | 0.95 | 45 | Z08 | [18 empty] | City of Fullerton | FALSE | 136.71 |  | 2011-06-01: 2014-07-25; 2011-08-03: 2014-08-02; 2011-09-20: 2014-08-14 | 3414 | 9980 | Up-front Payment
SCG-003430 | Single Family Residential | Domestic Hot Water | Gas | Southern California Gas Company | Incentive:Paid | 1651 | 29.85 |  | 1 | 64 |  | 55 |  | 2014-08-02 13:53 | 2014-08-12 | ZERO ENERGY CONTRACTING INC | Retrofit | Fullerton | Orange | 92835 | Host Customer is System Owner | 5 |  | 30003825 | SunEarth, Inc. | CopperHeart | CP-40G | Direct Integral Collector Storage (DI) | 24.96 |  | CP-40 |  |  | Solar and Auxiliary Storage are the same Tank | 39.9 | 0.96 | 0.9 | 65 | Z08 | [18 empty] | Fullerton | FALSE | 155.94 |  | 2011-06-01: 2014-07-25; 2011-08-03: 2014-08-02; 2011-09-20: 2014-08-12 | 3414 | 9980 | Up-front Payment
SCG-003431 | Single Family Residential | Domestic Hot Water | Gas | Southern California Gas Company | Incentive:Paid | 2015 | 29.85 |  | 1 | 75 |  | 68 |  | 2014-08-02 10:22 | 2014-08-12 | ZERO ENERGY CONTRACTING INC | Retrofit | Santa Fe Springs | Los Angeles | 90670 | Host Customer is System Owner | 3 |  | 2012012B | KIOTO Clear Energy AG | SOLPAL (formerly Solcrafte) | SOLPAL L-G | Direct Integral Collector Storage (DI) | 26.11 |  | Solpal L |  |  | Solar and Auxiliary Storage are the same Tank | 53 | 0.9 | 1 | 45 | Z09 | [18 empty] | City of Santa Fe Springs | FALSE | 133.07 |  | 2011-06-01: 2014-07-25; 2011-08-03: 2014-08-02; 2011-09-20: 2014-08-12 | 3414 | 9980 | Up-front Payment
PGE-003433 | Single Family Residential | Domestic Hot Water | Gas | Pacific Gas and Electric | Incentive:Canceled | 1272 | 29.85 |  | 1 | 72 |  | 68 |  | 2014-08-26 18:45 | 2014-10-13 | CAPITAL REMODEL & DESIGN INC | Retrofit | SAN JOSE | Santa Clara | 95132 | Host Customer is System Owner | 2 |  | 2012012B | KIOTO Clear Energy AG | SOLPAL (formerly Solcrafte) | SOLPAL L-G | Direct Integral Collector Storage (DI) | 26.11 |  | Solpal L |  |  | Solar and Auxiliary Storage are the same Tank | 53.1 | 1 | 0.95 | 35 | Z04 | [18 empty] | Santa Clara County | FALSE | 84.72 |  | 2014-07-25 | 2014-09-22 |  |  | 2014-08-26 | 2014-10-13 | 3651 | 6100 | Up-front Payment
SCG-003434 | Single Family Residential | Domestic Hot Water | Gas | Southern California Gas Company | Incentive:Canceled | 2179 | 29.85 |  | 1 | 73 |  | 73 |  | 2014-08-16 10:11 |  | ZERO ENERGY CONTRACTING INC | Retrofit | La Habra | Orange | 90631 | Host Customer is System Owner | 3 |  | 2012012B | KIOTO Clear Energy AG | SOLPAL (formerly Solcrafte) | SOLPAL L-G | Direct Integral Collector Storage (DI) | 26.11 |  | Solpal L |  |  | Solar and Auxiliary Storage are the same Tank | 53 | 1 | 1 | 45 | Z08 | [18 empty] | La Habra | FALSE | 136.71 |  | 2011-06-01: 2014-07-25; 2011-06-21: 2014-08-25; 2011-08-03: 2014-08-16 | 2935 | 9980 | Up-front Payment
SCG-003435 | Single Family Residential | Domestic Hot Water | Gas | Southern California Gas Company | Incentive:Paid | 1852 | 29.85 |  | 1 | 73 |  | 62 |  | 2014-07-29 16:11 | 2014-08-11 | ZERO ENERGY CONTRACTING INC | Retrofit | Fullerton | Orange | 92833 | Host Customer is System Owner | 3 |  | 2012012B | KIOTO Clear Energy AG | SOLPAL (formerly Solcrafte) | SOLPAL L-G | Direct Integral Collector Storage (DI) | 26.11 |  | Solpal L |  |  | Solar and Auxiliary Storage are the same Tank | 53 | 1 | 0.85 | 45 | Z08 | [18 empty] | City of Fullerton | FALSE | 136.71 |  | 2011-06-01: 2014-07-25; 2011-08-03: 2014-07-29; 2011-09-20: 2014-08-11 | 3413 | 9980 | Up-front Payment
SCG-003436 | Single Family Residential | Domestic Hot Water | Gas | Southern California Gas Company | Incentive:Paid | 2179 | 29.85 |  | 1 | 73 |  | 73 |  | 2014-08-02 09:53 | 2014-08-11 | ZERO ENERGY CONTRACTING INC | Retrofit | Fullerton | Orange | 92835 | Host Customer is System Owner | 3 |  | 2012012B | KIOTO Clear Energy AG | SOLPAL (formerly Solcrafte) | SOLPAL L-G | Direct Integral Collector Storage (DI) | 26.11 |  | Solpal L |  |  | Solar and Auxiliary Storage are the same Tank | 53 | 1 | 1 | 45 | Z08 | [18 empty] | City of Fullerton | FALSE | 136.71 |  | 2011-06-01: 2014-07-25; 2011-08-03: 2014-08-02; 2011-09-20: 2014-08-11 | 3413 | 9980 | Up-front Payment
SCG-003437 | Single Family Residential | Domestic Hot Water | Gas | Southern California Gas Company | Incentive:Canceled | 2127 | 29.85 |  | 1 | 95 |  | 71 |  | 2014-07-29 15:27 |  | ZERO ENERGY CONTRACTING INC | Retrofit | Whittier | Los Angeles | 90604 | Host Customer is System Owner | 5 |  | 30003975 | Agua Del Sol | RADCO DRAINBACK HEAT EXCHANGER | R-DBHX-8-50GD-40P | Indirect Forced Circulation (IF) | 39.9 |  | 410P-HP |  |  | Solar and Auxiliary Storage are the same Tank | 50 | 1 | 0.75 | 65 | Z09 | [18 empty] | County of Los Angeles | FALSE | 105.05 |  | 2011-06-01: 2014-07-25; 2011-06-21: 2016-01-19; 2011-08-03: 2014-07-29 | 2935 | 9980 | Up-front Payment
SCG-003438 | Commercial Pools | Pool Heating | Gas | Southern California Gas Company | Incentive:Paid | 14878 | 7 |  | 1 | 2214 |  | 2125 |  | 2014-07-25 14:54 | 2014-08-28 | SUNTREK INDUSTRIES INC | Retrofit | Palm Springs | Riverside | 92264 | Host Customer is System Owner | [7 empty] | 768 | 32 |  | Drainback |  |  |  | 0.96 | 1 |  | Z15 |  |  |  | 2007048A | 24 | 1 | [5 empty] | FALSE |  |  |  | SunEarth - SETR A503 TTR U + VFS 20-400 |  | SunEarth - SETR A503 TTR U + VFS 20-400 | City of Palm Springs | FALSE | 6.96 |  | 2014-07-25 |  | 2014-07-25 | 2014-08-28 | 2015-05-12 | 2015-06-19 | 3410 | 15410 | Up-front Payment
SCG-003439 | Commercial Pools | Pool Heating | Gas | Southern California Gas Company | Incentive:Paid | 17651 | 7 |  | 1 | 2882 |  | 2651 |  | 2014-07-25 14:54 | 2014-08-28 | SUNTREK INDUSTRIES INC | Retrofit | Palm Springs | Riverside | 92264 | Host Customer is System Owner | [7 empty] | 800 | 50 |  | Drainback |  |  |  | 0.92 | 1 |  | Z15 |  |  |  | 2007048A | 16 | 1 | [5 empty] | FALSE |  |  |  | SunEarth - SETR A503 TTR U + VFS 20-400 |  | SunEarth - SETR A503 TTR U + VFS 20-400 | City of Palm Springs | FALSE | 6.12 |  | 2014-07-25 |  | 2014-07-25 | 2014-08-28 | 2015-05-12 | 2015-06-19 | 3410 | 17651 | Up-front Payment
SCG-003440 | Single Family Residential | Domestic Hot Water | Gas | Southern California Gas Company | Incentive:Paid | 2015 | 29.85 |  | 1 | 75 |  | 68 |  | 2014-08-02 14:28 | 2014-08-12 | ZERO ENERGY CONTRACTING INC | Retrofit | Covina | Los Angeles | 91723 | Host Customer is System Owner | 3 |  | 2012012B | KIOTO Clear Energy AG | SOLPAL (formerly Solcrafte) | SOLPAL L-G | Direct Integral Collector Storage (DI) | 26.11 |  | Solpal L |  |  | Solar and Auxiliary Storage are the same Tank | 53 | 1 | 0.9 | 45 | Z09 | [18 empty] | City of Covina | FALSE | 133.07 |  | 2011-06-01: 2014-07-28; 2011-08-03: 2014-08-02; 2011-09-20: 2014-08-12 | 3411 | 9980 | Up-front Payment
SCG-003441 | Single Family Residential | Domestic Hot Water | Gas | Southern California Gas Company | Incentive:Paid | 1992 | 29.85 |  | 1 | 75 |  | 67 |  | 2014-08-09 16:19 | 2015-07-27 | ZERO ENERGY CONTRACTING INC | Retrofit | Glendora | Los Angeles | 91741 | Host Customer is System Owner | 4 |  | 2012012B | KIOTO Clear Energy AG | SOLPAL (formerly Solcrafte) | SOLPAL L-G | Direct Integral Collector Storage (DI) | 26.11 |  | Solpal L |  |  | Solar and Auxiliary Storage are the same Tank | 53 | 0.89 | 1 | 55 | Z09 | [18 empty] | City of Glendora | FALSE | 133.07 |  | 2014-07-28 | 2014-08-25 |  |  | 2014-08-09 | 2015-07-27 | 3377 | 9980 | Up-front Payment
SCG-003442 | Single Family Residential | Domestic Hot Water | Gas | Southern California Gas Company | Incentive:Paid | 1733 | 29.85 |  | 1 | 75 |  | 58 |  | 2014-08-02 15:14 | 2014-08-12 | ZERO ENERGY CONTRACTING INC | Retrofit | Glendora | Los Angeles | 91741 | Host Customer is System Owner | 3 |  | 2012012B | KIOTO Clear Energy AG | SOLPAL (formerly Solcrafte) | SOLPAL L-G | Direct Integral Collector Storage (DI) | 26.11 |  | Solpal L |  |  | Solar and Auxiliary Storage are the same Tank | 53 | 0.86 | 0.9 | 45 | Z09 | [18 empty] | City of Glendora | FALSE | 133.07 |  | 2011-06-01: 2014-07-28; 2011-08-03: 2014-08-02; 2011-09-20: 2014-08-12 | 3413 | 9980 | Up-front Payment
PGE-003443 | Low Income Multifamily Residential | Domestic Hot Water | Gas | Pacific Gas and Electric | Incentive:Paid | 6597 | 24.89 |  | 1 | 285 |  | 265 |  | 2014-08-14 13:24 | 2014-10-01 | SABBATINI PLUMBING INC | New Construction | MARINA | Monterey | 93933 | Host Customer is System Owner | [7 empty] | 63.82 | 31.91 |  | Drainback |  | Solar and Auxiliary Storage are the same Tank |  | 0.93 | 1 | 1620 | Z03 | 810 | Pounds of Laundry | Coin-op Laundries | 2009039E | 2 | 1 | 119 | 1 | 119 | 1 | 199000 | TRUE | 119 | 120 |  |  |  |  | Marina, Monterey County, California | FALSE | 84.21 |  | 2014-07-28 |  | 2014-08-14 | 2014-10-01 | 2014-10-07 | 2014-10-10 | 3421 | 24000 | Up-front Payment
SCG-003444 | Single Family Residential | Domestic Hot Water | Gas | Southern California Gas Company | Incentive:Paid | 2127 | 29.85 |  | 1 | 75 |  | 71 |  | 2014-08-16 09:43 | 2015-08-21 | ZERO ENERGY CONTRACTING INC | Retrofit | Glendora | Los Angeles | 91741 | Host Customer is System Owner | 3 |  | 2012012B | KIOTO Clear Energy AG | SOLPAL (formerly Solcrafte) | SOLPAL L-G | Direct Integral Collector Storage (DI) | 26.11 |  | Solpal L |  |  | Solar and Auxiliary Storage are the same Tank | 53 | 0.95 | 1 | 45 | Z09 | [18 empty] | Glendora | FALSE | 133.07 |  | 2014-07-28 | 2014-08-25 |  |  | 2014-08-16 | 2015-08-21 | 3343 | 9980 | Up-front Payment
SCG-003445 | Commercial Pools | Pool Heating | Gas | Southern California Gas Company | Incentive:Paid | 10791 | 7 |  | 1 | 1573 |  | 1542 |  | 2014-08-18 13:15 | 2014-09-12 | EARTHWISE HOMES & SOLAR | Retrofit | Murrieta | Riverside | 92563 | Host Customer is System Owner | [7 empty] | 756 | 47.25 |  | Drainback |  |  |  | 0.98 | 1 |  | Z10 |  |  |  | 16070-12 | 16 | 8 | [5 empty] | FALSE |  |  |  | SunEarth - SETR A503 TTR U + VFS 20-400 |  | SunEarth - SETR A503 TTR U + VFS 20-400 | Murrieta | FALSE | 8.75 |  | 2014-07-28 |  | 2014-08-18 | 2014-09-12 | 2015-01-25 | 2015-02-26 | 3506 | 13771.4 | Up-front Payment
SCG-003446 | Single Family Residential | Domestic Hot Water | Gas | Southern California Gas Company | Incentive:Paid | 1914 | 29.85 |  | 1 | 75 |  | 64 |  | 2014-08-02 11:51 | 2015-07-20 | ZERO ENERGY CONTRACTING INC | Retrofit | Glendora | Los Angeles | 91740 | Host Customer is System Owner | 4 |  | 2012012B | KIOTO Clear Energy AG | SOLPAL (formerly Solcrafte) | SOLPAL L-G | Direct Integral Collector Storage (DI) | 26.11 |  | Solpal L |  |  | Solar and Auxiliary Storage are the same Tank | 53 | 0.95 | 0.9 | 55 | Z09 | [18 empty] | City of Glendora | FALSE | 133.07 |  | 2011-06-01: 2014-07-28; 2011-08-03: 2014-08-02; 2011-09-20: 2015-07-20 | 3351 | 9980 | Up-front Payment
SCG-003447 | Single Family Residential | Domestic Hot Water | Gas | Southern California Gas Company | Incentive:Paid | 2015 | 29.85 |  | 1 | 75 |  | 68 |  | 2014-08-16 09:57 | 2015-07-27 | ZERO ENERGY CONTRACTING INC | Retrofit | San Dimas | Los Angeles | 91773 | Host Customer is System Owner | 3 |  | 2012012B | KIOTO Clear Energy AG | SOLPAL (formerly Solcrafte) | SOLPAL L-G | Direct Integral Collector Storage (DI) | 26.11 |  | Solpal L |  |  | Solar and Auxiliary Storage are the same Tank | 53 | 1 | 0.9 | 45 | Z09 | [18 empty] | City of San Dimas | FALSE | 133.07 |  | 2014-07-28 | 2014-08-25 |  |  | 2014-08-16 | 2015-07-27 | 3377 | 9980 | Up-front Payment
PGE-003448 | Low Income Multifamily Residential | Domestic Hot Water | Gas | Pacific Gas and Electric | Incentive:Paid | 7094 | 24.89 |  | 1 | 285 |  | 285 |  | 2014-08-14 13:25 | 2014-10-01 | SABBATINI PLUMBING INC | New Construction | MARINA | Monterey | 93933 | Host Customer is System Owner | [7 empty] | 63.82 | 31.91 |  | Drainback |  | Solar and Auxiliary Storage are the same Tank |  | 1 | 1 | 1620 | Z03 | 810 | Pounds of Laundry | Coin-op Laundries | 2009039E | 2 | 1 | 119 | 1 | 119 | 1 | 199000 | TRUE | 119 | 120 |  |  |  |  | Marina, Monterey County, California | FALSE | 84.21 |  | 2014-07-28 |  | 2014-08-14 | 2014-10-01 | 2014-10-07 | 2014-10-10 | 3421 | 24000 | Up-front Payment
SCG-003449 | Commercial Pools | Pool Heating | Gas | Southern California Gas Company | Incentive:Paid | 18516 | 7 |  | 1 | 2727 |  | 2645 |  | 2014-08-18 13:10 | 2014-09-12 | EARTHWISE HOMES & SOLAR | Retrofit | Murrieta | Riverside | 92563 | Host Customer is System Owner | [7 empty] | 1134 | 47.25 |  | Drainback |  |  |  | 0.97 | 1 |  | Z10 |  |  |  | 16070-12 | 24 | 12 | [5 empty] | FALSE |  |  |  | SunEarth - SETR A503 TTR U + VFS 20-400 |  | SunEarth - SETR A503 TTR U + VFS 20-400 | Murrieta | FALSE | 8.43 |  | 2014-08-14 |  | 2014-08-18 | 2014-09-12 | 2015-01-25 | 2015-02-26 | 3506 | 22986.6 | Up-front Payment
SCG-003451 | Commercial Pools | Pool Heating | Gas | Southern California Gas Company | Incentive:Paid | 12380 | 7 |  | 1 | 1868 |  | 1775 |  | 2014-07-28 20:22 | 2014-08-11 | SUNTREK INDUSTRIES INC | Retrofit | Palm Springs | Riverside | 92264 | Host Customer is System Owner | [7 empty] | 840 | 60 |  | Manual Drainback |  |  |  | 0.95 | 1 |  | Z15 |  |  |  | 2007048A | 14 | 1 | [5 empty] | FALSE |  |  |  | SunEarth - SETR A503 TTR U + VFS 20-400 |  | SunEarth - SETR A503 TTR U + VFS 20-400 | City of Palm Springs | FALSE | 6.63 |  | 2014-07-28 |  | 2014-07-28 | 2014-08-11 | 2015-07-17 | 2015-08-07 | 3357 | 12380 | Up-front Payment
SCG-003452 | Single Family Residential | Domestic Hot Water | Gas | Southern California Gas Company | Incentive:Paid | 1975 | 29.85 |  | 1 | 75 |  | 66 |  | 2014-08-09 09:51 | 2015-07-27 | ZERO ENERGY CONTRACTING INC | Retrofit | Covina | Los Angeles | 91724 | Host Customer is System Owner | 3 |  | 2012012B | KIOTO Clear Energy AG | SOLPAL (formerly Solcrafte) | SOLPAL L-G | Direct Integral Collector Storage (DI) | 26.11 |  | Solpal L |  |  | Solar Storage with Tankless Auxiliary Water Heater | 53 | 0.98 | 0.9 | 45 | Z09 | [18 empty] | County of Los Angeles | FALSE | 133.07 |  | 2014-07-28 | 2014-08-25 |  |  | 2014-08-09 | 2015-07-27 | 3377 | 9980 | Up-front Payment
SCG-003453 | Single Family Residential | Domestic Hot Water | Gas | Southern California Gas Company | Incentive:Paid | 1701 | 29.85 |  | 1 | 75 |  | 57 |  | 2014-08-02 16:06 | 2014-08-12 | ZERO ENERGY CONTRACTING INC | Retrofit | Sierra Madre | Los Angeles | 91024 | Host Customer is System Owner | 5 |  | 2012012B | KIOTO Clear Energy AG | SOLPAL (formerly Solcrafte) | SOLPAL L-G | Direct Integral Collector Storage (DI) | 26.11 |  | Solpal L |  |  | Solar and Auxiliary Storage are the same Tank | 53 | 0.76 | 1 | 65 | Z09 | [18 empty] | City of Sierra Madre | FALSE | 185.91 |  | 2011-06-01: 2014-07-28; 2011-08-03: 2014-08-02; 2011-09-20: 2014-08-12 | 3413 | 13943 | Up-front Payment
SCG-003454 | Single Family Residential | Domestic Hot Water | Gas | Southern California Gas Company | Incentive:Paid | 1910 | 29.85 |  | 1 | 64 |  | 64 |  | 2014-08-02 09:32 | 2014-08-14 | ZERO ENERGY CONTRACTING INC | Retrofit | Pasadena | Los Angeles | 91107 | Host Customer is System Owner | 3 |  | 2012012B | KIOTO Clear Energy AG | SOLPAL (formerly Solcrafte) | SOLPAL L-G | Direct Integral Collector Storage (DI) | 26.11 |  | Solpal L |  |  | Solar and Auxiliary Storage are the same Tank | 53 | 1 | 1 | 45 | Z16 | [18 empty] | City of Pasadena | FALSE | 239.27 |  | 2011-06-01: 2014-07-28; 2011-08-03: 2014-08-02; 2011-09-20: 2014-08-14 | 3413 | 15313 | Up-front Payment
SDG-003455 | Low Income Multifamily Residential | Domestic Hot Water | Gas | San Diego Gas and Electric | Reservation:Canceled | 29171 | 24.89 |  | 1 | 1172 |  | 1172 |  | 2014-09-22 14:58 |  | ADROIT ENERGY INC | Retrofit | Spring Valley | San Diego | 91977 | Power Purchase Agreements | [7 empty] | 286.65 | 40.95 |  | Drainback |  | Solar Storage and Auxiliary Tanks are separate |  | 1 | 1 | 756 | Z10 | 18 | Units | Apartments/Condos | 10001803 | 7 | 1 | 560 | 1 | 119 | 1 | 250000 | TRUE | 130 | 130 | [5 empty] | FALSE | 110.57 |  | 2011-06-01: 2014-07-28; 2011-06-21: 2015-10-08; 2011-06-23: 2014-09-22 | 3302 | 129593.5 | Up-front Payment
SCG-003457 | Single Family Residential | Domestic Hot Water | Gas | Southern California Gas Company | Incentive:Paid | 2149 | 29.85 |  | 1 | 75 |  | 72 |  | 2014-08-02 13:14 | 2014-08-12 | ZERO ENERGY CONTRACTING INC | Retrofit | Burbank | Los Angeles | 91505 | Host Customer is System Owner | 4 |  | 2012012B | KIOTO Clear Energy AG | SOLPAL (formerly Solcrafte) | SOLPAL L-G | Direct Integral Collector Storage (DI) | 26.11 |  | Solpal L |  |  | Solar and Auxiliary Storage are the same Tank | 53 | 0.96 | 1 | 55 | Z09 | [18 empty] | City of Burbank | FALSE | 183.51 |  | 2011-06-01: 2014-07-28; 2011-08-03: 2014-08-02; 2011-09-20: 2014-08-12 | 3413 | 13763 | Up-front Payment
SCG-003458 | Single Family Residential | Domestic Hot Water | Gas | Southern California Gas Company | Incentive:Paid | 1829 | 29.85 |  | 1 | 75 |  | 61 |  | 2014-08-02 16:17 | 2014-08-11 | ZERO ENERGY CONTRACTING INC | Retrofit | Burbank | Los Angeles | 91505 | Host Customer is System Owner | 4 |  | 2012012B | KIOTO Clear Energy AG | SOLPAL (formerly Solcrafte) | SOLPAL L-G | Direct Integral Collector Storage (DI) | 26.11 |  | Solpal L |  |  | Solar and Auxiliary Storage are the same Tank | 53 | 0.86 | 0.95 | 55 | Z09 | [18 empty] | City of Burbank | FALSE | 195.64 |  | 2011-06-01: 2014-07-28; 2011-08-03: 2014-08-02; 2011-09-20: 2014-08-11 | 3413 | 14673 | Up-front Payment
SDG-003459 | Low Income Multifamily Residential | Domestic Hot Water | Gas | San Diego Gas and Electric | Reservation:Canceled | 29171 | 24.89 |  | 1 | 1172 |  | 1172 |  | 2014-09-22 14:59 |  | ADROIT ENERGY INC | Retrofit | Spring Valley | San Diego | 91977 | Power Purchase Agreements | [7 empty] | 286.65 | 40.95 |  | Drainback |  | Solar Storage and Auxiliary Tanks are separate |  | 1 | 1 | 756 | Z10 | 18 | Units | Apartments/Condos | 10001803 | 7 | 1 | 560 | 1 | 119 | 1 | 250000 | TRUE | 130 | 130 | [5 empty] | FALSE | 110.57 |  | 2011-06-01: 2014-07-28; 2011-06-21: 2015-10-08; 2011-06-23: 2014-09-22 | 3302 | 129593.5 | Up-front Payment
SDG-003460 | Low Income Multifamily Residential | Domestic Hot Water | Gas | San Diego Gas and Electric | Reservation:Canceled | 29171 | 24.89 |  | 1 | 1172 |  | 1172 |  | 2014-09-22 14:59 |  | ADROIT ENERGY INC | Retrofit | Spring Valley | San Diego | 91977 | Power Purchase Agreements | [7 empty] | 286.65 | 40.95 |  | Drainback |  | Solar Storage and Auxiliary Tanks are separate |  | 1 | 1 | 756 | Z10 | 18 | Units | Apartments/Condos | 10001803 | 7 | 1 | 560 | 1 | 119 | 1 | 250000 | TRUE | 130 | 130 | [5 empty] | FALSE | 110.57 |  | 2011-06-01: 2014-07-28; 2011-06-21: 2015-10-08; 2011-06-23: 2014-09-22 | 3302 | 129593.5 | Up-front Payment
SDG-003461 | Commercial/Multifamily Residential | Domestic Hot Water | Gas | San Diego Gas and Electric | Incentive:Paid | 52332 | 20.19 |  | 1 | 2592 |  | 2592 |  | 2014-09-22 15:00 | 2015-04-20 | ADROIT ENERGY INC | Retrofit | Poway | San Diego | 92064 | Power Purchase Agreements | [7 empty] | 819 | 40.95 |  | Drainback |  | Solar Storage and Auxiliary Tanks are separate |  | 1 | 1 | 1760 | Z10 | 44 | Units | Apartments/Condos | 10001803 | 20 | 1 | 1160 | 1 | 115 | 1 | 798000 | TRUE | 130 | 130 |  | ISTEC Corporation - 5202S |  | ISTEC Corporation - 5202S | City of Poway | FALSE | 22.99 |  | 2014-07-28 | 2015-02-19 | 2014-09-22 | 2015-04-20 | 2015-06-16 | 2015-07-08 | 3384 | 59589.09 | Up-front Payment
SDG-003462 | Commercial Pools | Pool Heating | Gas | San Diego Gas and Electric | Incentive:Paid | 25151 | 7 |  | 1 | 3593 |  | 3593 |  | 2014-07-29 14:47 | 2014-08-29 | CALIFORNIA SOLAR THERMAL INC | Retrofit | San Diego | San Diego | 92128 | Host Customer is System Owner | [7 empty] | 1628 | 40.7 |  | Drainback |  |  |  | 1 | 1 |  | Z10 |  |  |  | 10001888 | 40 | 1 | [5 empty] | FALSE |  |  |  | Maktinta Energy - Solar Brain MKTCT1006 |  | Maktinta Energy - Solar Brain MKTCT1006 | County of SD | FALSE | 7 |  | 2014-07-29 | 2014-08-20 | 2014-07-29 | 2014-08-29 | 2015-06-04 | 2015-06-17 | 3396 | 25151 | Up-front Payment
SDG-003463 | Commercial Pools | Pool Heating | Gas | San Diego Gas and Electric | Incentive:Paid | 52535 | 7 |  | 1 | 7505 |  | 7505 |  | 2014-07-29 14:48 | 2014-08-29 | CALIFORNIA SOLAR THERMAL INC | Retrofit | San Diego | San Diego | 92128 | Host Customer is System Owner | [7 empty] | 4273.5 | 40.7 |  | Drainback |  |  |  | 1 | 1 |  | Z10 |  |  |  | 10001888 | 105 | 1 | [5 empty] | FALSE |  |  |  | Maktinta Energy - Solar Brain MKTCT1006 |  | Maktinta Energy - Solar Brain MKTCT1006 | County of SD | FALSE | 8.9 |  | 2014-07-29 |  | 2014-07-29 | 2014-08-29 | 2015-06-04 | 2015-06-17 | 3396 | 66810 | Up-front Payment
SDG-003464 | Commercial Pools | Pool Heating | Gas | San Diego Gas and Electric | Incentive:Paid | 16737 | 7 |  | 1 | 2655 |  | 2655 |  | 2014-07-29 13:46 | 2014-09-03 | CALIFORNIA SOLAR THERMAL INC | Retrofit | El Cajon | San Diego | 92021 | Host Customer is System Owner | [7 empty] | 1139.6 | 40.7 |  | Drainback |  |  |  | 1 | 1 |  | Z10 |  |  |  | 10001888 | 28 | 1 | [5 empty] | FALSE |  |  |  | SunEarth - SETR A503 TTR U + VFS 20-400 |  | SunEarth - SETR A503 TTR U + VFS 20-400 | SD County | FALSE | 6.3 |  | 2014-07-29 | 2014-08-12 | 2014-07-29 | 2014-09-03 | 2015-05-27 | 2015-06-09 | 3396 | 16737 | Up-front Payment
SCG-003465 | Commercial Pools | Pool Heating | Gas | Southern California Gas Company | Incentive:Paid | 2814 | 7 |  | 1 | 402 |  | 402 |  | 2014-08-15 19:44 | 2014-09-08 | MOHR POWER SOLAR INC | Retrofit | Los Angeles | Los Angeles | 90025 | Host Customer is System Owner | [7 empty] | 400 | 50 |  | Drainback |  |  |  | 1 | 1 |  | Z06 |  |  |  | 10001884 | 8 | 1 | [5 empty] | FALSE | [6 empty] | City of Los Angeles | FALSE | 16.98 |  | 2014-07-29 |  | 2014-08-15 | 2014-09-08 | 2015-02-24 | 2015-03-13 | 3489 | 6825 | Up-front Payment
SCG-003466 | Commercial Pools | Pool Heating | Gas | Southern California Gas Company | Incentive:Paid | 7882 | 7 |  | 1 | 1126 |  | 1126 |  | 2014-08-11 11:29 | 2014-09-08 | MOHR POWER SOLAR INC | Retrofit | Los Angeles | Los Angeles | 90064 | Host Customer is System Owner | [7 empty] | 500 | 50 |  | Drainback |  |  |  | 1 | 1 |  | Z09 |  |  |  | 10001884 | 10 | 1 | [5 empty] | FALSE |  |  |  | SunEarth - SETR A503 TTR U + VFS 20-400 |  | SunEarth - SETR A503 TTR U + VFS 20-400 | City of Los Angeles | FALSE | 8.11 |  | 2014-07-29 |  | 2014-08-11 | 2014-09-08 | 2015-02-24 | 2015-03-13 | 3495 | 9130 | Up-front Payment
SCG-003467 | Commercial Pools | Pool Heating | Gas | Southern California Gas Company | Incentive:Paid | 6629 | 7 |  | 1 | 947 |  | 947 |  | 2014-07-30 15:34 | 2014-07-31 | MOHR POWER SOLAR INC | Retrofit | Van Nuys | Los Angeles | 91401 | Host Customer is System Owner | [7 empty] | 450 | 50 |  | Drainback |  |  |  | 1 | 1 |  | Z09 |  |  |  | 10001884 | 9 | 1 | [5 empty] | FALSE | [6 empty] | City of Los Angeles | FALSE | 8.19 |  | 2014-07-29 |  | 2014-07-30 | 2014-07-31 | 2015-02-24 | 2015-03-12 | 3508 | 7752 | Up-front Payment
PGE-003468 | Single Family Residential | Domestic Hot Water | Gas | Pacific Gas and Electric | Incentive:Paid | 1969 | 29.85 |  | 1 | 107 |  | 106 |  | 2014-08-27 16:14 | 2014-09-10 | MERCED COUNTY COMMUNITY ACTION BOARD | Retrofit | ATWATER | Merced | 95301 | Host Customer is System Owner | 3 |  | 2010068D | Fafco, Inc. | 500 SERIES | 500-96SF-50G-50S | Indirect Forced Circulation (IF) | 97.56 |  | 2x8, 2x12 | Glycol | Advanced Controller with a Vacation or Holiday Mode | Solar Storage and Auxiliary Tanks are separate | 49.929 | 0.99 | 1 | 45 | Z12 | [18 empty] | CITY OF ATWATER | FALSE | 36.93 |  | 2011-06-01: 2014-07-29; 2011-08-03: 2014-08-27; 2011-09-20: 2014-09-10 | 3692 | 3951.19 | Up-front Payment
SCG-003469 | Commercial Pools | Pool Heating | Gas | Southern California Gas Company | Incentive:Paid | 12236 | 7 |  | 1 | 1748 |  | 1748 |  | 2014-08-01 14:59 | 2014-08-13 | MOHR POWER SOLAR INC | Retrofit | Hemet | Riverside | 92543 | Host Customer is System Owner | [7 empty] | 800 | 50 |  | Drainback |  |  |  | 1 | 1 |  | Z10 |  |  |  | 10001884 | 16 | 1 | [5 empty] | FALSE | [5 empty] | SunEarth - SETR0603mcU + VFS 20-400 | City of Hemet | FALSE | 7.57 |  | 2014-07-30 |  | 2014-08-01 | 2014-08-13 | 2014-11-24 | 2015-01-02 | 3567 | 13235 | Up-front Payment
SDG-003470 | Commercial Pools | Pool Heating | Gas | San Diego Gas and Electric | Incentive:Paid | 8379 | 5 |  | 1 | 1862 |  | 1676 |  | 2015-04-06 10:16 | 2015-04-16 | CLEANTECH ENERGY SOLUTIONS INC | Retrofit | Spring Valley | San Diego | 91977 | Host Customer is System Owner | [7 empty] | 1011.15 | 48.15 |  | Manual Drainback |  |  |  | 0.9 | 1 |  | Z10 |  |  |  | 10001888 | 21 | 1 | [5 empty] | FALSE |  |  |  | Energx |  | Energx | County of San Diego | FALSE | 13.06 |  | 2015-03-31 | 2015-04-15 | 2015-04-06 | 2015-04-16 | 2015-06-22 | 2015-08-10 | 3342 | 24312 | Up-front Payment
SCG-003471 | Commercial Pools | Pool Heating | Gas | Southern California Gas Company | Incentive:Paid | 87948 | 7 |  | 1 | 12564 |  | 12564 |  | 2014-08-01 18:25 | 2014-09-18 | MOHR POWER SOLAR INC | Retrofit | Hemet | Riverside | 92545 | Host Customer is System Owner | [7 empty] | 4300 | 50 |  | Drainback |  |  |  | 1 | 1 |  | Z10 |  |  |  | 10001884 | 86 | 1 | [5 empty] | FALSE |  |  |  | SunEarth - SETR A503 TTR U + VFS 20-400 |  | SunEarth - SETR A503 TTR U + VFS 20-400 | City of Hemet | FALSE | 7 |  | 2014-07-30 |  | 2014-08-01 | 2014-09-18 | 2015-04-06 | 2015-04-13 | 3473 | 87949 | Up-front Payment
SCG-003473 | Commercial Pools | Pool Heating | Gas | Southern California Gas Company | Incentive:Canceled | 7833 | 7 |  | 1 | 1119 |  | 1119 |  | 2014-09-11 13:53 | 2014-10-09 | MOHR POWER SOLAR INC | Retrofit | Ontario | San Bernardino | 91761 | Host Customer is System Owner | [7 empty] | 400 | 50 |  | Drainback |  |  |  | 1 | 1 |  | Z10 |  |  |  | 10001884 | 8 | 1 | [5 empty] | FALSE | [7 empty] | FALSE | 7 |  | 2011-06-01: 2014-07-30; 2011-06-23: 2014-09-11; 2011-07-01: 2014-10-09 | 3670 | 7833 | Up-front Payment
SCG-003474 | Low Income Single Family Residential | Domestic Hot Water | Gas | Southern California Gas Company | Incentive:Paid | 2563 | 36.9 |  | 1 | 120 |  | 100 |  | 2014-08-01 11:15 | 2014-09-10 | FRESNO COUNTY ECONOMIC OPPORTUNITIES COMMISSION | Retrofit | Reedley | Fresno | 93654 | Host Customer is System Owner | 4 |  | 2010068D | Fafco, Inc. | 500 SERIES | 500-96SF-50G-50S | Indirect Forced Circulation (IF) | 97.56 |  | 2x8, 2x12 | Forced Circulation | Unglazed Collectors | Solar Storage and Auxiliary Tanks are separate | 50 | 0.98 | 0.85 | 55 | Z13 | [18 empty] | City of Reedley | FALSE | 32.31 |  | 2011-06-01: 2014-07-30; 2011-08-03: 2014-08-01; 2011-09-20: 2014-09-10 | 3681 | 3876.93 | Up-front Payment
SCG-003475 | Commercial Pools | Pool Heating | Gas | Southern California Gas Company | Incentive:Paid | 7637 | 7 |  | 1 | 1091 |  | 1091 |  | 2014-07-31 14:18 | 2014-08-07 | CALIFORNIA SOLAR THERMAL INC | Retrofit | Palm Springs | Riverside | 92264 | Host Customer is System Owner | [7 empty] | 386.4 | 48.3 |  | Drainback |  |  |  | 1 | 1 |  | Z15 |  |  |  | 10001888 | 8 | 1 | [5 empty] | FALSE | [6 empty] | County of Riverside | FALSE | 7 |  | 2014-07-31 |  | 2014-07-31 | 2014-08-07 | 2015-04-07 | 2015-04-20 | 3462 | 7637 | Up-front Payment
SCG-003476 | Commercial Pools | Pool Heating | Gas | Southern California Gas Company | Reservation:Canceled | 13139 | 7 |  | 1 | 1877 |  | 1877 |  | 2014-08-01 14:12 |  | CALIFORNIA SOLAR THERMAL INC | Retrofit | Hemet | Riverside | 92543 | Host Customer is System Owner | [7 empty] | 869.4 | 48.3 |  | Drainback |  |  |  | 1 | 1 |  | Z10 |  |  |  | 10001888 | 18 | 1 | [5 empty] | FALSE | [7 empty] | FALSE | 7 |  | 2011-06-01: 2014-07-31; 2011-06-21: 2014-09-18 | 3691 | 13139 | Up-front Payment
SCG-003477 | Commercial Pools | Pool Heating | Gas | Southern California Gas Company | Incentive:Paid | 18844 | 7 |  | 1 | 2909 |  | 2909 |  | 2014-08-04 17:46 | 2014-08-28 | SUNTREK INDUSTRIES INC | Retrofit | Rancho Mirage | Riverside | 92270 | Host Customer is System Owner | [7 empty] | 920 | 40 |  | Drainback |  |  |  | 1 | 1 |  | Z15 |  |  |  | 2007048A | 23 | 1 | [5 empty] | FALSE |  |  |  | SunEarth - SETR A503 TTR U + VFS 20-400 |  | SunEarth - SETR A503 TTR U + VFS 20-400 | City of Rancho Mirage | FALSE | 6.48 |  | 2014-07-31 | 2015-10-14 | 2014-08-04 | 2014-08-28 | 2015-06-20 | 2016-01-08 | 3194 | 18844 | Up-front Payment
SCG-003478 | Commercial Pools | Pool Heating | Gas | Southern California Gas Company | Incentive:Paid | 18473 | 7 |  | 1 | 2639 |  | 2639 |  | 2014-08-04 17:46 | 2014-08-28 | SUNTREK INDUSTRIES INC | Retrofit | Rancho Mirage | Riverside | 92270 | Host Customer is System Owner | [7 empty] | 900 | 30 |  | Drainback |  |  |  | 1 | 1 |  | Z15 |  |  |  | 2007048A | 30 | 1 | [5 empty] | FALSE |  |  |  | SunEarth - SETR A503 TTR U + VFS 20-400 |  | SunEarth - SETR A503 TTR U + VFS 20-400 | City of Rancho Mirage | FALSE | 7.07 |  | 2014-07-31 | 2015-10-14 | 2014-08-04 | 2014-08-28 | 2015-06-20 | 2016-01-08 | 3194 | 18670 | Up-front Payment
SCG-003479 | Commercial Pools | Pool Heating | Gas | Southern California Gas Company | Incentive:Paid | 16280 | 7 |  | 1 | 2358 |  | 2358 |  | 2014-08-04 17:46 | 2014-08-28 | SUNTREK INDUSTRIES INC | Retrofit | Rancho Mirage | Riverside | 92270 | Host Customer is System Owner | [7 empty] | 800 | 40 |  | Drainback |  |  |  | 1 | 1 |  | Z15 |  |  |  | 2007048A | 20 | 1 | [5 empty] | FALSE |  |  |  | SunEarth - SETR A503 TTR U + VFS 20-400 |  | SunEarth - SETR A503 TTR U + VFS 20-400 | City of Rancho Mirage | FALSE | 6.9 |  | 2014-07-31 | 2015-10-14 | 2014-08-04 | 2014-08-28 | 2015-06-20 | 2016-01-08 | 3194 | 16280 | Up-front Payment
SCG-003480 | Low Income Multifamily Residential | Domestic Hot Water | Gas | Southern California Gas Company | Incentive:Paid | 124077 | 24.89 |  | 1 | 4985 |  | 4985 |  | 2014-09-18 16:17 | 2014-10-10 | JDS POWER INC | Retrofit | Arcadia | Los Angeles | 91007 | Host Customer is System Owner | [7 empty] | 1285.44 | 40.17 |  | Glycol |  | Solar Storage and Auxiliary Tanks are separate |  | 1 | 1 | 3224 | Z09 | 101 | Units | Apartments/Condos | 2010115A | 32 | 1 | 2000 | 1 | 500 | 2 | 400000 | TRUE | 120 | 122 |  | Heliodyne - Delta-T Pro Lite WiFi |  | Heliodyne - Delta-T Pro Lite WiFi | Arcadia | FALSE | 27.02 |  | 2014-08-01 |  | 2014-09-18 | 2014-10-10 | 2015-02-05 | 2015-03-30 | 3391 | 134678 | Up-front Payment
SCG-003481 | Single Family Residential | Domestic Hot Water | Gas | Southern California Gas Company | Incentive:Paid | 2063 | 29.85 |  | 1 | 75 |  | 69 |  | 2014-08-02 16:38 | 2014-08-12 | ZERO ENERGY CONTRACTING INC | Retrofit | Burbank | Los Angeles | 91505 | Host Customer is System Owner | 3 |  | 2012012B | KIOTO Clear Energy AG | SOLPAL (formerly Solcrafte) | SOLPAL L-G | Direct Integral Collector Storage (DI) | 26.11 |  | Solpal L |  |  | Solar and Auxiliary Storage are the same Tank | 53 | 0.97 | 0.95 | 45 | Z09 | [18 empty] | City of Burbank | FALSE | 202.08 |  | 2011-06-01: 2014-08-02; 2011-08-03: 2014-08-02; 2011-09-20: 2014-08-12 | 3413 | 15156 | Up-front Payment
SCG-003482 | Single Family Residential | Domestic Hot Water | Gas | Southern California Gas Company | Incentive:Paid | 2216 | 29.85 |  | 1 | 75 |  | 74 |  | 2014-08-02 16:54 | 2014-08-21 | ZERO ENERGY CONTRACTING INC | Retrofit | Burbank | Los Angeles | 91505 | Host Customer is System Owner | 3 |  | 2012012B | KIOTO Clear Energy AG | SOLPAL (formerly Solcrafte) | SOLPAL L-G | Direct Integral Collector Storage (DI) | 26.11 |  | Solpal L |  |  | Solar and Auxiliary Storage are the same Tank | 53 | 0.99 | 1 | 45 | Z09 | [18 empty] | City of Burbank | FALSE | 177.15 |  | 2011-06-01: 2014-08-02; 2011-08-03: 2014-08-02; 2011-09-20: 2014-08-21 | 3413 | 13286 | Up-front Payment
SCG-003483 | Single Family Residential | Domestic Hot Water | Gas | Southern California Gas Company | Incentive:Paid | 1903 | 29.85 |  | 1 | 75 |  | 64 |  | 2014-08-02 17:10 | 2014-08-12 | ZERO ENERGY CONTRACTING INC | Retrofit | Burbank | Los Angeles | 91505 | Host Customer is System Owner | 3 |  | 2012012B | KIOTO Clear Energy AG | SOLPAL (formerly Solcrafte) | SOLPAL L-G | Direct Integral Collector Storage (DI) | 26.11 |  | Solpal L |  |  | Solar and Auxiliary Storage are the same Tank | 53 | 1 | 0.85 | 45 | Z09 | [18 empty] | City of Burbank | FALSE | 173.6 |  | 2011-06-01: 2014-08-02; 2011-08-03: 2014-08-02; 2011-09-20: 2014-08-12 | 3413 | 13020 | Up-front Payment
SCG-003484 | Single Family Residential | Domestic Hot Water | Gas | Southern California Gas Company | Incentive:Paid | 1777 | 29.85 |  | 1 | 64 |  | 60 |  | 2014-08-02 17:46 | 2014-08-11 | ZERO ENERGY CONTRACTING INC | Retrofit | Brea | Orange | 92821 | Host Customer is System Owner | 3 |  | 30003825 | SunEarth, Inc. | CopperHeart | CP-40G | Direct Integral Collector Storage (DI) | 24.96 |  | CP-40 |  |  | Solar and Auxiliary Storage are the same Tank | 39.9 | 0.93 | 1 | 45 | Z08 | [18 empty] | City of Brea | FALSE | 211.25 |  | 2011-06-01: 2014-08-02; 2011-08-03: 2014-08-02; 2011-09-20: 2014-08-11 | 3413 | 13520 | Up-front Payment
SCG-003485 | Single Family Residential | Domestic Hot Water | Gas | Southern California Gas Company | Incentive:Paid | 1931 | 29.85 |  | 1 | 66 |  | 65 |  | 2014-08-16 09:50 | 2015-06-08 | ZERO ENERGY CONTRACTING INC | Retrofit | Whittier | Los Angeles | 90603 | Host Customer is System Owner | 6 |  | 30003825 | SunEarth, Inc. | CopperHeart | CP-40G | Direct Integral Collector Storage (DI) | 24.96 |  | CP-40 |  |  | Solar and Auxiliary Storage are the same Tank | 39.9 | 0.98 | 1 | 75 | Z09 | [18 empty] | City of Whittier | FALSE | 151.21 |  | 2014-08-04 | 2014-08-25 |  |  | 2014-08-16 | 2015-06-08 | 3407 | 9980 | Up-front Payment
SCG-003486 | Single Family Residential | Domestic Hot Water | Gas | Southern California Gas Company | Incentive:Paid | 1961 | 29.85 |  | 1 | 73 |  | 66 |  | 2014-08-16 10:03 | 2015-08-06 | ZERO ENERGY CONTRACTING INC | Retrofit | Downey | Los Angeles | 90241 | Host Customer is System Owner | 3 |  | 2012012B | KIOTO Clear Energy AG | SOLPAL (formerly Solcrafte) | SOLPAL L-G | Direct Integral Collector Storage (DI) | 26.11 |  | Solpal L |  |  | Solar and Auxiliary Storage are the same Tank | 53 | 1 | 0.9 | 45 | Z08 | [18 empty] | City of Downey | FALSE | 136.71 |  | 2014-08-04 | 2014-08-25 |  |  | 2014-08-16 | 2015-08-06 | 3359 | 9980 | Up-front Payment
PGE-003487 | Low Income Single Family Residential | Domestic Hot Water | Gas | Pacific Gas and Electric | Incentive:Paid | 2718 | 36.9 |  | 1 | 120 |  | 106 |  | 2014-08-07 09:46 | 2014-08-23 | FRESNO COUNTY ECONOMIC OPPORTUNITIES COMMISSION | Retrofit | FRESNO | Fresno | 93705 | Host Customer is System Owner | 4 |  | 2010068D | Fafco, Inc. | 500 SERIES | 500-96SF-50G-50S | Indirect Forced Circulation (IF) | 97.56 |  | 2x8, 2x12 | Forced Circulation |  | Solar Storage and Auxiliary Tanks are separate | 50 | 0.93 | 0.95 | 55 | Z13 | [18 empty] | fresno | FALSE | 34.9 |  | 2011-06-01: 2014-08-04; 2011-08-03: 2014-08-07; 2011-09-20: 2014-08-23 | 3700 | 4188.42 | Up-front Payment
SCG-003488 | Single Family Residential | Domestic Hot Water | Gas | Southern California Gas Company | Incentive:Paid | 1853 | 29.85 |  | 1 | 64 |  | 62 |  | 2014-08-09 10:11 | 2015-09-28 | ZERO ENERGY CONTRACTING INC | Retrofit | Downey | Los Angeles | 90241 | Host Customer is System Owner | 3 |  | 30003825 | SunEarth, Inc. | CopperHeart | CP-40G | Direct Integral Collector Storage (DI) | 24.96 |  | CP-40 |  |  | Solar and Auxiliary Storage are the same Tank | 39.9 | 0.97 | 1 | 45 | Z08 | [18 empty] | City of Downey | FALSE | 155.94 |  | 2014-08-04 | 2014-08-25 |  |  | 2014-08-09 | 2015-09-28 | 3313 | 9980 | Up-front Payment
SCG-003489 | Single Family Residential | Domestic Hot Water | Gas | Southern California Gas Company | Incentive:Paid | 1733 | 29.85 |  | 1 | 75 |  | 58 |  | 2014-08-09 10:37 | 2014-08-14 | ZERO ENERGY CONTRACTING INC | Retrofit | Whittier | Los Angeles | 90605 | Host Customer is System Owner | 8 |  | 2012012B | KIOTO Clear Energy AG | SOLPAL (formerly Solcrafte) | SOLPAL L-G | Direct Integral Collector Storage (DI) | 26.11 |  | Solpal L |  |  | Solar and Auxiliary Storage are the same Tank | 53 | 0.86 | 0.9 | 95 | Z09 | [18 empty] | City of Whittier | FALSE | 133.07 |  | 2011-06-01: 2014-08-04; 2011-08-03: 2014-08-09; 2011-09-20: 2014-08-14 | 3412 | 9980 | Up-front Payment
PGE-003490 | Low Income Single Family Residential | Domestic Hot Water | Gas | Pacific Gas and Electric | Incentive:Paid | 3046 | 36.9 |  | 1 | 120 |  | 119 |  | 2014-08-06 16:48 | 2014-09-03 | FRESNO COUNTY ECONOMIC OPPORTUNITIES COMMISSION | Retrofit | BIOLA | Fresno | 93722 | Host Customer is System Owner | 4 |  | 2010068D | Fafco, Inc. | 500 SERIES | 500-96SF-50G-50S | Indirect Forced Circulation (IF) | 97.56 |  | 2x8, 2x12 | Forced Circulation | Advanced Controller with a Thermal Cycling Function | Solar Storage and Auxiliary Tanks are separate | 50 | 0.99 | 1 | 55 | Z13 | [18 empty] | Fresno County | FALSE | 34.99 |  | 2014-08-04 | 2014-08-23 |  |  | 2014-08-06 | 2014-09-03 | 3693 | 4199.11 | Up-front Payment
SDG-003491 | Commercial Pools | Pool Heating | Gas | San Diego Gas and Electric | Incentive:Paid | 15293 | 7 |  | 1 | 2402 |  | 2402 |  | 2014-08-12 15:30 | 2014-09-08 | CALIFORNIA SOLAR THERMAL INC | Retrofit | El Cajon | San Diego | 92021 | Host Customer is System Owner | [7 empty] | 895.4 | 40.7 |  | Drainback |  |  |  | 1 | 1 |  | Z10 |  |  |  | 10001888 | 22 | 1 | [5 empty] | FALSE |  |  |  | SunEarth - SETR A503 TTR U + VFS 20-400 |  | SunEarth - SETR A503 TTR U + VFS 20-400 | SD County | FALSE | 6.37 |  | 2014-08-05 |  | 2014-08-12 | 2014-09-08 | 2015-05-26 | 2015-07-13 | 3369 | 15293 | Up-front Payment
PGE-003492 | Low Income Single Family Residential | Domestic Hot Water | Gas | Pacific Gas and Electric | Incentive:Paid | 2606 | 36.9 |  | 1 | 107 |  | 102 |  | 2015-02-09 10:50 | 2015-03-06 | DANIELSEN CONSTRUCTION AND ENERGY MANAGEMENT | Retrofit | Stockton | San Joaquin | 95210 | Host Customer is System Owner | 5 |  | 2010068D | Fafco, Inc. | 500 SERIES | 500-96SF-50G-50S | Indirect Forced Circulation (IF) | 97.56 |  | 2x8, 2x12 | Glycol | Unglazed Collectors | Solar Storage and Auxiliary Tanks are separate | 50 | 1 | 0.95 | 65 | Z12 | [18 empty] | Stockton | FALSE | 100.46 |  | 2011-06-01: 2014-08-05; 2011-08-03: 2015-02-09; 2011-09-20: 2015-03-06 | 3497 | 10749.04 | Up-front Payment
PGE-003493 | Low Income Single Family Residential | Domestic Hot Water | Gas | Pacific Gas and Electric | Incentive:Paid | 2590 | 36.9 |  | 1 | 101 |  | 101 |  | 2014-09-24 09:47 | 2014-09-26 | SELF-HELP HOME IMPROVEMENT PROJECT | Retrofit | Shasta Lake | Shasta | 96019 | Host Customer is System Owner | 3 |  | 2010068D | Fafco, Inc. | 500 SERIES | 500-96SF-50G-50S | Indirect Forced Circulation (IF) | 97.56 |  | 2x8, 2x12 | Forced Circulation | Unglazed Collectors | Solar Storage and Auxiliary Tanks are separate | 50 | 1 | 1 | 45 | Z11 | [18 empty] | Shasta Lake Building Department | FALSE | 31.79 |  | 2011-06-01: 2014-08-05; 2011-08-03: 2014-09-24; 2011-09-20: 2014-09-26 | 3672 | 3210.62 | Up-front Payment
SCG-003494 | Commercial/Multifamily Residential | Domestic Hot Water | Gas | Southern California Gas Company | Incentive:Paid | 85418 | 20.19 |  | 1 | 5068 |  | 5068 |  | 2014-08-20 15:28 | 2014-09-11 | ELECTRO-THERMAL EQUIPMENT CORP | Retrofit | Torrance | Los Angeles | 90505 | Host Customer is System Owner | [7 empty] | 1474.2 | 40.95 |  | Glycol | Advanced Controller with a Vacation or Holiday Mode | Solar Storage and Auxiliary Tanks are separate |  | 1 | 1 | 2888 | Z06 | 80 | Units | Apartments/Condos | 10001803 | 36 | 4 | 2000 | 2 | 325 | 1 | 999000 | TRUE | 130 | 130 |  | Amatis Controls - AM-JOULE |  | Amatis Controls - AM-JOULE | Torrance | FALSE | 16.85 |  | 2014-08-11 |  | 2014-08-20 | 2014-09-11 | 2015-06-22 | 2015-07-30 | 3319 | 85418 | Up-front Payment
SCG-003495 | Low Income Single Family Residential | Domestic Hot Water | Gas | Southern California Gas Company | Incentive:Paid | 3077 | 36.9 |  | 1 | 120 |  | 120 |  | 2014-08-14 08:54 | 2014-09-02 | SAUL EVARISTO LEAL | Retrofit | Corcoran | Kings | 93212 | Host Customer is System Owner | 5 |  | 2010068D | Fafco, Inc. | 500 SERIES | 500-96SF-50G-50S | Indirect Forced Circulation (IF) | 97.56 |  | 2x8, 2x12 | Glycol | Advanced Controller with a Vacation or Holiday Mode | Solar Storage and Auxiliary Tanks are separate | 50 | 1 | 1 | 65 | Z13 | [18 empty] | City of Corcoran | FALSE | 26.87 |  | 2011-06-01: 2014-08-05; 2011-08-03: 2014-08-14; 2011-09-20: 2014-09-02 | 3694 | 3224.26 | Up-front Payment
SCG-003498 | Commercial Pools | Pool Heating | Gas | Southern California Gas Company | Incentive:Paid | 10129 | 7 |  | 1 | 1447 |  | 1447 |  | 2014-08-20 15:44 | 2014-09-08 | ELECTRO-THERMAL EQUIPMENT CORP | Retrofit | Torrance | Los Angeles | 90505 | Host Customer is System Owner | [7 empty] | 708.75 | 47.25 |  | Drainback |  |  |  | 1 | 1 |  | Z06 |  |  |  | PP 48 (1.5" Model) | 15 | 4 | [5 empty] | FALSE |  |  |  | Amatis Controls - AM-JOULE |  | Amatis Controls - AM-JOULE | Torrance | FALSE | 16.86 |  | 2014-08-11 |  | 2014-08-20 | 2014-09-08 | 2015-06-22 | 2015-07-29 | 3319 | 24398 | Up-front Payment
SCG-003499 | Low Income Single Family Residential | Domestic Hot Water | Gas | Southern California Gas Company | Incentive:Paid | 3046 | 36.9 |  | 1 | 120 |  | 119 |  | 2014-08-14 08:55 | 2014-09-02 | SAUL EVARISTO LEAL | Retrofit | Corcoran | Kings | 93212 | Host Customer is System Owner | 8 |  | 2010068D | Fafco, Inc. | 500 SERIES | 500-96SF-50G-50S | Indirect Forced Circulation (IF) | 97.56 |  | 2x8, 2x12 | Glycol | Advanced Controller with a Vacation or Holiday Mode | Solar Storage and Auxiliary Tanks are separate | 50 | 0.99 | 1 | 95 | Z13 | [18 empty] | City of Corcoran | FALSE | 27.71 |  | 2011-06-01: 2014-08-05; 2011-08-03: 2014-08-14; 2011-09-20: 2014-09-02 | 3694 | 3324.99 | Up-front Payment
PGE-003500 | Commercial Pools | Pool Heating | Gas | Pacific Gas and Electric | Incentive:Canceled | 56532 | 7 |  | 1 | 8076 |  | 8076 |  | 2014-08-07 14:57 | 2014-09-17 | LINCOLN EQUIPMENT INC | Retrofit | APTOS | Santa Cruz | 95003 | Host Customer is System Owner | [7 empty] | 2487.68 | 38.87 |  | Glycol |  |  |  | 1 | 1 |  | Z03 |  |  |  | 2011049C | 64 | 1 | [5 empty] | FALSE | [7 empty] | FALSE | 21.67 |  | 2014-08-06 | 2014-08-23 | 2014-08-07 | 2014-09-17 |  |  | 3693 | 175000 | Up-front Payment
SCG-003501 | Low Income Single Family Residential | Domestic Hot Water | Gas | Southern California Gas Company | Incentive:Paid | 2984 | 36.9 |  | 1 | 120 |  | 116 |  | 2014-08-14 08:56 | 2014-09-02 | SAUL EVARISTO LEAL | Retrofit | HANFORD | Kings | 93230 | Host Customer is System Owner | 6 |  | 2010068D | Fafco, Inc. | 500 SERIES | 500-96SF-50G-50S | Indirect Forced Circulation (IF) | 97.56 |  | 2x8, 2x12 | Glycol | Advanced Controller with a Vacation or Holiday Mode | Solar Storage and Auxiliary Tanks are separate | 50 | 0.97 | 1 | 75 | Z13 | [18 empty] | CITY OF HANFORD | FALSE | 28.79 |  | 2011-06-01: 2014-08-06; 2011-08-03: 2014-08-14; 2011-09-20: 2014-09-02 | 3694 | 3454.27 | Up-front Payment
SCG-003502 | Low Income Single Family Residential | Domestic Hot Water | Gas | Southern California Gas Company | Incentive:Paid | 2615 | 36.9 |  | 1 | 120 |  | 102 |  | 2014-08-13 12:18 | 2014-09-10 | COMMUNITY SERVICES AND EMPLOYMENT TRAINING INCORPORATED | Retrofit | Visalia | Tulare | 93291 | Host Customer is System Owner | 5 |  | 2010068D | Fafco, Inc. | 500 SERIES | 500-96SF-50G-50S | Indirect Forced Circulation (IF) | 97.56 |  | 2x8, 2x12 | Glycol | Unglazed Collectors | Solar Storage and Auxiliary Tanks are separate | 50 | 1 | 0.85 | 65 | Z13 | [18 empty] | City of Visalia | FALSE | 38.82 |  | 2011-06-01: 2014-08-06; 2011-08-03: 2014-08-13; 2011-09-20: 2014-09-10 | 3681 | 4658.5 | Up-front Payment
SCG-003503 | Commercial Pools | Pool Heating | Gas | Southern California Gas Company | Reservation:Canceled | 14350 | 7 |  | 1 | 2050 |  | 2050 |  | 2014-09-30 11:54 |  | SUNUP ENERGY | Retrofit | Palm Springs | Riverside | 92264 | Host Customer is System Owner | [7 empty] | 708.75 | 47.25 |  | Drainback |  |  |  | 1 | 1 |  | Z15 |  |  |  | SU412 | 15 | 2 | [5 empty] | FALSE | [7 empty] | FALSE | 7.25 |  | 2011-06-01: 2014-08-06; 2011-06-21: 2014-11-25; 2011-06-23: 2014-09-30 | 3623 | 14868 | Up-front Payment
SDG-003504 | Commercial/Multifamily Residential | Domestic Hot Water | Gas | San Diego Gas and Electric | Incentive:Paid | 36948 | 20.19 |  | 1 | 1830 |  | 1830 |  | 2014-08-15 17:10 | 2014-08-25 | CALIFORNIA SOLAR THERMAL INC | New Construction | San Diego | San Diego | 92127 | Host Customer is System Owner | [7 empty] | 491.4 | 40.95 |  | Glycol | Steam Back | Solar Storage and Auxiliary Tanks are separate |  | 1 | 1 | 1000 | Z10 | 25 | Units | Apartments/Condos | 10001803 | 12 | 1 | 610 | 2 | 115 | 1 | 499900 | TRUE | 120 | 140 |  | SunEarth - SETR A503 TTR U + VFS 10-200 |  | SunEarth - SETR A503 TTR U + VFS 10-200 | City of San Diego | FALSE | 28.11 |  | 2014-08-07 | 2015-02-09 | 2014-08-15 | 2014-08-25 | 2015-02-05 | 2015-03-24 | 3420 | 51441 | Up-front Payment
SDG-003505 | Commercial/Multifamily Residential | Domestic Hot Water | Gas | San Diego Gas and Electric | Incentive:Paid | 36948 | 20.19 |  | 1 | 1830 |  | 1830 |  | 2014-08-15 17:09 | 2014-08-25 | CALIFORNIA SOLAR THERMAL INC | New Construction | San Diego | San Diego | 92127 | Host Customer is System Owner | [7 empty] | 491.4 | 40.95 |  | Glycol | Steam Back | Solar Storage and Auxiliary Tanks are separate |  | 1 | 1 | 1000 | Z10 | 25 | Units | Apartments/Condos | 10001803 | 12 | 1 | 610 | 2 | 115 | 1 | 499900 | TRUE | 120 | 140 |  | SunEarth - SETR A503 TTR U + VFS 10-200 |  | SunEarth - SETR A503 TTR U + VFS 10-200 | CIty of San Diego | FALSE | 28.11 |  | 2014-08-07 | 2015-02-09 | 2014-08-15 | 2014-08-25 | 2015-02-05 | 2015-03-24 | 3420 | 51441 | Up-front Payment
PGE-003506 | Single Family Residential | Domestic Hot Water | Gas | Pacific Gas and Electric | Incentive:Paid | 2061 | 29.85 |  | 1 | 112 |  | 111 |  | 2014-08-29 11:19 | 2014-09-11 | CENTRAL COAST ENERGY SERVICES INC | Retrofit | Hollister | San Benito | 95023 | Owner/Tenant | 4 |  | 2010068D | Fafco, Inc. | 500 SERIES | 500-96SF-50G-50S | Indirect Forced Circulation (IF) | 97.56 |  | 2x8, 2x12 | Forced Circulation |  | Solar Storage and Auxiliary Tanks are separate | 50 | 0.99 | 1 | 55 | Z04 | [18 empty] | City of Hollister | FALSE | 48.48 |  | 2014-08-07 | 2014-09-10 |  |  | 2014-08-29 | 2014-09-11 | 3687 | 5429.36 | Up-front Payment
PGE-003507 | Single Family Residential | Domestic Hot Water | Gas | Pacific Gas and Electric | Incentive:Paid | 1364 | 29.85 |  | 1 | 97 |  | 79 |  | 2014-08-25 15:45 | 2014-09-23 | CENTRAL COAST ENERGY SERVICES INC | Retrofit | Salinas | Monterey | 93906 | Host Customer is System Owner | 4 |  | 2010068D | Fafco, Inc. | 500 SERIES | 500-96SF-50G-50S | Indirect Forced Circulation (IF) | 97.56 |  | 2x8, 2x12 | Forced Circulation | Unglazed Collectors | Solar Storage and Auxiliary Tanks are separate | 50 | 0.96 | 0.85 | 55 | Z03 | [18 empty] | City of Salinas | FALSE | 59.94 |  | 2014-08-07 | 2014-09-23 |  |  | 2014-08-25 | 2014-09-23 | 3660 | 5814.58 | Up-front Payment
SDG-003508 | Commercial Pools | Pool Heating | Gas | San Diego Gas and Electric | Incentive:Paid | 4998 | 7 |  | 1 | 1020 |  | 714 |  | 2014-08-11 14:26 | 2014-09-03 | SUNTREK INDUSTRIES INC | Retrofit | San Diego | San Diego | 92128 | Host Customer is System Owner | [7 empty] | 640 | 32 |  | Manual Drainback |  |  |  | 0.7 | 1 |  | Z10 |  |  |  | 2007048A | 20 | 1 | [5 empty] | FALSE |  |  |  | SunEarth - SETR A503 TTR U + VFS 20-400 |  | SunEarth - SETR A503 TTR U + VFS 20-400 | City of San Diego | FALSE | 13.61 |  | 2014-08-07 | 2014-08-13 | 2014-08-11 | 2014-09-03 | 2015-09-04 | 2015-09-18 | 3313 | 13880 | Up-front Payment
SCG-003509 | Commercial Pools | Pool Heating | Gas | Southern California Gas Company | Incentive:Paid | 6944 | 7 |  | 1 | 992 |  | 992 |  | 2014-08-11 12:59 | 2014-08-22 | SUNTREK INDUSTRIES INC | Retrofit | Orange | Orange | 92869 | Host Customer is System Owner | [7 empty] | 420 | 30 |  | Drainback |  |  |  | 1 | 1 |  | Z08 |  |  |  | 2007048A | 14 | 1 | [5 empty] | FALSE | [6 empty] | City of Orange | FALSE | 9.05 |  | 2014-08-07 | 2015-03-09 | 2014-08-11 | 2014-08-22 | 2015-03-07 | 2015-03-20 | 3495 | 8980 | Up-front Payment
SCG-003511 | Single Family Residential | Domestic Hot Water | Gas | Southern California Gas Company | Incentive:Paid | 1910 | 29.85 |  | 1 | 64 |  | 64 |  | 2014-08-15 10:31 | 2014-09-10 | SUNTREK INDUSTRIES INC | Retrofit | Downey | Los Angeles | 90240 | Host Customer is System Owner | 4 |  | 30003825 | SunEarth, Inc. | CopperHeart | CP-40G | Direct Integral Collector Storage (DI) | 24.96 |  | CP-40 |  |  | Solar Storage and Auxiliary Tanks are separate | 40 | 1 | 1 | 55 | Z08 | [18 empty] | City of Downey | FALSE | 156.25 |  | 2011-06-01: 2014-08-07; 2011-08-03: 2014-08-15; 2011-09-20: 2014-09-10 | 3412 | 10000 | Up-front Payment
SCG-003513 | Single Family Residential | Domestic Hot Water | Gas | Southern California Gas Company | Incentive:Paid | 1910 | 29.85 |  | 1 | 64 |  | 64 |  | 2014-08-09 09:35 | 2015-08-21 | ZERO ENERGY CONTRACTING INC | Retrofit | Lakewood | Los Angeles | 90712 | Host Customer is System Owner | 4 |  | 30003825 | SunEarth, Inc. | CopperHeart | CP-40G | Direct Integral Collector Storage (DI) | 24.96 |  | CP-40 |  |  | Solar and Auxiliary Storage are the same Tank | 39.9 | 1 | 1 | 55 | Z08 | [18 empty] | City of Lakewood | FALSE | 155.94 |  | 2014-08-09 | 2014-08-25 |  |  | 2014-08-09 | 2015-08-21 | 3343 | 9980 | Up-front Payment
SCG-003514 | Single Family Residential | Domestic Hot Water | Gas | Southern California Gas Company | Incentive:Paid | 1852 | 29.85 |  | 1 | 73 |  | 62 |  | 2014-08-09 11:00 | 2015-06-03 | ZERO ENERGY CONTRACTING INC | Retrofit | Bellflower | Los Angeles | 90706 | Host Customer is System Owner | 3 |  | 2012012B | KIOTO Clear Energy AG | SOLPAL (formerly Solcrafte) | SOLPAL L-G | Direct Integral Collector Storage (DI) | 26.11 |  | Solpal L |  |  | Solar and Auxiliary Storage are the same Tank | 53 | 1 | 0.85 | 45 | Z08 | [18 empty] | City of Bellflower | FALSE | 180.36 |  | 2011-06-01: 2014-08-09; 2011-08-03: 2014-08-09; 2011-09-20: 2015-06-03 | 3414 | 13166 | Up-front Payment
SCG-003515 | Single Family Residential | Domestic Hot Water | Gas | Southern California Gas Company | Incentive:Paid | 2239 | 29.85 |  | 1 | 75 |  | 75 |  | 2014-08-16 09:36 | 2015-09-11 | ZERO ENERGY CONTRACTING INC | Retrofit | Burbank | Los Angeles | 91505 | Host Customer is System Owner | 4 |  | 2012012B | KIOTO Clear Energy AG | SOLPAL (formerly Solcrafte) | SOLPAL L-G | Direct Integral Collector Storage (DI) | 26.11 |  | Solpal L |  |  | Solar and Auxiliary Storage are the same Tank | 53 | 1 | 1 | 55 | Z09 | [18 empty] | City of Burbank | FALSE | 133.07 |  | 2014-08-09 | 2014-08-25 |  |  | 2014-08-16 | 2015-09-11 | 3329 | 9980 | Up-front Payment
SCG-003516 | Single Family Residential | Domestic Hot Water | Gas | Southern California Gas Company | Incentive:Paid | 1578 | 29.85 |  | 1 | 75 |  | 53 |  | 2014-08-09 11:28 | 2015-08-07 | ZERO ENERGY CONTRACTING INC | Retrofit | Glendale | Los Angeles | 91202 | Host Customer is System Owner | 3 |  | 2012012B | KIOTO Clear Energy AG | SOLPAL (formerly Solcrafte) | SOLPAL L-G | Direct Integral Collector Storage (DI) | 26.11 |  | Solpal L |  |  | Solar and Auxiliary Storage are the same Tank | 53 | 0.94 | 0.75 | 45 | Z09 | [18 empty] | City of Glendale | FALSE | 203.73 |  | 2014-08-09 | 2014-08-25 |  |  | 2014-08-09 | 2015-08-07 | 3357 | 15280 | Up-front Payment
SCG-003517 | Single Family Residential | Domestic Hot Water | Gas | Southern California Gas Company | Incentive:Paid | 2127 | 29.85 |  | 1 | 75 |  | 71 |  | 2014-08-09 11:57 | 2015-07-24 | ZERO ENERGY CONTRACTING INC | Retrofit | Burbank | Los Angeles | 91505 | Host Customer is System Owner | 4 |  | 2012012B | KIOTO Clear Energy AG | SOLPAL (formerly Solcrafte) | SOLPAL L-G | Direct Integral Collector Storage (DI) | 26.11 |  | Solpal L |  |  | Solar and Auxiliary Storage are the same Tank | 53 | 0.95 | 1 | 55 | Z09 | [18 empty] | City of Burbank | FALSE | 172.08 |  | 2014-08-09 | 2014-08-25 |  |  | 2014-08-09 | 2015-07-24 | 3377 | 12906 | Up-front Payment
SCG-003518 | Single Family Residential | Domestic Hot Water | Gas | Southern California Gas Company | Incentive:Paid | 2179 | 29.85 |  | 1 | 73 |  | 73 |  | 2014-08-09 14:32 | 2014-08-14 | ZERO ENERGY CONTRACTING INC | Retrofit | Placentia | Orange | 92870 | Host Customer is System Owner | 3 |  | 2012012B | KIOTO Clear Energy AG | SOLPAL (formerly Solcrafte) | SOLPAL L-G | Direct Integral Collector Storage (DI) | 26.11 |  | Solpal L |  |  | Solar and Auxiliary Storage are the same Tank | 53 | 1 | 1 | 45 | Z08 | [18 empty] | City of Placentia | FALSE | 198.53 |  | 2011-06-01: 2014-08-09; 2011-08-03: 2014-08-09; 2011-09-20: 2014-08-14 | 3412 | 14493 | Up-front Payment
SCG-003519 | Single Family Residential | Domestic Hot Water | Gas | Southern California Gas Company | Incentive:Paid | 2216 | 29.85 |  | 1 | 75 |  | 74 |  | 2014-08-09 14:50 | 2015-08-21 | ZERO ENERGY CONTRACTING INC | Retrofit | Reseda | Los Angeles | 91335 | Host Customer is System Owner | 4 |  | 2012012B | KIOTO Clear Energy AG | SOLPAL (formerly Solcrafte) | SOLPAL L-G | Direct Integral Collector Storage (DI) | 26.11 |  | Solpal L |  |  | Solar and Auxiliary Storage are the same Tank | 53 | 0.99 | 1 | 55 | Z09 | [18 empty] | City of Los Angeles | FALSE | 133.07 |  | 2014-08-09 | 2014-08-25 |  |  | 2014-08-09 | 2015-08-21 | 3343 | 9980 | Up-front Payment
SCG-003520 | Single Family Residential | Domestic Hot Water | Gas | Southern California Gas Company | Incentive:Paid | 1891 | 29.85 |  | 1 | 64 |  | 63 |  | 2014-08-09 15:09 | 2014-09-02 | ZERO ENERGY CONTRACTING INC | Retrofit | Fullerton | Orange | 92835 | Host Customer is System Owner | 3 |  | 30003825 | SunEarth, Inc. | CopperHeart | CP-40G | Direct Integral Collector Storage (DI) | 24.96 |  | CP-40 |  |  | Solar and Auxiliary Storage are the same Tank | 39.9 | 0.99 | 1 | 45 | Z08 | [18 empty] | City of Fullerton | FALSE | 196.41 |  | 2011-06-01: 2014-08-09; 2011-08-03: 2014-08-09; 2011-09-20: 2014-09-02 | 3412 | 12570 | Up-front Payment
SCG-003521 | Single Family Residential | Domestic Hot Water | Gas | Southern California Gas Company | Incentive:Paid | 1834 | 29.85 |  | 1 | 73 |  | 61 |  | 2014-08-09 15:20 | 2015-09-11 | ZERO ENERGY CONTRACTING INC | Retrofit | Fullerton | Orange | 92832 | Host Customer is System Owner | 3 |  | 2012012B | KIOTO Clear Energy AG | SOLPAL (formerly Solcrafte) | SOLPAL L-G | Direct Integral Collector Storage (DI) | 26.11 |  | Solpal L |  |  | Solar and Auxiliary Storage are the same Tank | 53 | 0.99 | 0.85 | 45 | Z08 | [18 empty] | City of Fullerton | FALSE | 136.71 |  | 2014-08-09 | 2014-08-25 |  |  | 2014-08-09 | 2015-09-11 | 3329 | 9980 | Up-front Payment
SCG-003522 | Single Family Residential | Domestic Hot Water | Gas | Southern California Gas Company | Incentive:Paid | 2179 | 29.85 |  | 1 | 73 |  | 73 |  | 2014-08-09 15:39 | 2015-05-19 | ZERO ENERGY CONTRACTING INC | Retrofit | Placentia | Orange | 92870 | Host Customer is System Owner | 3 |  | 2012012B | KIOTO Clear Energy AG | SOLPAL (formerly Solcrafte) | SOLPAL L-G | Direct Integral Collector Storage (DI) | 26.11 |  | Solpal L |  |  | Solar and Auxiliary Storage are the same Tank | 53 | 1 | 1 | 45 | Z08 | [18 empty] | City of Placentia | FALSE | 198.48 |  | 2014-08-09 | 2014-08-25 |  |  | 2014-08-09 | 2015-05-19 | 3426 | 14489 | Up-front Payment
SDG-003523 | Commercial Pools | Pool Heating | Gas | San Diego Gas and Electric | Incentive:Paid | 7252 | 7 |  | 1 | 1036 |  | 1036 |  | 2014-10-13 12:41 | 2014-10-27 | SUNX SOLAR INC | Retrofit | Coronado | San Diego | 92118 | Host Customer is System Owner | [7 empty] | 1044 | 34.8 |  | Drainback |  |  |  | 1 | 1 |  | Z07 |  |  |  | 10001884 | 30 | 5 | [5 empty] | FALSE | [5 empty] | SunEarth - SETR A503 TTR U + VFS 20-400 | Coronado | FALSE | 21.24 |  | 2014-08-10 | 2014-10-27 | 2014-10-13 | 2014-10-27 | 2014-10-28 | 2014-12-17 | 3579 | 22000 | Up-front Payment
PGE-003524 | Low Income Single Family Residential | Domestic Hot Water | Gas | Pacific Gas and Electric | Incentive:Paid | 2590 | 36.9 |  | 1 | 101 |  | 101 |  | 2014-09-03 09:15 | 2014-09-10 | SELF-HELP HOME IMPROVEMENT PROJECT | Retrofit | COTTONWOOD | Shasta | 96022 | Owner/Tenant | 4 |  | 2010068D | Fafco, Inc. | 500 SERIES | 500-96SF-50G-50S | Indirect Forced Circulation (IF) | 97.56 |  | 2x8, 2x12 | Forced Circulation | Unglazed Collectors | Solar Storage and Auxiliary Tanks are separate | 50 | 1 | 1 | 55 | Z11 | [18 empty] | Shasta County | FALSE | 28.43 |  | 2011-06-01: 2014-08-11; 2011-08-03: 2014-09-03; 2011-09-20: 2014-09-10 | 3692 | 2871.62 | Up-front Payment
SCG-003526 | Commercial/Multifamily Residential | Domestic Hot Water | Gas | Southern California Gas Company | Reservation:Canceled | 47106 | 20.19 |  | 1 | 3242 |  | 3242 |  | 2014-09-21 17:56 |  | DOCTOR PIPER INC | Retrofit | Studio City | Los Angeles | 91604 | Host Customer is System Owner | [7 empty] | 986.1 | 25.95 |  | Glycol | Advanced Controller with a Vacation or Holiday Mode | Solar Storage and Auxiliary Tanks are separate |  | 1 | 1 | 2052 | Z09 | 54 | Units | Apartments/Condos | 2008056A | 38 | 1 | 2000 | 1 | 200 | 1 | 715000 | TRUE | 125 | 125 | [5 empty] | FALSE | 23.24 |  | 2011-06-01: 2014-08-11; 2011-06-21: 2014-10-24 | 3655 | 75334 | Up-front Payment
SCG-003527 | Commercial Pools | Pool Heating | Gas | Southern California Gas Company | Incentive:Paid | 8200 | 7 |  | 1 | 1174 |  | 1174 |  | 2014-08-15 12:14 | 2014-09-12 | REVCO SOLAR ENGINEERING INC | Retrofit | La Quinta | Riverside | 92253 | Host Customer is System Owner | [7 empty] | 360 | 40 |  | Drainback |  |  |  | 1 | 1 |  | Z15 |  |  |  | 2007051A | 9 | 1 | [5 empty] | FALSE | [6 empty] | City of La Quinta | FALSE | 6.98 |  | 2014-08-12 |  | 2014-08-15 | 2014-09-12 | 2015-02-09 | 2015-03-24 | 3501 | 8200 | Up-front Payment
SCG-003528 | Commercial Pools | Pool Heating | Gas | Southern California Gas Company | Incentive:Paid | 15000 | 7 |  | 1 | 2150 |  | 2150 |  | 2014-08-15 12:20 | 2014-09-08 | REVCO SOLAR ENGINEERING INC | Retrofit | La Quinta | Riverside | 92253 | Host Customer is System Owner | [7 empty] | 672 | 48 |  | Drainback |  |  |  | 1 | 1 |  | Z15 |  |  |  | 2007051A | 14 | 1 | [5 empty] | FALSE |  |  |  | SunEarth - SETR A503 TTR U + VFS 20-400 |  | SunEarth - SETR A503 TTR U + VFS 20-400 | La Quinta | FALSE | 6.98 |  | 2014-08-12 |  | 2014-08-15 | 2014-09-08 | 2015-05-18 | 2015-06-05 | 3414 | 15000 | Up-front Payment
SCG-003529 | Commercial Pools | Pool Heating | Gas | Southern California Gas Company | Incentive:Paid | 9950 | 7 |  | 1 | 1425 |  | 1425 |  | 2014-08-15 12:28 | 2014-08-22 | REVCO SOLAR ENGINEERING INC | Retrofit | La Quinta | Riverside | 92253 | Host Customer is System Owner | [7 empty] | 432 | 48 |  | Drainback |  |  |  | 1 | 1 |  | Z15 |  |  |  | 2007051A | 9 | 1 | [5 empty] | FALSE | [6 empty] | City of La Quinta | FALSE | 6.98 |  | 2014-08-12 |  | 2014-08-15 | 2014-08-22 | 2015-07-21 | 2015-08-10 | 3354 | 9950 | Up-front Payment
SCG-003530 | Commercial Pools | Pool Heating | Gas | Southern California Gas Company | Incentive:Paid | 15000 | 7 |  | 1 | 2285 |  | 2285 |  | 2014-08-15 12:34 | 2014-09-08 | REVCO SOLAR ENGINEERING INC | Retrofit | La Quinta | Riverside | 92253 | Host Customer is System Owner | [7 empty] | 672 | 48 |  | Drainback |  |  |  | 1 | 1 |  | Z15 |  |  |  | 2007051A | 14 | 1 | [5 empty] | FALSE |  |  |  | SunEarth - SETR A503 TTR U + VFS 20-400 |  | SunEarth - SETR A503 TTR U + VFS 20-400 | La Quinta | FALSE | 6.56 |  | 2014-08-12 |  | 2014-08-15 | 2014-09-08 | 2015-05-18 | 2015-06-05 | 3414 | 15000 | Up-front Payment
PGE-003533 | Low Income Single Family Residential | Domestic Hot Water | Gas | Pacific Gas and Electric | Incentive:Paid | 2634 | 36.9 |  | 1 | 107 |  | 103 |  | 2015-02-09 10:50 | 2015-03-06 | DANIELSEN CONSTRUCTION AND ENERGY MANAGEMENT | Retrofit | Stockton | San Joaquin | 95210 | Host Customer is System Owner | 4 |  | 2010068D | Fafco, Inc. | 500 SERIES | 500-96SF-50G-50S | Indirect Forced Circulation (IF) | 97.56 |  | 2x8, 2x12 | Glycol | Unglazed Collectors | Solar Storage and Auxiliary Tanks are separate | 50 | 0.96 | 1 | 55 | Z12 | [18 empty] | City of Stockton | FALSE | 71.47 |  | 2011-06-01: 2014-08-12; 2011-08-03: 2015-02-09; 2011-09-20: 2015-03-06 | 3446 | 7646.9 | Up-front Payment
SCG-003534 | Low Income Single Family Residential | Domestic Hot Water | Gas | Southern California Gas Company | Incentive:Paid | 2861 | 36.9 |  | 1 | 120 |  | 112 |  | 2014-08-13 16:27 | 2014-09-10 | COMMUNITY SERVICES AND EMPLOYMENT TRAINING INCORPORATED | Retrofit | Visalia | Tulare | 93291 | Host Customer is System Owner | 6 |  | 2010068D | Fafco, Inc. | 500 SERIES | 500-96SF-50G-50S | Indirect Forced Circulation (IF) | 97.56 |  | 2x8, 2x12 | Glycol | Unglazed Collectors | Solar Storage and Auxiliary Tanks are separate | 50 | 0.93 | 1 | 75 | Z13 | [18 empty] | City of Visalia | FALSE | 38.82 |  | 2011-06-01: 2014-08-13; 2011-08-03: 2014-08-13; 2011-09-20: 2014-09-10 | 3681 | 4658.5 | Up-front Payment
SCG-003535 | Commercial Pools | Pool Heating | Gas | Southern California Gas Company | Incentive:Paid | 6958 | 7 |  | 1 | 994 |  | 994 |  | 2014-08-14 16:42 | 2014-09-08 | ENERGY SERVICES | Retrofit | palm springs | Riverside | 92262 | Host Customer is System Owner | [7 empty] | 432.19 | 39.29 |  | Drainback |  |  |  | 1 | 1 |  | Z15 |  |  |  | 10204-10 | 11 | 1 | [5 empty] | FALSE | [6 empty] | palm springs | FALSE | 7.7 |  | 2014-08-13 |  | 2014-08-14 | 2014-09-08 | 2014-10-22 | 2014-11-02 | 3628 | 7651 | Up-front Payment
PGE-003536 | Commercial Pools | Pool Heating | Gas | Pacific Gas and Electric | Reservation:Canceled | 51471 | 7 |  | 1 | 7353 |  | 7353 |  | 2014-09-16 11:59 |  | LINCOLN EQUIPMENT INC | Retrofit | SAN JOSE | Santa Clara | 95128 | Lease | [7 empty] | 4093.44 | 42.64 |  | Drainback |  |  |  | 1 | 1 |  | Z04 |  |  |  | 10001781 | 96 | 1 | [5 empty] | FALSE | [7 empty] | FALSE | 22.3 |  | 2011-06-01: 2014-08-13; 2011-06-21: 2014-09-19; 2011-06-23: 2014-09-16 | 3670 | 164000 | Up-front Payment
SCG-003537 | Commercial Pools | Pool Heating | Gas | Southern California Gas Company | Incentive:Paid | 6251 | 7 |  | 1 | 893 |  | 893 |  | 2014-09-10 11:21 | 2014-09-18 | MOHR POWER SOLAR INC | Retrofit | Reseda | Los Angeles | 91335 | Host Customer is System Owner | [7 empty] | 400 | 50 |  | Drainback |  |  |  | 1 | 1 |  | Z09 |  |  |  | 10001884 | 8 | 1 | [5 empty] | FALSE | [6 empty] | City of Los Angeles | FALSE | 7.84 |  | 2014-08-14 |  | 2014-09-10 | 2014-09-18 | 2015-03-18 | 2015-06-09 | 3397 | 7000 | Up-front Payment
SCG-003539 | Commercial Pools | Pool Heating | Gas | Southern California Gas Company | Incentive:Paid | 11272 | 7 |  | 1 | 1617 |  | 1617 |  | 2014-08-22 17:58 | 2014-09-12 | ENERGY SERVICES | Retrofit | palm springs | Riverside | 92262 | Host Customer is System Owner | [7 empty] | 691.46 | 31.43 |  | Drainback |  |  |  | 1 | 1 |  | Z15 |  |  |  | 10204-08 | 22 | 1 | [5 empty] | FALSE | [5 empty] | SunEarth - SETRA503 TTR U + Series 200 | palm springs | FALSE | 6.97 |  | 2014-08-20 |  | 2014-08-22 | 2014-09-12 | 2014-10-16 | 2014-10-31 | 3628 | 11272 | Up-front Payment
SCG-003540 | Commercial Pools | Pool Heating | Gas | Southern California Gas Company | Incentive:Paid | 9366 | 7 |  | 1 | 1338 |  | 1338 |  | 2014-08-22 16:32 | 2014-09-16 | MOHR POWER SOLAR INC | Retrofit | Northridge | Los Angeles | 91325 | Host Customer is System Owner | [7 empty] | 600 | 50 |  | Drainback |  |  |  | 1 | 1 |  | Z09 |  |  |  | 10001884 | 12 | 1 | [5 empty] | FALSE |  |  |  | SunEarth - SETR A503 TTR U + VFS 20-400 |  | SunEarth - SETR A503 TTR U + VFS 20-400 | City of Los Angeles | FALSE | 7.85 |  | 2014-08-15 |  | 2014-08-22 | 2014-09-16 | 2015-03-10 | 2015-04-13 | 3473 | 10500 | Up-front Payment
SCG-003541 | Commercial Pools | Pool Heating | Gas | Southern California Gas Company | Incentive:Paid | 8575 | 7 |  | 1 | 1225 |  | 1225 |  | 2014-08-22 16:35 | 2014-09-12 | MOHR POWER SOLAR INC | Retrofit | Encino | Los Angeles | 91316 | Host Customer is System Owner | [7 empty] | 550 | 50 |  | Drainback |  |  |  | 1 | 1 |  | Z09 |  |  |  | 10001884 | 11 | 1 | [5 empty] | FALSE |  |  |  | SETR A503 TTR U + VFS 20-400 |  | SETR A503 TTR U + VFS 20-400 | City of Los Angeles | FALSE | 7.86 |  | 2014-08-15 |  | 2014-08-22 | 2014-09-12 | 2015-02-26 | 2015-03-13 | 3508 | 9625 | Up-front Payment
SCG-003542 | Commercial Pools | Pool Heating | Gas | Southern California Gas Company | Incentive:Paid | 7049 | 7 |  | 1 | 1007 |  | 1007 |  | 2014-08-22 16:47 | 2014-09-08 | MOHR POWER SOLAR INC | Retrofit | Studio City | Los Angeles | 91604 | Host Customer is System Owner | [7 empty] | 450 | 50 |  | Drainback |  |  |  | 1 | 1 |  | Z09 |  |  |  | 10001884 | 9 | 1 | [5 empty] | FALSE | [6 empty] | City of Los Angeles | FALSE | 7.82 |  | 2014-08-15 |  | 2014-08-22 | 2014-09-08 | 2015-05-06 | 2015-05-11 | 3432 | 7875 | Up-front Payment
SCG-003543 | Commercial Pools | Pool Heating | Gas | Southern California Gas Company | Incentive:Paid | 6951 | 7 |  | 1 | 993 |  | 993 |  | 2014-08-20 10:46 | 2014-08-22 | ENERGY SERVICES | Retrofit | palm springs | Riverside | 92262 | Host Customer is System Owner | [7 empty] | 432.19 | 39.29 |  | Drainback |  |  |  | 1 | 1 |  | Z15 |  |  |  | 10204-10 | 11 | 1 | [5 empty] | FALSE | [6 empty] | palm springs | FALSE | 7.66 |  | 2014-08-19 |  | 2014-08-20 | 2014-08-22 | 2014-09-16 | 2014-10-09 | 3656 | 7603 | Up-front Payment
SCG-003544 | Commercial Pools | Pool Heating | Gas | Southern California Gas Company | Incentive:Canceled | 6027 | 7 |  | 1 | 861 |  | 861 |  | 2014-11-07 08:04 | 2014-11-12 | ENVIRONMENTAL SOLAR DESIGN INC | Retrofit | Los Angeles | Los Angeles | 90027 | Host Customer is System Owner | [7 empty] | 404.9 | 40.49 |  | Drainback |  |  |  | 1 | 1 |  | Z09 |  |  |  | 2012016A | 10 | 1 | [5 empty] | FALSE | [6 empty] | Van Nuys | FALSE | 12.61 |  | 2014-08-15 | 2015-04-07 | 2014-11-07 | 2014-11-12 | 2014-11-24 | 2014-12-01 | 2935 | 10860 | Up-front Payment
SCG-003545 | Commercial Pools | Pool Heating | Gas | Southern California Gas Company | Incentive:Paid | 9366 | 7 |  | 1 | 1338 |  | 1338 |  | 2014-08-22 16:23 | 2014-09-16 | MOHR POWER SOLAR INC | Retrofit | Encino | Los Angeles | 91316 | Host Customer is System Owner | [7 empty] | 600 | 50 |  | Drainback |  |  |  | 1 | 1 |  | Z09 |  |  |  | 10001884 | 12 | 1 | [5 empty] | FALSE |  |  |  | SunEarth - SETR A503 TTR U + VFS 20-400 |  | SunEarth - SETR A503 TTR U + VFS 20-400 | City of Los Angeles | FALSE | 7.85 |  | 2014-08-15 |  | 2014-08-22 | 2014-09-16 | 2015-03-10 | 2015-04-24 | 3473 | 10500 | Up-front Payment
PGE-003546 | Single Family Residential | Domestic Hot Water | Gas | Pacific Gas and Electric | Incentive:Paid | 1969 | 29.85 |  | 1 | 107 |  | 106 |  | 2014-09-15 16:02 | 2014-09-22 | MERCED COUNTY COMMUNITY ACTION BOARD | Retrofit | DELHI | Merced | 95315 | Host Customer is System Owner | 4 |  | 2010068D | Fafco, Inc. | 500 SERIES | 500-96SF-50G-50S | Indirect Forced Circulation (IF) | 97.56 |  | 2x8, 2x12 | Glycol | Advanced Controller with a Vacation or Holiday Mode | Solar Storage and Auxiliary Tanks are separate | 49.929 | 0.99 | 1 | 55 | Z12 | [18 empty] | MERCED COUNTY | FALSE | 35.46 |  | 2011-06-01: 2014-08-15; 2011-08-03: 2014-09-15; 2011-09-20: 2014-09-22 | 3677 | 3793.75 | Up-front Payment
PGE-003547 | Low Income Single Family Residential | Domestic Hot Water | Gas | Pacific Gas and Electric | Incentive:Paid | 2634 | 36.9 |  | 1 | 107 |  | 103 |  | 2014-08-21 16:42 | 2014-09-08 | MERCED COUNTY COMMUNITY ACTION BOARD | Retrofit | MERCED | Merced | 95341 | Host Customer is System Owner | 6 |  | 2010068D | Fafco, Inc. | 500 SERIES | 500-96SF-50G-50S | Indirect Forced Circulation (IF) | 97.56 |  | 2x8, 2x12 | Glycol | Advanced Controller with a Vacation or Holiday Mode | Solar Storage and Auxiliary Tanks are separate | 49.929 | 0.96 | 1 | 75 | Z12 | [18 empty] | CITY OF MERCED | FALSE | 37.45 |  | 2011-06-01: 2014-08-15; 2011-08-03: 2014-08-21; 2011-09-20: 2014-09-08 | 3692 | 4007.66 | Up-front Payment
PGE-003548 | Single Family Residential | Domestic Hot Water | Gas | Pacific Gas and Electric | Incentive:Paid | 1833 | 29.85 |  | 1 | 107 |  | 99 |  | 2014-08-28 15:57 | 2014-09-19 | MERCED COUNTY COMMUNITY ACTION BOARD | Retrofit | DELHI | Merced | 95315 | Host Customer is System Owner | 4 |  | 2010068D | Fafco, Inc. | 500 SERIES | 500-96SF-50G-50S | Indirect Forced Circulation (IF) | 97.56 |  | 2x8, 2x12 | Glycol | Advanced Controller with a Vacation or Holiday Mode | Solar Storage and Auxiliary Tanks are separate | 49.929 | 0.97 | 0.95 | 55 | Z12 | [18 empty] | MERCED COUNTY | FALSE | 34.99 |  | 2014-08-15 | 2014-09-10 |  |  | 2014-08-28 | 2014-09-19 | 3677 | 3743.73 | Up-front Payment
PGE-003549 | Single Family Residential | Domestic Hot Water | Gas | Pacific Gas and Electric | Incentive:Paid | 1929 | 29.85 |  | 1 | 107 |  | 104 |  | 2014-09-17 18:20 | 2014-09-19 | MERCED COUNTY COMMUNITY ACTION BOARD | Retrofit | MERCED | Merced | 95348 | Host Customer is System Owner | 2 |  | 2010068D | Fafco, Inc. | 500 SERIES | 500-96SF-50G-50S | Indirect Forced Circulation (IF) | 97.56 |  | 2x8, 2x12 | Glycol | Advanced Controller with a Vacation or Holiday Mode | Solar Storage and Auxiliary Tanks are separate | 49.929 | 0.97 | 1 | 35 | Z12 | [18 empty] | MERCED COUNTY | FALSE | 35.18 |  | 2011-06-01: 2014-08-15; 2011-08-03: 2014-09-17; 2011-09-20: 2014-09-19 | 3677 | 3763.96 | Up-front Payment
PGE-003550 | Single Family Residential | Domestic Hot Water | Gas | Pacific Gas and Electric | Incentive:Paid | 1910 | 29.85 |  | 1 | 107 |  | 103 |  | 2014-08-21 16:54 | 2014-09-08 | MERCED COUNTY COMMUNITY ACTION BOARD | Retrofit | MERCED | Merced | 95341 | Host Customer is System Owner | 6 |  | 2010068D | Fafco, Inc. | 500 SERIES | 500-96SF-50G-50S | Indirect Forced Circulation (IF) | 97.56 |  | 2x8, 2x12 | Glycol | Advanced Controller with a Vacation or Holiday Mode | Solar Storage and Auxiliary Tanks are separate | 49.929 | 0.96 | 1 | 75 | Z12 | [18 empty] | CITY OF MERCED | FALSE | 34.54 |  | 2011-06-01: 2014-08-15; 2011-08-03: 2014-08-21; 2011-09-20: 2014-09-08 | 3692 | 3695.28 | Up-front Payment
PGE-003551 | Single Family Residential | Domestic Hot Water | Gas | Pacific Gas and Electric | Incentive:Paid | 1657 | 29.85 |  | 1 | 107 |  | 89 |  | 2014-08-27 16:16 | 2014-09-10 | MERCED COUNTY COMMUNITY ACTION BOARD | Retrofit | DELHI | Merced | 95315 | Host Customer is System Owner | 4 |  | 2010068D | Fafco, Inc. | 500 SERIES | 500-96SF-50G-50S | Indirect Forced Circulation (IF) | 97.56 |  | 2x8, 2x12 | Glycol | Advanced Controller with a Vacation or Holiday Mode | Solar Storage and Auxiliary Tanks are separate | 49.929 | 0.98 | 0.85 | 55 | Z12 | [18 empty] | MERCED COUNTY | FALSE | 34.91 |  | 2011-06-01: 2014-08-15; 2011-08-03: 2014-08-27; 2011-09-20: 2014-09-10 | 3692 | 3735.7 | Up-front Payment
SCG-003552 | Single Family Residential | Domestic Hot Water | Gas | Southern California Gas Company | Incentive:Paid | 2194 | 29.85 |  | 1 | 75 |  | 74 |  | 2014-08-16 10:30 | 2015-07-27 | ZERO ENERGY CONTRACTING INC | Retrofit | La Puente | Los Angeles | 91744 | Host Customer is System Owner | 5 |  | 2012012B | KIOTO Clear Energy AG | SOLPAL (formerly Solcrafte) | SOLPAL L-G | Direct Integral Collector Storage (DI) | 26.11 |  | Solpal L |  |  | Solar and Auxiliary Storage are the same Tank | 53 | 0.98 | 1 | 65 | Z09 | [18 empty] | County of Los Angeles | FALSE | 151.51 |  | 2014-08-16 | 2014-08-25 |  |  | 2014-08-16 | 2015-07-27 | 3377 | 11363 | Up-front Payment
SCG-003553 | Single Family Residential | Domestic Hot Water | Gas | Southern California Gas Company | Incentive:Paid | 1903 | 29.85 |  | 1 | 75 |  | 64 |  | 2014-08-16 14:10 | 2015-07-03 | ZERO ENERGY CONTRACTING INC | Retrofit | Granada Hills | Los Angeles | 91344 | Host Customer is System Owner | 3 |  | 2012012B | KIOTO Clear Energy AG | SOLPAL (formerly Solcrafte) | SOLPAL L-G | Direct Integral Collector Storage (DI) | 26.11 |  | Solpal L |  |  | Solar and Auxiliary Storage are the same Tank | 53 | 1 | 0.85 | 45 | Z09 | [18 empty] | City of Los Angeles | FALSE | 189.77 |  | 2014-08-16 | 2014-08-25 |  |  | 2014-08-16 | 2015-07-03 | 3385 | 14233 | Up-front Payment
SCG-003554 | Single Family Residential | Domestic Hot Water | Gas | Southern California Gas Company | Incentive:Paid | 1703 | 29.85 |  | 1 | 66 |  | 57 |  | 2014-08-16 14:25 | 2015-08-07 | ZERO ENERGY CONTRACTING INC | Retrofit | Whittier | Los Angeles | 90601 | Host Customer is System Owner | 3 |  | 30003825 | SunEarth, Inc. | CopperHeart | CP-40G | Direct Integral Collector Storage (DI) | 24.96 |  | CP-40 |  |  | Solar and Auxiliary Storage are the same Tank | 39.9 | 0.91 | 0.95 | 45 | Z09 | [18 empty] | County of Los Angeles | FALSE | 173.79 |  | 2014-08-16 | 2014-08-25 |  |  | 2014-08-16 | 2015-08-07 | 3357 | 11470 | Up-front Payment
SCG-003555 | Single Family Residential | Domestic Hot Water | Gas | Southern California Gas Company | Incentive:Paid | 2114 | 29.85 |  | 1 | 73 |  | 71 |  | 2014-08-16 14:37 | 2015-09-11 | ZERO ENERGY CONTRACTING INC | Retrofit | Norwalk | Los Angeles | 90650 | Host Customer is System Owner | 3 |  | 2012012B | KIOTO Clear Energy AG | SOLPAL (formerly Solcrafte) | SOLPAL L-G | Direct Integral Collector Storage (DI) | 26.11 |  | Solpal L |  |  | Solar and Auxiliary Storage are the same Tank | 53 | 0.97 | 1 | 45 | Z08 | [18 empty] | City of Norwalk | FALSE | 136.71 |  | 2014-08-16 | 2014-08-25 |  |  | 2014-08-16 | 2015-09-11 | 3329 | 9980 | Up-front Payment
SCG-003556 | Single Family Residential | Domestic Hot Water | Gas | Southern California Gas Company | Incentive:Paid | 2239 | 29.85 |  | 1 | 75 |  | 75 |  | 2014-08-16 14:57 | 2015-06-03 | ZERO ENERGY CONTRACTING INC | Retrofit | Glendale | Los Angeles | 91202 | Host Customer is System Owner | 4 |  | 2012012B | KIOTO Clear Energy AG | SOLPAL (formerly Solcrafte) | SOLPAL L-G | Direct Integral Collector Storage (DI) | 26.11 |  | Solpal L |  |  | Solar and Auxiliary Storage are the same Tank | 53 | 1 | 1 | 55 | Z09 | [18 empty] | City of Glendale | FALSE | 197.6 |  | 2014-08-16 | 2014-08-25 |  |  | 2014-08-16 | 2015-06-03 | 3414 | 14820 | Up-front Payment
SCG-003557 | Single Family Residential | Domestic Hot Water | Gas | Southern California Gas Company | Incentive:Paid | 1903 | 29.85 |  | 1 | 75 |  | 64 |  | 2014-08-16 15:10 | 2015-11-10 | ZERO ENERGY CONTRACTING INC | Retrofit | Sherman Oaks | Los Angeles | 91423 | Host Customer is System Owner | 3 |  | 2012012B | KIOTO Clear Energy AG | SOLPAL (formerly Solcrafte) | SOLPAL L-G | Direct Integral Collector Storage (DI) | 26.11 |  | Solpal L |  |  | Solar and Auxiliary Storage are the same Tank | 53 | 1 | 0.85 | 45 | Z09 | [18 empty] | City of Los Angeles | FALSE | 133.07 |  | 2014-08-16 | 2014-08-25 |  |  | 2014-08-16 | 2015-11-10 | 3270 | 9980 | Up-front Payment
SCG-003558 | Single Family Residential | Domestic Hot Water | Gas | Southern California Gas Company | Incentive:Paid | 2239 | 29.85 |  | 1 | 75 |  | 75 |  | 2014-08-16 15:55 | 2015-09-11 | ZERO ENERGY CONTRACTING INC | Retrofit | Burbank | Los Angeles | 91506 | Host Customer is System Owner | 3 |  | 2012012B | KIOTO Clear Energy AG | SOLPAL (formerly Solcrafte) | SOLPAL L-G | Direct Integral Collector Storage (DI) | 26.11 |  | Solpal L |  |  | Solar Storage with Tankless Auxiliary Water Heater | 53 | 1 | 1 | 45 | Z09 | [18 empty] | City of Burbank | FALSE | 133.07 |  | 2014-08-16 | 2014-08-25 |  |  | 2014-08-16 | 2015-09-11 | 3329 | 9980 | Up-front Payment
SCG-003559 | Single Family Residential | Domestic Hot Water | Gas | Southern California Gas Company | Incentive:Paid | 1925 | 29.85 |  | 1 | 75 |  | 64 |  | 2016-08-04 16:15 | 2016-08-25 | ZERO ENERGY CONTRACTING INC | Retrofit | Tarzana | Los Angeles | 91335 | Host Customer is System Owner | 3 |  | 2012012B | GREENoneTEC Solarindustrie GmbH | SOLPAL (formerly Solcrafte) | SOLPAL L-G | Direct Integral Collector Storage (DI) | 26.11 |  | Solpal L |  |  | Solar Storage and Auxiliary Tanks are separate | 51 | 0.86 | 1 | 45 | Z09 | [18 empty] | City of Los Angeles | FALSE | 133.07 |  | 2014-08-16 | 2016-08-17 |  |  | 2016-08-04 | 2016-08-25 | 2977 | 9980 | Up-front Payment
SCG-003560 | Single Family Residential | Domestic Hot Water | Gas | Southern California Gas Company | Incentive:Paid | 2114 | 29.85 |  | 1 | 73 |  | 71 |  | 2014-08-16 16:42 | 2015-07-27 | ZERO ENERGY CONTRACTING INC | Retrofit | Placentia | Orange | 92870 | Host Customer is System Owner | 4 |  | 2012012B | KIOTO Clear Energy AG | SOLPAL (formerly Solcrafte) | SOLPAL L-G | Direct Integral Collector Storage (DI) | 26.11 |  | Solpal L |  |  | Solar and Auxiliary Storage are the same Tank | 53 | 0.97 | 1 | 55 | Z08 | [18 empty] | City of Placentia | FALSE | 167.75 |  | 2014-08-16 | 2014-08-25 |  |  | 2014-08-16 | 2015-07-27 | 3377 | 12246 | Up-front Payment
SCG-003561 | Single Family Residential | Domestic Hot Water | Gas | Southern California Gas Company | Incentive:Paid | 2216 | 29.85 |  | 1 | 75 |  | 74 |  | 2015-10-21 10:53 | 2015-10-29 | ZERO ENERGY CONTRACTING INC | Retrofit | Van Nuys | Los Angeles | 91401 | Host Customer is System Owner | 3 |  | 2012012B | KIOTO Clear Energy AG | SOLPAL (formerly Solcrafte) | SOLPAL L-G | Direct Integral Collector Storage (DI) | 26.11 |  | Solpal L |  |  | Solar and Auxiliary Storage are the same Tank | 53 | 0.99 | 1 | 45 | Z09 | [18 empty] | City of Los Angeles | FALSE | 133.07 |  | 2011-06-01: 2014-08-16; 2011-08-03: 2015-10-21; 2011-09-20: 2015-10-29 | 3285 | 9980 | Up-front Payment
SCG-003563 | Commercial Pools | Pool Heating | Gas | Southern California Gas Company | Incentive:Paid | 11442 | 7 |  | 1 | 1668 |  | 1635 |  | 2014-08-20 10:17 | 2014-09-12 | REVCO SOLAR ENGINEERING INC | Retrofit | Laguna Niguel | Orange | 92677 | Host Customer is System Owner | [7 empty] | 1136 | 35.5 |  | Drainback |  |  |  | 0.98 | 1 |  | Z08 |  |  |  | 10001773 | 32 | 1 | [5 empty] | FALSE | [5 empty] | SunEarth - SETR A503 TTR U + VFS 20-400 | City of Laguna Niguel | FALSE | 13.62 |  | 2014-08-18 |  | 2014-08-20 | 2014-09-12 | 2014-11-03 | 2014-11-18 | 3599 | 22720 | Up-front Payment
SCG-003564 | Single Family Residential | Domestic Hot Water | Gas | Southern California Gas Company | Incentive:Paid | 1858 | 29.85 |  | 1 | 120 |  | 100 |  | 2014-09-12 08:25 | 2014-10-26 | COMMUNITY SERVICES AND EMPLOYMENT TRAINING INCORPORATED | Retrofit | Dinuba | Tulare | 93618 | Host Customer is System Owner | 5 |  | 2010068D | Fafco, Inc. | 500 SERIES | 500-96SF-50G-50S | Indirect Forced Circulation (IF) | 97.56 |  | 2x8, 2x12 | Glycol | Unglazed Collectors | Solar Storage and Auxiliary Tanks are separate | 50 | 0.98 | 0.85 | 65 | Z13 | [18 empty] | City of Dinuba | FALSE | 37.63 |  | 2011-06-01: 2014-08-18; 2011-08-03: 2014-09-12; 2011-09-20: 2014-10-26 | 3634 | 4515.5 | Up-front Payment
SCG-003566 | Commercial Pools | Pool Heating | Gas | Southern California Gas Company | Incentive:Paid | 8708 | 7 |  | 1 | 1244 |  | 1244 |  | 2014-08-26 17:19 | 2014-10-23 | ENERGY SERVICES | Retrofit | bermunda dunes | Riverside | 92203 | Host Customer is System Owner | [7 empty] | 550.06 | 39.29 |  | Drainback |  |  |  | 1 | 1 |  | Z15 |  |  |  | 10204-10 | 14 | 1 | [5 empty] | FALSE |  |  |  | SunEarth - SETRA503 TTR U + Series 200 |  | SunEarth - SETRA503 TTR U + Series 200 | riverside county | FALSE | 7.73 |  | 2014-08-20 | 2015-03-31 | 2014-08-26 | 2014-10-23 | 2015-01-03 | 2015-01-28 | 3445 | 9612 | Up-front Payment
SCG-003567 | Commercial Pools | Pool Heating | Gas | Southern California Gas Company | Incentive:Paid | 8960 | 7 |  | 1 | 1280 |  | 1280 |  | 2014-08-26 17:22 | 2014-09-12 | ENERGY SERVICES | Retrofit | bermunda dunes | Riverside | 92203 | Host Customer is System Owner | [7 empty] | 589.35 | 39.29 |  | Drainback |  |  |  | 1 | 1 |  | Z15 |  |  |  | 10204-10 | 15 | 1 | [5 empty] | FALSE |  |  |  | SunEarth - SETRA503 TTR U + Series 200 |  | SunEarth - SETRA503 TTR U + Series 200 | riverside county | FALSE | 7.51 |  | 2014-08-20 | 2015-03-31 | 2014-08-26 | 2014-09-12 | 2014-12-29 | 2015-01-27 | 3445 | 9612 | Up-front Payment
SCG-003568 | Commercial/Multifamily Residential | Domestic Hot Water | Gas | Southern California Gas Company | Incentive:Paid | 17686 | 20.19 |  | 1 | 876 |  | 876 |  | 2014-09-03 10:09 | 2014-09-08 | REGREEN INC | Retrofit | Los Angeles | Los Angeles | 90004 | Host Customer is System Owner | [7 empty] | 241.02 | 40.17 |  | Glycol |  | Solar Storage and Auxiliary Tanks are separate |  | 1 | 1 | 462 | Z09 | 11 | Units | Apartments/Condos | 2010115A | 6 | 1 | 400 | 2 | 100 | 1 | 199000 | TRUE | 120 | 140 |  |  |  |  | City of Los Angeles | FALSE | 34.79 |  | 2014-09-02 |  | 2014-09-03 | 2014-09-08 | 2014-09-30 | 2014-10-10 | 3394 | 30480 | Up-front Payment
PGE-003569 | Commercial/Multifamily Residential | Domestic Hot Water | Gas | Pacific Gas and Electric | Reservation:Canceled |  | 17.16 |  | 2 | 878 |  | 834 |  |  |  | OXYPOWER INC | Retrofit | Muir Beach | Marin | 94965 | Host Customer is System Owner | [7 empty] | 336.96 | 42.12 |  | Forced Circulation |  | Solar Storage and Auxiliary Tanks are separate |  | 0.95 | 1 | 510 | Z03 | 34 | Units | Hotels/Motels | 10001912 | 8 | 1 | 476 | 4 | 100 | 1 | 100000 | TRUE | 130 | 130 | [5 empty] | FALSE | 0 |  | 2011-06-01: 2014-08-19 | 3722 |  | Up-front Payment
SCG-003570 | Commercial Pools | Pool Heating | Gas | Southern California Gas Company | Incentive:Paid | 31815 | 7 |  | 1 | 4545 |  | 4545 |  | 2014-11-21 16:15 | 2014-12-11 | MOHR POWER SOLAR INC | Retrofit | Beaumont | Riverside | 92223 | Host Customer is System Owner | [7 empty] | 1900 | 50 |  | Drainback |  |  |  | 1 | 1 |  | Z10 |  |  |  | 10001884 | 38 | 1 | [5 empty] | FALSE |  |  |  | SunEarth - SETR A503 TTR U + VFS 20-400 |  | SunEarth - SETR A503 TTR U + VFS 20-400 | City of Beaumont | FALSE | 7 |  | 2014-08-19 |  | 2014-11-21 | 2014-12-11 | 2015-09-10 | 2015-09-14 | 3322 | 31815 | Up-front Payment
SCG-003576 | Commercial Pools | Pool Heating | Gas | Southern California Gas Company | Reservation:Canceled | 10031 | 7 |  | 1 | 1433 |  | 1433 |  | 2014-08-27 18:34 |  |  | New Construction | palm springs | Riverside | 92264 | Host Customer is System Owner | [7 empty] | 661.5 | 47.25 |  | Drainback |  |  |  | 1 | 1 |  | Z15 |  |  |  | 10204-12 | 14 | 1 | [5 empty] | FALSE | [5 empty] | SunEarth - SETRA503 TTR U + Series 200 |  | FALSE | 7.48 |  | 2011-06-01: 2014-08-22 | 3713 | 10726 | Up-front Payment
PGE-003578 | Low Income Multifamily Residential | Domestic Hot Water | Gas | Pacific Gas and Electric | Incentive:Paid | 69052 | 24.89 |  | 1 | 2944 |  | 2944 |  | 2014-12-10 09:56 | 2014-12-30 | SUN LIGHT & POWER | New Construction | San Mateo | San Mateo | 94403 | Host Customer is System Owner | [7 empty] | 843.57 | 40.17 |  | Glycol | Pressure Stagnation Protection (PSP) | Solar Storage and Auxiliary Tanks are separate |  | 1 | 1 | 2280 | Z03 | 60 | Units | Apartments/Condos | 2010115A | 21 | 2 | 1250 | 1 | 300 | 3 | 597000 | TRUE | 120 | 120 |  | Heliodyne - Delta-T Pro Ethernet |  | Heliodyne - Delta-T Pro Ethernet | City of San Mateo | FALSE | 23.46 |  | 2014-12-08 | 2014-12-18 | 2014-12-10 | 2014-12-30 | 2016-06-22 | 2016-07-01 | 3009 | 69051.64 | Up-front Payment
PGE-003579 | Low Income Single Family Residential | Domestic Hot Water | Gas | Pacific Gas and Electric | Incentive:Paid | 2406 | 36.9 |  | 1 | 120 |  | 94 |  | 2014-09-19 09:18 | 2014-09-23 | FRESNO COUNTY ECONOMIC OPPORTUNITIES COMMISSION | Retrofit | FRESNO | Fresno | 93728 | Host Customer is System Owner | 6 |  | 2010068D | Fafco, Inc. | 500 SERIES | 500-96SF-50G-50S | Indirect Forced Circulation (IF) | 97.56 |  | 2x8, 2x12 | Forced Circulation | Advanced Controller with a Thermal Cycling Function | Solar Storage and Auxiliary Tanks are separate | 50 | 0.92 | 0.85 | 75 | Z13 | [18 empty] | Fresno | FALSE | 34.97 |  | 2011-06-01: 2014-08-20; 2011-08-03: 2014-09-19; 2011-09-20: 2014-09-23 | 3677 | 4196.07 | Up-front Payment
PGE-003580 | Low Income Single Family Residential | Domestic Hot Water | Gas | Pacific Gas and Electric | Incentive:Paid | 2537 | 36.9 |  | 1 | 120 |  | 99 |  | 2014-09-30 09:27 | 2014-10-02 | FRESNO COUNTY ECONOMIC OPPORTUNITIES COMMISSION | Retrofit | FRESNO | Fresno | 93705 | Host Customer is System Owner | 5 |  | 2010068D | Fafco, Inc. | 500 SERIES | 500-96SF-50G-50S | Indirect Forced Circulation (IF) | 97.56 |  | 2x8, 2x12 | Forced Circulation | Advanced Controller with a Thermal Cycling Function | Solar Storage and Auxiliary Tanks are separate | 50 | 0.97 | 0.85 | 65 | Z13 | [18 empty] | Fresno | FALSE | 33.48 |  | 2014-08-20 | 2014-10-01 |  |  | 2014-09-30 | 2014-10-02 | 3672 | 4017.11 | Up-front Payment
PGE-003581 | Low Income Single Family Residential | Domestic Hot Water | Gas | Pacific Gas and Electric | Incentive:Paid | 2469 | 36.9 |  | 1 | 120 |  | 104 |  | 2014-09-25 14:29 | 2014-09-30 | FRESNO COUNTY ECONOMIC OPPORTUNITIES COMMISSION | Retrofit | FRESNO | Fresno | 93705 | Host Customer is System Owner | 1 |  | 2010068D | Fafco, Inc. | 500 SERIES | 500-96SF-50G-50S | Indirect Forced Circulation (IF) | 97.56 |  | 2x8, 2x12 | Forced Circulation | Advanced Controller with a Thermal Cycling Function | Solar Storage and Auxiliary Tanks are separate | 50 | 0.87 | 1 | 20 | Z13 | [18 empty] | Fresno | FALSE | 33.18 |  | 2011-06-01: 2014-08-20; 2011-08-03: 2014-09-25; 2011-09-20: 2014-09-30 | 3672 | 3981.07 | Up-front Payment
PGE-003582 | Low Income Single Family Residential | Domestic Hot Water | Gas | Pacific Gas and Electric | Incentive:Paid | 2689 | 36.9 |  | 1 | 120 |  | 105 |  | 2014-09-08 10:21 | 2014-09-17 | FRESNO COUNTY ECONOMIC OPPORTUNITIES COMMISSION | Retrofit | FRESNO | Fresno | 93711 | Host Customer is System Owner | 4 |  | 2010068D | Fafco, Inc. | 500 SERIES | 500-96SF-50G-50S | Indirect Forced Circulation (IF) | 97.56 |  | 2x8, 2x12 | Forced Circulation | Advanced Controller with a Thermal Cycling Function | Solar Storage and Auxiliary Tanks are separate | 50 | 0.92 | 0.95 | 55 | Z13 | [18 empty] | Fresno | FALSE | 33.01 |  | 2011-06-01: 2014-08-20; 2011-08-03: 2014-09-08; 2011-09-20: 2014-09-17 | 3686 | 3961.79 | Up-front Payment
SCG-003583 | Low Income Single Family Residential | Domestic Hot Water | Gas | Southern California Gas Company | Incentive:Paid | 2563 | 36.9 |  | 1 | 120 |  | 100 |  | 2014-08-21 13:30 | 2014-09-02 | COMMUNITY SERVICES AND EMPLOYMENT TRAINING INCORPORATED | Retrofit | Visalia | Tulare | 93277 | Host Customer is System Owner | 3 |  | 2010068D | Fafco, Inc. | 500 SERIES | 500-96SF-50G-50S | Indirect Forced Circulation (IF) | 97.56 |  | 2x8, 2x12 | Glycol | Unglazed Collectors | Solar Storage and Auxiliary Tanks are separate | 50 | 0.98 | 0.85 | 45 | Z13 | [18 empty] | City of Visalia | FALSE | 38.82 |  | 2011-06-01: 2014-08-20; 2011-08-03: 2014-08-21; 2011-09-20: 2014-09-02 | 3694 | 4658.5 | Up-front Payment
PGE-003584 | Low Income Single Family Residential | Domestic Hot Water | Gas | Pacific Gas and Electric | Incentive:Paid | 2579 | 36.9 |  | 1 | 120 |  | 113 |  | 2014-09-24 13:53 | 2014-09-29 | FRESNO COUNTY ECONOMIC OPPORTUNITIES COMMISSION | Retrofit | SELMA | Fresno | 93662 | Owner/Tenant | 3 |  | 2010068D | Fafco, Inc. | 500 SERIES | 500-96SF-50G-50S | Indirect Forced Circulation (IF) | 97.56 |  | 2x8, 2x12 | Forced Circulation | Advanced Controller with a Thermal Cycling Function | Solar Storage and Auxiliary Tanks are separate | 50 | 0.99 | 0.95 | 45 | Z13 | [18 empty] | Fresno County | FALSE | 32.35 |  | 2014-08-20 | 2014-09-26 |  |  | 2014-09-24 | 2014-09-29 | 3672 | 3881.56 | Up-front Payment
SCG-003585 | Low Income Single Family Residential | Domestic Hot Water | Gas | Southern California Gas Company | Incentive:Paid | 2894 | 36.9 |  | 1 | 120 |  | 119 |  | 2014-09-24 09:13 | 2014-10-10 | FRESNO COUNTY ECONOMIC OPPORTUNITIES COMMISSION | Retrofit | Riverdale | Fresno | 93656 | Host Customer is System Owner | 5 |  | 2010068D | Fafco, Inc. | 500 SERIES | 500-96SF-50G-50S | Indirect Forced Circulation (IF) | 97.56 |  | 2x8, 2x12 | Forced Circulation | Advanced Controller with a Thermal Cycling Function | Solar Storage and Auxiliary Tanks are separate | 50 | 0.99 | 1 | 65 | Z13 | [18 empty] | Fresno County | FALSE | 34.98 |  | 2011-06-01: 2014-08-20; 2011-08-03: 2014-09-24; 2011-09-20: 2014-10-10 | 3553 | 4198 | Up-front Payment
SCG-003586 | Commercial Pools | Pool Heating | Gas | Southern California Gas Company | Incentive:Paid | 12662 | 7 |  | 1 | 2279 |  | 2279 |  | 2014-08-22 16:59 | 2014-09-16 | MOHR POWER SOLAR INC | Retrofit | Covina | Los Angeles | 91723 | Host Customer is System Owner | [7 empty] | 800 | 50 |  | Drainback |  |  |  | 1 | 1 |  | Z09 |  |  |  | 10001884 | 16 | 1 | [5 empty] | FALSE |  |  |  | SunEarth - SETR A503 TTR U + VFS 20-400 |  | SunEarth - SETR A503 TTR U + VFS 20-400 | City of Covina | FALSE | 5.56 |  | 2014-08-21 |  | 2014-08-22 | 2014-09-16 | 2015-03-12 | 2015-04-13 | 3473 | 12662 | Up-front Payment
SCG-003587 | Commercial Pools | Pool Heating | Gas | Southern California Gas Company | Incentive:Paid | 12075 | 7 |  | 1 | 1725 |  | 1725 |  | 2014-08-22 15:32 | 2014-09-30 | MOHR POWER SOLAR INC | Retrofit | Bellflower | Los Angeles | 90706 | Host Customer is System Owner | [7 empty] | 900 | 50 |  | Drainback |  |  |  | 1 | 1 |  | Z08 |  |  |  | 10001884 | 18 | 1 | [5 empty] | FALSE |  |  |  | SunEarth - SETR0603mcU + VFS 20-400 |  | SunEarth - SETR0603mcU + VFS 20-400 | State of California Mobilehome and Special Occupancy Parks Programs | FALSE | 8.87 |  | 2014-08-21 |  | 2014-08-22 | 2014-09-30 | 2015-02-10 | 2015-03-12 | 3414 | 15300 | Up-front Payment
SCG-003588 | Low Income Single Family Residential | Domestic Hot Water | Gas | Southern California Gas Company | Incentive:Paid | 3128 | 36.9 |  | 1 | 122 |  | 122 |  | 2014-08-28 16:36 | 2014-10-01 | MARAVILLA FOUNDATION | Retrofit | Los Angeles | Los Angeles | 90022 | Host Customer is System Owner | 14 |  | 2010068D | Fafco, Inc. | 500 SERIES | 500-96SF-50G-50S | Indirect Forced Circulation (IF) | 97.56 |  | 2x8, 2x12 | Glycol |  | Solar Storage and Auxiliary Tanks are separate | 50 | 1 | 1 | 155 | Z09 | [18 empty] | County of Los Angeles-East LA | FALSE | 38.28 |  | 2011-06-01: 2014-08-21; 2011-08-03: 2014-08-28; 2011-09-20: 2014-10-01 | 3656 | 4670 | Up-front Payment
SCG-003591 | Low Income Single Family Residential | Domestic Hot Water | Gas | Southern California Gas Company | Incentive:Paid | 3051 | 36.9 |  | 1 | 119 |  | 119 |  | 2014-08-28 16:43 | 2014-10-01 | MARAVILLA FOUNDATION | Retrofit | Los Angeles | Los Angeles | 90023 | Host Customer is System Owner | 4 |  | 2010068D | Fafco, Inc. | 500 SERIES | 500-96SF-50G-50S | Indirect Forced Circulation (IF) | 97.56 |  | 2x8, 2x12 | Glycol |  | Solar Storage and Auxiliary Tanks are separate | 50 | 1 | 1 | 55 | Z08 | [18 empty] | County of Los Angeles-East L.A. | FALSE | 37.63 |  | 2011-06-01: 2014-08-21; 2011-08-03: 2014-08-28; 2011-09-20: 2014-10-01 | 3656 | 4478 | Up-front Payment
SDG-003592 | Commercial Pools | Pool Heating | Gas | San Diego Gas and Electric | Incentive:Paid | 122512 | 7 |  | 1 | 17502 |  | 17502 |  | 2014-09-03 16:41 | 2014-10-02 | CALIFORNIA SOLAR THERMAL INC | Retrofit | San Diego | San Diego | 92128 | Host Customer is System Owner | [7 empty] | 8066.1 | 48.3 |  | Drainback |  |  |  | 1 | 1 |  | Z10 |  |  |  | 10001888 | 167 | 1 | [5 empty] | FALSE |  |  |  | Maktinta Energy - Solar Brain MKTCT1006 |  | Maktinta Energy - Solar Brain MKTCT1006 | San Diego County | FALSE | 7 |  | 2014-08-25 | 2014-09-25 | 2014-09-03 | 2014-10-02 | 2016-09-29 | 2017-06-12 | 2599 | 122512 | Up-front Payment
SCG-003593 | Commercial Pools | Pool Heating | Gas | Southern California Gas Company | Incentive:Paid | 6923 | 7 |  | 1 | 989 |  | 989 |  | 2014-08-22 16:14 | 2014-09-08 | MOHR POWER SOLAR INC | Retrofit | Sherman Oaks | Los Angeles | 91423 | Host Customer is System Owner | [7 empty] | 450 | 50 |  | Drainback |  |  |  | 1 | 1 |  | Z09 |  |  |  | 10001884 | 9 | 1 | [5 empty] | FALSE | [6 empty] | City of Los Angeles | FALSE | 7.96 |  | 2014-08-22 |  | 2014-08-22 | 2014-09-08 | 2015-01-06 | 2015-01-28 | 3483 | 7875 | Up-front Payment
SCG-003594 | Commercial Pools | Pool Heating | Gas | Southern California Gas Company | Incentive:Paid | 6146 | 7 |  | 1 | 878 |  | 878 |  | 2014-08-22 16:39 | 2014-09-08 | MOHR POWER SOLAR INC | Retrofit | North Hollywood | Los Angeles | 91602 | Host Customer is System Owner | [7 empty] | 400 | 50 |  | Drainback |  |  |  | 1 | 1 |  | Z09 |  |  |  | 10001884 | 8 | 1 | [5 empty] | FALSE | [6 empty] | City of Los Angeles | FALSE | 7.97 |  | 2014-08-22 |  | 2014-08-22 | 2014-09-08 | 2015-02-09 | 2015-03-12 | 3508 | 7000 | Up-front Payment
SCG-003595 | Commercial Pools | Pool Heating | Gas | Southern California Gas Company | Incentive:Paid | 5320 | 7 |  | 1 | 760 |  | 760 |  | 2014-08-22 16:27 | 2014-09-08 | MOHR POWER SOLAR INC | Retrofit | Valley Village | Los Angeles | 91607 | Host Customer is System Owner | [7 empty] | 350 | 50 |  | Drainback |  |  |  | 1 | 1 |  | Z09 |  |  |  | 10001884 | 7 | 1 | [5 empty] | FALSE | [6 empty] | City of Los Angeles | FALSE | 8.06 |  | 2014-08-22 |  | 2014-08-22 | 2014-09-08 | 2015-01-06 | 2015-01-28 | 3537 | 6125 | Up-front Payment
SCG-003597 | Commercial Pools | Pool Heating | Gas | Southern California Gas Company | Incentive:Paid | 7791 | 7 |  | 1 | 1113 |  | 1113 |  | 2014-08-22 16:18 | 2014-09-30 | MOHR POWER SOLAR INC | Retrofit | Sherman Oaks | Los Angeles | 91423 | Host Customer is System Owner | [7 empty] | 500 | 50 |  | Drainback |  |  |  | 1 | 1 |  | Z09 |  |  |  | 10001884 | 10 | 1 | [5 empty] | FALSE |  |  |  | SunEarth - SETR0603mcU + VFS 20-400 |  | SunEarth - SETR0603mcU + VFS 20-400 | City of Los Angeles | FALSE | 7.86 |  | 2014-08-22 |  | 2014-08-22 | 2014-09-30 | 2015-02-05 | 2015-03-12 | 3506 | 8750 | Up-front Payment
SCG-003598 | Commercial Pools | Pool Heating | Gas | Southern California Gas Company | Incentive:Paid | 14228 | 7 |  | 1 | 2055 |  | 2055 |  | 2014-08-29 05:29 | 2014-10-02 | ENERGY SERVICES | Retrofit | palm springs | Riverside | 92264 | Host Customer is System Owner | [7 empty] | 897.75 | 47.25 |  | Drainback |  |  |  | 1 | 1 |  | Z15 |  |  |  | 10204-12 | 19 | 1 | [5 empty] | FALSE |  |  |  | SunEarth - SETRA503 TTR U + Series 200 |  | SunEarth - SETRA503 TTR U + Series 200 | palm springs | FALSE | 6.92 |  | 2014-08-28 |  | 2014-08-29 | 2014-10-02 | 2015-01-08 | 2015-02-11 | 3508 | 14228 | Up-front Payment
SCG-003601 | Commercial Pools | Pool Heating | Gas | Southern California Gas Company | Incentive:Paid | 7791 | 7 |  | 1 | 1113 |  | 1113 |  | 2014-08-25 14:19 | 2014-09-16 | MOHR POWER SOLAR INC | Retrofit | Van Nuys | Los Angeles | 91405 | Host Customer is System Owner | [7 empty] | 500 | 50 |  | Drainback |  |  |  | 1 | 1 |  | Z09 |  |  |  | 10001884 | 10 | 1 | [5 empty] | FALSE |  |  |  | SunEarth - SETR A503 TTR U + VFS 20-400 |  | SunEarth - SETR A503 TTR U + VFS 20-400 | Los Angeles | FALSE | 7.86 |  | 2014-08-25 |  | 2014-08-25 | 2014-09-16 | 2015-01-06 | 2015-01-28 | 3537 | 8750 | Up-front Payment
SCG-003602 | Commercial Pools | Pool Heating | Gas | Southern California Gas Company | Incentive:Paid | 13125 | 7 |  | 1 | 1877 |  | 1877 |  | 2014-08-25 14:13 | 2014-09-16 | MOHR POWER SOLAR INC | Retrofit | Valley Village | Los Angeles | 91607 | Host Customer is System Owner | [7 empty] | 750 | 50 |  | Drainback |  |  |  | 1 | 1 |  | Z09 |  |  |  | 10001884 | 15 | 1 | [5 empty] | FALSE |  |  |  | SunEarth - SETR A503 TTR U + VFS 20-400 |  | SunEarth - SETR A503 TTR U + VFS 20-400 | City of Los Angeles | FALSE | 6.99 |  | 2014-08-25 |  | 2014-08-25 | 2014-09-16 | 2015-03-18 | 2015-06-10 | 3410 | 13125 | Up-front Payment
SCG-003603 | Commercial Pools | Pool Heating | Gas | Southern California Gas Company | Incentive:Canceled | 5453 | 7 |  | 1 | 779 |  | 779 |  | 2014-08-25 13:50 | 2014-09-16 |  | Retrofit | Los Angeles | Los Angeles | 90066 | Host Customer is System Owner | [7 empty] | 750 | 50 |  | Drainback |  |  |  | 1 | 1 |  | Z06 |  |  |  | 10001884 | 15 | 1 | [5 empty] | FALSE | [7 empty] | FALSE | 16.85 |  | 2011-06-01: 2014-08-25; 2011-06-23: 2014-08-25; 2011-07-01: 2014-09-16 | 3694 | 13125 | Up-front Payment
SCG-003604 | Commercial Pools | Pool Heating | Gas | Southern California Gas Company | Incentive:Paid | 6349 | 7 |  | 1 | 907 |  | 907 |  | 2014-08-25 14:25 | 2014-09-08 | MOHR POWER SOLAR INC | Retrofit | Los Angeles | Los Angeles | 90034 | Host Customer is System Owner | [7 empty] | 450 | 50 |  | Drainback |  |  |  | 1 | 1 |  | Z08 |  |  |  | 10001884 | 9 | 1 | [5 empty] | FALSE | [6 empty] | City of Los Angeles | FALSE | 8.68 |  | 2014-08-25 |  | 2014-08-25 | 2014-09-08 | 2015-01-06 | 2015-01-28 | 3537 | 7875 | Up-front Payment
SCG-003605 | Commercial Pools | Pool Heating | Gas | Southern California Gas Company | Incentive:Paid | 12278 | 7 |  | 1 | 1754 |  | 1754 |  | 2014-08-25 13:57 | 2014-09-16 | MOHR POWER SOLAR INC | Retrofit | Van Nuys | Los Angeles | 91405 | Host Customer is System Owner | [7 empty] | 800 | 50 |  | Drainback |  |  |  | 1 | 1 |  | Z09 |  |  |  | 10001884 | 16 | 1 | [5 empty] | FALSE |  |  |  | SunEarth - SETR0603mcU + VFS 20-400 |  | SunEarth - SETR0603mcU + VFS 20-400 | City of Los Angeles | FALSE | 7.98 |  | 2014-08-25 |  | 2014-08-25 | 2014-09-16 | 2015-01-06 | 2015-01-28 | 3537 | 14000 | Up-front Payment
SCG-003606 | Commercial Pools | Pool Heating | Gas | Southern California Gas Company | Incentive:Paid | 8750 | 7 |  | 1 | 1422 |  | 1422 |  | 2014-08-25 13:40 | 2014-09-12 | MOHR POWER SOLAR INC | Retrofit | Van Nuys | Los Angeles | 91401 | Host Customer is System Owner | [7 empty] | 500 | 50 |  | Drainback |  |  |  | 1 | 1 |  | Z09 |  |  |  | 10001884 | 10 | 1 | [5 empty] | FALSE |  |  |  | SunEarth - SETR0603mcU + VFS 20-400 |  | SunEarth - SETR0603mcU + VFS 20-400 | City of Los Angeles | FALSE | 6.15 |  | 2014-08-25 |  | 2014-08-25 | 2014-09-12 | 2015-01-06 | 2015-01-26 | 3539 | 8750 | Up-front Payment
SCG-003607 | Commercial Pools | Pool Heating | Gas | Southern California Gas Company | Incentive:Paid | 5474 | 7 |  | 1 | 782 |  | 782 |  | 2014-08-25 14:10 | 2014-09-15 | MOHR POWER SOLAR INC | Retrofit | Sherman Oaks | Los Angeles | 91423 | Host Customer is System Owner | [7 empty] | 350 | 50 |  | Drainback |  |  |  | 1 | 1 |  | Z09 |  |  |  | 10001884 | 7 | 1 | [5 empty] | FALSE | [6 empty] | City of Los Angeles | FALSE | 7.83 |  | 2014-08-25 |  | 2014-08-25 | 2014-09-15 | 2015-04-17 | 2015-05-11 | 3412 | 6125 | Up-front Payment
SCG-003608 | Single Family Residential | Domestic Hot Water | Gas | Southern California Gas Company | Incentive:Paid | 4366 | 29.85 |  | 1 | 167 |  | 167 |  | 2014-09-15 11:08 | 2014-10-02 | SUSTAINABILITY IS DESIGNED INC | Retrofit | Los Angeles | Los Angeles | 90019 | Host Customer is System Owner | 4 |  | 2001001R | SunEarth, Inc. | SOLARAY | TE64P-120-2G | Indirect Forced Circulation (IF) | 65.67 |  | EP-32 / EP-32-0.75 | Glycol | Advanced Controller with a Vacation or Holiday Mode | Solar Storage and Auxiliary Tanks are separate | 120 | 1 | 1 | 55 | Z09 | [18 empty] | Los Angeles | FALSE | 70.06 |  | 2011-06-01: 2014-08-25; 2011-08-03: 2014-09-15; 2011-09-20: 2014-10-02 | 3412 | 11700.4 | Up-front Payment
SCG-003609 | Commercial Pools | Pool Heating | Gas | Southern California Gas Company | Incentive:Paid | 6517 | 7 |  | 1 | 931 |  | 931 |  | 2014-08-27 18:40 | 2014-09-08 | ENERGY SERVICES | New Construction | palm springs | Riverside | 92264 | Host Customer is System Owner | [7 empty] | 425.25 | 47.25 |  | Drainback |  |  |  | 1 | 1 |  | Z15 |  |  |  | 10204-12 | 9 | 1 | [5 empty] | FALSE | [6 empty] | palm springs | FALSE | 7.11 |  | 2014-08-26 |  | 2014-08-27 | 2014-09-08 | 2014-10-30 | 2014-11-06 | 3623 | 6619 | Up-front Payment
SCG-003614 | Commercial Pools | Pool Heating | Gas | Southern California Gas Company | Incentive:Paid | 8945 | 7 |  | 1 | 1304 |  | 1278 |  | 2014-09-02 13:28 | 2014-09-11 | REVCO SOLAR ENGINEERING INC | Retrofit | Laguna Niguel | Orange | 92677 | Host Customer is System Owner | [7 empty] | 896 | 32 |  | Drainback |  |  |  | 0.98 | 1 |  | Z08 |  |  |  | 10001773 | 28 | 1 | [5 empty] | FALSE | [5 empty] | SunEarth - SETR A503 TTR U + VFS 20-400 | City of Laguna Niguel | FALSE | 12.94 |  | 2014-08-26 |  | 2014-09-02 | 2014-09-11 | 2014-11-07 | 2014-11-18 | 3599 | 16875 | Up-front Payment
SCG-003615 | Low Income Single Family Residential | Domestic Hot Water | Gas | Southern California Gas Company | Incentive:Paid | 3015 | 36.9 |  | 1 | 120 |  | 118 |  | 2014-12-16 09:49 | 2015-01-05 | SAUL EVARISTO LEAL | Retrofit | HANFORD | Kings | 93230 | Host Customer is System Owner | 7 |  | 2010068D | Fafco, Inc. | 500 SERIES | 500-96SF-50G-50S | Indirect Forced Circulation (IF) | 97.56 |  | 2x8, 2x12 | Glycol | Advanced Controller with a Vacation or Holiday Mode | Solar Storage and Auxiliary Tanks are separate | 50 | 0.98 | 1 | 85 | Z13 | [18 empty] | CITY OF HANFORD | FALSE | 25.33 |  | 2011-06-01: 2014-08-26; 2011-08-03: 2014-12-16; 2011-09-20: 2015-01-05 | 3553 | 3039.06 | Up-front Payment
SCG-003616 | Low Income Single Family Residential | Domestic Hot Water | Gas | Southern California Gas Company | Incentive:Paid | 2806 | 36.9 |  | 1 | 120 |  | 109 |  | 2014-12-16 09:49 | 2015-01-26 | SAUL EVARISTO LEAL | Retrofit | ARMONA | Kings | 93202 | Host Customer is System Owner | 3 |  | 2010068D | Fafco, Inc. | 500 SERIES | 500-96SF-50G-50S | Indirect Forced Circulation (IF) | 97.56 |  | 2x8, 2x12 | Glycol | Advanced Controller with a Vacation or Holiday Mode | Solar Storage and Auxiliary Tanks are separate | 50 | 0.96 | 0.95 | 45 | Z13 | [18 empty] | COUNTY OF KINGS | FALSE | 25.03 |  | 2011-06-01: 2014-08-26; 2011-08-03: 2014-12-16; 2011-09-20: 2015-01-26 | 3539 | 3003.79 | Up-front Payment
SDG-003618 | Commercial Pools | Pool Heating | Gas | San Diego Gas and Electric | Incentive:Paid | 6853 | 7 |  | 1 | 1263 |  | 1250 |  | 2014-08-29 08:23 | 2014-09-08 | SUNTREK INDUSTRIES INC | Retrofit | El Cajon | San Diego | 92019 | Host Customer is System Owner | [7 empty] | 384 | 32 |  | Drainback |  |  |  | 0.99 | 1 |  | Z10 |  |  |  | 2007048A | 12 | 1 | [5 empty] | FALSE | [6 empty] | San Diego | FALSE | 5.43 |  | 2014-08-26 |  | 2014-08-29 | 2014-09-08 | 2015-05-26 | 2015-07-07 | 3384 | 6853 | Up-front Payment
SCG-003619 | Commercial Pools | Pool Heating | Gas | Southern California Gas Company | Incentive:Paid | 16002 | 7 |  | 1 | 2286 |  | 2286 |  | 2014-08-28 15:27 | 2014-10-13 | CALIFORNIA SOLAR THERMAL INC | Retrofit | Hemet | Riverside | 92543 | Host Customer is System Owner | [7 empty] | 869.4 | 48.3 |  | Drainback |  |  |  | 1 | 1 |  | Z10 |  |  |  | 10001888 | 18 | 1 | [5 empty] | FALSE |  |  |  | SunEarth - SETR A503 TTR U + VFS 20-400 |  | SunEarth - SETR A503 TTR U + VFS 20-400 | County of Riverside | FALSE | 7 |  | 2014-08-27 |  | 2014-08-28 | 2014-10-13 | 2015-04-24 | 2015-05-11 | 3431 | 16002 | Up-front Payment
SCG-003620 | Commercial Pools | Pool Heating | Gas | Southern California Gas Company | Incentive:Paid | 15267 | 7 |  | 1 | 2181 |  | 2181 |  | 2014-08-27 13:59 | 2014-10-13 | CALIFORNIA SOLAR THERMAL INC | Retrofit | Desert Hot Springs | Riverside | 92240 | Host Customer is System Owner | [7 empty] | 772.8 | 48.3 |  | Drainback |  |  |  | 1 | 1 |  | Z15 |  |  |  | 10001888 | 16 | 1 | [5 empty] | FALSE |  |  |  | SunEarth - SETR A503 TTR U + VFS 20-400 |  | SunEarth - SETR A503 TTR U + VFS 20-400 | County of Riverside | FALSE | 7.37 |  | 2014-08-26 |  | 2014-08-27 | 2014-10-13 | 2015-03-19 | 2015-04-20 | 3463 | 16080 | Up-front Payment
SCG-003621 | Commercial Pools | Pool Heating | Gas | Southern California Gas Company | Reservation:Canceled | 75033 | 7 |  | 1 | 10719 |  | 10719 |  | 2014-09-02 15:35 |  | LINCOLN EQUIPMENT INC | Retrofit | Fullerton | Orange | 92831 | Host Customer is System Owner | [7 empty] | 3837.6 | 42.64 |  | Drainback |  |  |  | 1 | 1 |  | Z08 |  |  |  | 10001781 | 90 | 1 | [5 empty] | FALSE | [7 empty] | FALSE | 17.26 |  | 2011-06-01: 2014-08-26; 2011-06-21: 2014-10-24; 2011-06-23: 2014-09-02 | 3655 | 185000 | Up-front Payment
SCG-003622 | Low Income Single Family Residential | Domestic Hot Water | Gas | Southern California Gas Company | Incentive:Paid | 2563 | 36.9 |  | 1 | 120 |  | 100 |  | 2014-09-11 16:06 | 2014-10-02 | COMMUNITY SERVICES AND EMPLOYMENT TRAINING INCORPORATED | Retrofit | Visalia | Tulare | 93292 | Host Customer is System Owner | 2 |  | 2010068D | Fafco, Inc. | 500 SERIES | 500-96SF-50G-50S | Indirect Forced Circulation (IF) | 97.56 |  | 2x8, 2x12 | Glycol | Unglazed Collectors | Solar Storage and Auxiliary Tanks are separate | 50 | 0.98 | 0.85 | 35 | Z13 | [18 empty] | City of Visalia | FALSE | 38.82 |  | 2011-06-01: 2014-08-27; 2011-08-03: 2014-09-11; 2011-09-20: 2014-10-02 | 3656 | 4658.5 | Up-front Payment
SCG-003623 | Commercial Pools | Pool Heating | Gas | Southern California Gas Company | Incentive:Paid | 7721 | 7 |  | 1 | 1103 |  | 1103 |  | 2014-10-29 17:28 | 2014-10-30 | VASCO SOLAR | Retrofit | Orange | Orange | 92867 | Host Customer is System Owner | [7 empty] | 425.25 | 47.25 |  | Drainback |  |  |  | 1 | 1 |  | Z08 |  |  |  | 10204-12 | 9 | 1 | [5 empty] | FALSE | [6 empty] | Orange | FALSE | 9.02 |  | 2014-10-28 |  | 2014-10-29 | 2014-10-30 | 2014-12-17 | 2015-01-26 | 3539 | 9950 | Up-front Payment
SCG-003624 | Commercial Pools | Pool Heating | Gas | Southern California Gas Company | Incentive:Paid | 4690 | 7 |  | 1 | 670 |  | 670 |  | 2014-08-27 12:35 | 2014-09-15 | MOHR POWER SOLAR INC | Retrofit | North Hollywood | Los Angeles | 91602 | Host Customer is System Owner | [7 empty] | 300 | 50 |  | Drainback |  |  |  | 1 | 1 |  | Z09 |  |  |  | 10001884 | 6 | 1 | [5 empty] | FALSE | [6 empty] | The city of Los Angeles | FALSE | 7.84 |  | 2014-08-27 |  | 2014-08-27 | 2014-09-15 | 2015-07-09 | 2015-07-22 | 3357 | 5250 | Up-front Payment
SDG-003627 | Commercial/Multifamily Residential | Domestic Hot Water | Propane | San Diego Gas and Electric | Incentive:Paid | 3636 | 0.42 |  | 1 | 8657 |  | 8657 |  | 2014-09-15 15:21 | 2014-10-13 | ALL VALLEY SOLAR INC | Retrofit | Borrego Springs | Borrego Springs | 92004 | Host Customer is System Owner | [7 empty] | 122.85 | 40.95 |  | Drainback |  | Solar Storage and Auxiliary Tanks are separate |  | 1 | 1 | 150 | Z15 | 10 | Units | Hotels/Motels | 10001803 | 3 | 1 | 140 | 1 | 115 | 1 | 181000 | TRUE | 120 | 140 |  |  |  |  | County of San Diego | FALSE | 2.33 |  | 2014-08-27 | 2014-09-18 | 2014-09-15 | 2014-10-13 | 2016-04-11 | 2016-04-26 | 3076 | 20138 | Up-front Payment
SDG-003628 | Commercial Pools | Pool Heating | Gas | San Diego Gas and Electric | Reservation:Canceled | 10055 | 7 |  | 1 | 2873 |  | 2873 |  |  |  |  | Retrofit | Escondido | San Diego | 92026 | Host Customer is System Owner | [7 empty] | 966 | 48.3 |  | Forced Circulation |  |  |  | 1 | 1 |  | Z10 |  |  |  | 10001888 | 20 | 1 | [5 empty] | FALSE | [7 empty] | FALSE | 7 |  | 2011-06-01: 2014-08-27 | 3713 | 20109 | Up-front Payment
SDG-003629 | Commercial Pools | Pool Heating | Gas | San Diego Gas and Electric | Reservation:Canceled | 10055 | 7 |  | 1 | 2873 |  | 2873 |  |  |  |  | Retrofit | Escondido | San Diego | 92026 | Host Customer is System Owner | [7 empty] | 966 | 48.3 |  | Forced Circulation |  |  |  | 1 | 1 |  | Z10 |  |  |  | 10001888 | 20 | 1 | [5 empty] | FALSE | [7 empty] | FALSE | 7 | [7 empty] | 0 | 20109 | Up-front Payment
SCG-003630 | Commercial Pools | Pool Heating | Gas | Southern California Gas Company | Incentive:Paid | 18816 | 7 |  | 1 | 2688 |  | 2688 |  | 2014-08-29 15:05 | 2014-10-13 | CALIFORNIA SOLAR THERMAL INC | Retrofit | Rancho Mirage | Riverside | 92270 | Host Customer is System Owner | [7 empty] | 723.8 | 32.9 |  | Drainback |  |  |  | 1 | 1 |  | Z15 |  |  |  | 10001888 | 22 | 1 | [5 empty] | FALSE |  |  |  | SunEarth - SETR A503 TTR U + VFS 20-400 |  | SunEarth - SETR A503 TTR U + VFS 20-400 | Riverside County | FALSE | 8.57 |  | 2014-08-27 |  | 2014-08-29 | 2014-10-13 | 2015-11-11 | 2015-12-09 | 3233 | 23048 | Up-front Payment
SCG-003631 | Commercial Pools | Pool Heating | Gas | Southern California Gas Company | Incentive:Paid | 22876 | 7 |  | 1 | 3347 |  | 3347 |  | 2014-08-29 15:04 | 2014-10-13 | CALIFORNIA SOLAR THERMAL INC | Retrofit | Rancho Mirage | Riverside | 92270 | Host Customer is System Owner | [7 empty] | 1006.2 | 38.7 |  | Drainback |  |  |  | 1 | 1 |  | Z15 |  |  |  | 10001888 | 26 | 1 | [5 empty] | FALSE |  |  |  | SunEarth - SETR A503 TTR U + VFS 20-400 |  | SunEarth - SETR A503 TTR U + VFS 20-400 | Riverside County | FALSE | 6.83 |  | 2014-08-27 |  | 2014-08-29 | 2014-10-13 | 2015-11-11 | 2015-12-08 | 3233 | 22876 | Up-front Payment
SCG-003633 | Commercial Pools | Pool Heating | Gas | Southern California Gas Company | Incentive:Paid | 21049 | 7 |  | 1 | 3007 |  | 3007 |  | 2014-08-29 15:03 | 2014-10-13 | CALIFORNIA SOLAR THERMAL INC | Retrofit | Rancho Mirage | Riverside | 92270 | Host Customer is System Owner | [7 empty] | 876 | 29.2 |  | Drainback |  |  |  | 1 | 1 |  | Z15 |  |  |  | 10001888 | 30 | 1 | [5 empty] | FALSE |  |  |  | SunEarth - SETR A503 TTR U + VFS 20-400 |  | SunEarth - SETR A503 TTR U + VFS 20-400 | Riverside County | FALSE | 7.57 |  | 2014-08-27 |  | 2014-08-29 | 2014-10-13 | 2015-11-11 | 2015-12-09 | 3233 | 22761 | Up-front Payment
SDG-003634 | Commercial/Multifamily Residential | Domestic Hot Water | Electric | San Diego Gas and Electric | Incentive:Paid | 1945 |  | 0.42 | 1 |  | 4631 |  | 4631 | 2014-09-15 15:20 | 2014-11-24 | ALL VALLEY SOLAR INC | Retrofit | Borrego Springs | Borrego Springs | 92004 | Host Customer is System Owner | [7 empty] | 81.9 | 40.95 |  | Drainback | Drainback (Water) | Solar and Auxiliary Storage are the same Tank |  | 1 | 1 | 60 | Z15 | 4 | Units | Hotels/Motels | 10001803 | 2 | 1 | 128 | 1 | 40 | 1 | 4500 | TRUE | 140 | 140 |  |  |  |  | County of San Diego | FALSE |  | 3.24 | 2014-08-27 | 2014-09-18 | 2014-09-15 | 2014-11-24 | 2016-04-11 | 2016-04-26 | 3076 | 15000 | Up-front Payment
PGE-003635 | Commercial Pools | Pool Heating | Gas | Pacific Gas and Electric | Incentive:Paid | 8015 | 7 |  | 1 | 1246 |  | 1246 |  | 2014-08-29 16:38 | 2014-09-10 | AZTEC SOLAR INC | Retrofit | Davis | Yolo | 95616 | Host Customer is System Owner | [7 empty] | 483 | 48.3 |  | Drainback |  |  |  | 1 | 1 |  | Z12 |  |  |  | 10001888 | 10 | 1 | [5 empty] | FALSE |  |  |  | SunEarth - SETR A503 TTR U + VFS 5-100 |  | SunEarth - SETR A503 TTR U + VFS 5-100 | City of Davis | FALSE | 6.43 |  | 2014-08-27 |  | 2014-08-29 | 2014-09-10 | 2015-02-12 | 2015-03-19 | 3484 | 8014.68 | Up-front Payment
SCG-003639 | Commercial Pools | Pool Heating | Gas | Southern California Gas Company | Incentive:Paid | 20888 | 7 |  | 1 | 2984 |  | 2984 |  | 2014-08-29 15:02 | 2014-10-13 | CALIFORNIA SOLAR THERMAL INC | Retrofit | Rancho Mirage | Riverside | 92270 | Host Customer is System Owner | [7 empty] | 820.8 | 34.2 |  | Drainback |  |  |  | 1 | 1 |  | Z15 |  |  |  | 10001888 | 24 | 1 | [5 empty] | FALSE |  |  |  | SunEarth - SETR A503 TTR U + VFS 20-400 |  | SunEarth - SETR A503 TTR U + VFS 20-400 | Riverside County | FALSE | 8.25 |  | 2014-08-28 |  | 2014-08-29 | 2014-10-13 | 2015-11-11 | 2015-12-09 | 3233 | 24612 | Up-front Payment
SCG-003640 | Low Income Single Family Residential | Domestic Hot Water | Gas | Southern California Gas Company | Incentive:Paid | 2231 | 36.9 |  | 1 | 120 |  | 120 |  | 2014-08-28 14:38 | 2014-10-01 | COMMUNITY SERVICES AND EMPLOYMENT TRAINING INCORPORATED | Retrofit | Visalia | Tulare | 93277 | Host Customer is System Owner | 4 |  | 2010068D | Fafco, Inc. | 500 SERIES | 500-96SF-50G-50S | Indirect Forced Circulation (IF) | 97.56 |  | 2x8, 2x12 | Glycol | Unglazed Collectors | Solar Storage and Auxiliary Tanks are separate | 50 | 1 | 1 | 55 | Z13 | [18 empty] | City of Visalia | FALSE | 38.82 |  | 2011-06-01: 2014-08-28; 2011-08-03: 2014-08-28; 2011-09-20: 2014-10-01 | 3553 | 4658.5 | Up-front Payment
PGE-003644 | Commercial Pools | Pool Heating | Gas | Pacific Gas and Electric | Incentive:Paid | 8407 | 7 |  | 1 | 1201 |  | 1201 |  | 2014-09-23 16:48 | 2014-09-30 | DIABLO SOLAR SERVICES INC | Retrofit | RICHMOND | Contra Costa | 94806 | Host Customer is System Owner | [7 empty] | 864 | 32 |  | Drainback |  |  |  | 1 | 1 |  | Z03 |  |  |  | 2007051A | 27 | 1 | [5 empty] | FALSE |  |  |  | Badger - Badger 380 |  | Badger - Badger 380 | City of Richmond | FALSE | 15.77 |  | 2014-09-03 | 2014-09-25 | 2014-09-23 | 2014-09-30 | 2015-02-26 | 2015-03-18 | 3484 | 18944 | Up-front Payment
SCG-003645 | Commercial Pools | Pool Heating | Gas | Southern California Gas Company | Incentive:Paid | 10325 | 7 |  | 1 | 1475 |  | 1475 |  | 2014-09-02 10:15 | 2014-09-08 | ENERGY SERVICES | Retrofit | desert hot springs | Riverside | 92240 | Host Customer is System Owner | [7 empty] | 432.19 | 39.29 |  | Drainback |  |  |  | 1 | 1 |  | Z15 |  |  |  | 10204-10 | 11 | 1 | [5 empty] | FALSE | [6 empty] | desert hot springs | FALSE | 7.07 |  | 2014-08-29 |  | 2014-09-02 | 2014-09-08 | 2014-11-02 | 2014-12-01 | 3599 | 10427 | Up-front Payment
SCG-003646 | Commercial Pools | Pool Heating | Gas | Southern California Gas Company | Incentive:Paid | 9716 | 7 |  | 1 | 1460 |  | 1460 |  | 2014-08-29 15:07 | 2014-10-13 | CALIFORNIA SOLAR THERMAL INC | Retrofit | Palm Springs | Riverside | 92262 | Host Customer is System Owner | [7 empty] | 483 | 48.3 |  | Drainback |  |  |  | 1 | 1 |  | Z15 |  |  |  | 10001888 | 10 | 1 | [5 empty] | FALSE |  |  |  | SunEarth - SETR A503 TTR U + VFS 20-400 |  | SunEarth - SETR A503 TTR U + VFS 20-400 | County of Riverside | FALSE | 6.65 |  | 2014-08-28 |  | 2014-08-29 | 2014-10-13 | 2015-03-25 | 2015-04-20 | 3462 | 9716 | Up-front Payment
SCG-003647 | Commercial Pools | Pool Heating | Gas | Southern California Gas Company | Incentive:Paid | 16660 | 7 |  | 1 | 2380 |  | 2380 |  | 2014-09-02 15:45 | 2014-09-22 | ENERGY SERVICES | New Construction | palm springs | Riverside | 92264 | Host Customer is System Owner | [7 empty] | 756 | 47.25 |  | Drainback |  |  |  | 1 | 1 |  | Z15 |  |  |  | 10204-12 | 16 | 1 | [5 empty] | FALSE |  |  |  | SunEarth - SETRA503 TTR U + Series 200 |  | SunEarth - SETRA503 TTR U + Series 200 | palm springs | FALSE | 7.04 |  | 2014-09-02 |  | 2014-09-02 | 2014-09-22 | 2015-01-09 | 2015-03-31 | 3489 | 16762 | Up-front Payment
SCG-003651 | Commercial Pools | Pool Heating | Gas | Southern California Gas Company | Incentive:Paid | 8631 | 7 |  | 1 | 1233 |  | 1233 |  | 2014-09-15 14:51 | 2014-10-23 | REGREEN INC | Retrofit | La Verne | Los Angeles | 91750 | Host Customer is System Owner | [7 empty] | 496.4 | 29.2 |  | Drainback |  |  |  | 1 | 1 |  | Z09 |  |  |  | 10001888 | 17 | 1 | [5 empty] | FALSE |  |  |  | SunEarth - SETR A503 TTR U + VFS 20-400 |  | SunEarth - SETR A503 TTR U + VFS 20-400 | County of Los Angeles | FALSE | 10.06 |  | 2014-09-10 |  | 2014-09-15 | 2014-10-23 | 2015-04-22 | 2015-05-11 | 3431 | 12400 | Up-front Payment
SCG-003652 | Commercial Pools | Pool Heating | Gas | Southern California Gas Company | Incentive:Paid | 19075 | 7 |  | 1 | 2725 |  | 2725 |  | 2014-09-15 14:52 | 2014-10-23 | REGREEN INC | Retrofit | West Covina | Los Angeles | 91791 | Host Customer is System Owner | [7 empty] | 1080.4 | 29.2 |  | Drainback |  |  |  | 1 | 1 |  | Z09 |  |  |  | 10001888 | 37 | 1 | [5 empty] | FALSE |  |  |  | SunEarth - SETR A503 TTR U + VFS 20-400 |  | SunEarth - SETR A503 TTR U + VFS 20-400 | County of Los Angeles | FALSE | 9.39 |  | 2014-09-10 |  | 2014-09-15 | 2014-10-23 | 2015-04-24 | 2015-05-11 | 3426 | 25600 | Up-front Payment
SCG-003653 | Commercial Pools | Pool Heating | Gas | Southern California Gas Company | Incentive:Paid | 14175 | 7 |  | 1 | 2025 |  | 2025 |  | 2014-09-15 14:52 | 2014-10-29 | REGREEN INC | Retrofit | Moorpark | Ventura | 93021 | Host Customer is System Owner | [7 empty] | 788.4 | 29.2 |  | Drainback |  |  |  | 1 | 1 |  | Z09 |  |  |  | 10001888 | 27 | 1 | [5 empty] | FALSE |  |  |  | SunEarth - SETR A503 TTR U + VFS 20-400 |  | SunEarth - SETR A503 TTR U + VFS 20-400 | County of Ventura | FALSE | 8.89 |  | 2014-09-10 |  | 2014-09-15 | 2014-10-29 | 2015-07-15 | 2015-07-29 | 3357 | 18000 | Up-front Payment
SCG-003654 | Commercial Pools | Pool Heating | Gas | Southern California Gas Company | Incentive:Paid | 11662 | 7 |  | 1 | 1666 |  | 1666 |  | 2014-09-15 15:20 | 2014-10-23 | REGREEN INC | Retrofit | Brea | Orange | 92821 | Host Customer is System Owner | [7 empty] | 730 | 29.2 |  | Drainback |  |  |  | 1 | 1 |  | Z08 |  |  |  | 10001888 | 25 | 1 | [5 empty] | FALSE |  |  |  | SunEarth - SETR A503 TTR U + VFS 20-400 |  | SunEarth - SETR A503 TTR U + VFS 20-400 | County of Orange | FALSE | 10.5 |  | 2014-09-10 |  | 2014-09-15 | 2014-10-23 | 2015-04-22 | 2015-05-11 | 3426 | 17500 | Up-front Payment
SCG-003655 | Commercial Pools | Pool Heating | Gas | Southern California Gas Company | Incentive:Paid | 12369 | 7 |  | 1 | 1767 |  | 1767 |  | 2014-09-15 15:22 | 2014-10-23 | REGREEN INC | Retrofit | Yorba Linda | Orange | 92887 | Host Customer is System Owner | [7 empty] | 772.8 | 48.3 |  | Drainback |  |  |  | 1 | 1 |  | Z08 |  |  |  | 10001888 | 16 | 1 | [5 empty] | FALSE |  |  |  | SunEarth - SETR A503 TTR U + VFS 20-400 |  | SunEarth - SETR A503 TTR U + VFS 20-400 | County of Orange | FALSE | 10.58 |  | 2014-09-10 |  | 2014-09-15 | 2014-10-23 | 2015-04-23 | 2015-05-11 | 3426 | 18700 | Up-front Payment
SCG-003656 | Commercial Pools | Pool Heating | Gas | Southern California Gas Company | Incentive:Paid | 10318 | 7 |  | 1 | 1474 |  | 1474 |  | 2014-09-15 15:23 | 2014-10-23 | REGREEN INC | Retrofit | Panorama City | Los Angeles | 91402 | Host Customer is System Owner | [7 empty] | 579.6 | 48.3 |  | Drainback |  |  |  | 1 | 1 |  | Z09 |  |  |  | 10001888 | 12 | 1 | [5 empty] | FALSE |  |  |  | SunEarth - SETR A503 TTR U + VFS 20-400 |  | SunEarth - SETR A503 TTR U + VFS 20-400 | County of Los Angeles | FALSE | 9.5 |  | 2014-09-10 |  | 2014-09-15 | 2014-10-23 | 2015-06-11 | 2015-06-19 | 3410 | 14000 | Up-front Payment
SCG-003657 | Commercial Pools | Pool Heating | Gas | Southern California Gas Company | Incentive:Paid | 13440 | 7 |  | 1 | 1920 |  | 1920 |  | 2014-09-15 15:23 | 2014-10-23 | REGREEN INC | Retrofit | Cathedral City | Riverside | 92234 | Host Customer is System Owner | [7 empty] | 579.6 | 48.3 |  | Drainback |  |  |  | 1 | 1 |  | Z15 |  |  |  | 10001888 | 12 | 1 | [5 empty] | FALSE | [5 empty] | SunEarth - SETR A503 TTR U + VFS 20-400 | County of Riverside | FALSE | 8.67 |  | 2014-09-10 |  | 2014-09-15 | 2014-10-23 | 2014-12-11 | 2015-01-05 | 3567 | 16640 | Up-front Payment
SCG-003658 | Commercial Pools | Pool Heating | Gas | Southern California Gas Company | Incentive:Paid | 13650 | 7 |  | 1 | 1950 |  | 1950 |  | 2014-09-15 15:25 | 2014-10-23 | REGREEN INC | Retrofit | Monrovia | Los Angeles | 91016 | Host Customer is System Owner | [7 empty] | 772.8 | 48.3 |  | Drainback |  |  |  | 1 | 1 |  | Z09 |  |  |  | 10001888 | 16 | 1 | [5 empty] | FALSE |  |  |  | SunEarth - SETR A503 TTR U + VFS 20-400 |  | SunEarth - SETR A503 TTR U + VFS 20-400 | County of Los Angeles | FALSE | 9.33 |  | 2014-09-10 |  | 2014-09-15 | 2014-10-23 | 2015-04-24 | 2015-05-11 | 3426 | 18200 | Up-front Payment
SCG-003659 | Commercial Pools | Pool Heating | Gas | Southern California Gas Company | Incentive:Paid | 13468 | 7 |  | 1 | 1924 |  | 1924 |  | 2014-09-03 09:19 | 2014-10-13 | CALIFORNIA SOLAR THERMAL INC | Retrofit | Calimesa | Riverside | 92320 | Host Customer is System Owner | [7 empty] | 869.4 | 48.3 |  | Drainback |  |  |  | 1 | 1 |  | Z10 |  |  |  | 10001888 | 18 | 1 | [5 empty] | FALSE |  |  |  | SunEarth - SETR A503 TTR U + VFS 20-400 |  | SunEarth - SETR A503 TTR U + VFS 20-400 | County of Riverside | FALSE | 7 |  | 2014-08-29 |  | 2014-09-03 | 2014-10-13 | 2015-05-15 | 2015-06-19 | 3410 | 13468 | Up-front Payment
SCG-003660 | Commercial Pools | Pool Heating | Gas | Southern California Gas Company | Incentive:Paid | 9170 | 7 |  | 1 | 1310 |  | 1310 |  | 2014-09-03 09:17 | 2014-10-13 | CALIFORNIA SOLAR THERMAL INC | Retrofit | Yucaipa | San Bernardino | 92399 | Host Customer is System Owner | [7 empty] | 483 | 48.3 |  | Drainback |  |  |  | 1 | 1 |  | Z10 |  |  |  | 10001888 | 10 | 1 | [5 empty] | FALSE |  |  |  | SunEarth - SETR A503 TTR U + VFS 20-400 |  | SunEarth - SETR A503 TTR U + VFS 20-400 | San Bernardino County | FALSE | 7 |  | 2014-08-29 |  | 2014-09-03 | 2014-10-13 | 2016-07-13 | 2016-07-18 | 3012 | 9170 | Up-front Payment
SCG-003661 | Commercial Pools | Pool Heating | Gas | Southern California Gas Company | Incentive:Paid | 8974 | 7 |  | 1 | 1282 |  | 1282 |  | 2014-09-03 09:15 | 2014-10-13 | CALIFORNIA SOLAR THERMAL INC | Retrofit | Yucaipa | San Bernardino | 92399 | Host Customer is System Owner | [7 empty] | 483 | 48.3 |  | Drainback |  |  |  | 1 | 1 |  | Z10 |  |  |  | 10001888 | 10 | 1 | [5 empty] | FALSE |  |  |  | SunEarth - SETR A503 TTR U + VFS 20-400 |  | SunEarth - SETR A503 TTR U + VFS 20-400 | San Bernardino County | FALSE | 7 |  | 2014-08-29 |  | 2014-09-03 | 2014-10-13 | 2016-07-13 | 2016-07-18 | 3012 | 8974 | Up-front Payment
SCG-003662 | Commercial Pools | Pool Heating | Gas | Southern California Gas Company | Incentive:Paid | 10269 | 7 |  | 1 | 1565 |  | 1565 |  | 2014-08-31 07:14 | 2014-10-13 | CALIFORNIA SOLAR THERMAL INC | Retrofit | Palm Springs | Riverside | 92264 | Host Customer is System Owner | [7 empty] | 496.4 | 29.2 |  | Drainback |  |  |  | 1 | 1 |  | Z15 |  |  |  | 10001888 | 17 | 1 | [5 empty] | FALSE |  |  |  | SunEarth - SETR A503 TTR U + VFS 20-400 |  | SunEarth - SETR A503 TTR U + VFS 20-400 | Riverside County | FALSE | 6.56 |  | 2014-08-29 |  | 2014-08-31 | 2014-10-13 | 2015-06-01 | 2015-06-19 | 3410 | 10269 | Up-front Payment
SCG-003663 | Commercial Pools | Pool Heating | Gas | Southern California Gas Company | Reservation:Canceled | 10055 | 7 |  | 1 | 2873 |  | 2873 |  |  |  |  | Retrofit | Escondido | San Diego | 92026 | Host Customer is System Owner | [7 empty] | 966 | 48.3 |  | Forced Circulation |  |  |  | 1 | 1 |  | Z10 |  |  |  | 10001888 | 20 | 1 | [5 empty] | FALSE | [7 empty] | FALSE | 7 |  | 2011-06-01: 2014-08-29 | 3711 | 20109 | Up-front Payment
SDG-003664 | Commercial Pools | Pool Heating | Gas | San Diego Gas and Electric | Incentive:Paid | 16655 | 7 |  | 1 | 3090 |  | 2379 |  | 2014-11-20 11:42 | 2014-12-08 | CALIFORNIA SOLAR THERMAL INC | Retrofit | Escondido | San Diego | 92026 | Host Customer is System Owner | [7 empty] | 966 | 48.3 |  | Drainback |  |  |  | 0.77 | 1 |  | Z10 |  |  |  | 10001888 | 20 | 1 | [5 empty] | FALSE |  |  |  | SunEarth - SETR A503 TTR U + VFS 20-400 |  | SunEarth - SETR A503 TTR U + VFS 20-400 | County of SD | FALSE | 6.51 |  | 2014-08-29 | 2014-11-24 | 2014-11-20 | 2014-12-08 | 2015-06-08 | 2015-08-18 | 3323 | 20109 | Up-front Payment
PGE-003665 | Commercial Pools | Pool Heating | Gas | Pacific Gas and Electric | Incentive:Paid | 6464 | 7 |  | 1 | 972 |  | 923 |  | 2014-09-03 12:44 | 2014-09-16 | AZTEC SOLAR INC | Retrofit | DAVIS | Yolo | 95616 | Host Customer is System Owner | [7 empty] | 386.4 | 48.3 |  | Drainback |  |  |  | 0.95 | 1 |  | Z12 |  |  |  | 10001888 | 8 | 1 | [5 empty] | FALSE | [6 empty] | City of Davis | FALSE | 7.11 |  | 2014-08-29 | 2014-09-15 | 2014-09-03 | 2014-09-16 | 2014-10-27 | 2015-01-27 | 3547 | 6910 | Up-front Payment
PGE-003667 | Commercial Pools | Pool Heating | Gas | Pacific Gas and Electric | Incentive:Paid | 118020 | 7 |  | 1 | 16860 |  | 16860 |  | 2014-10-14 12:23 | 2014-11-05 | CALIFORNIA SOLAR THERMAL INC | Retrofit | LAFAYETTE | Contra Costa | 94549 | Host Customer is System Owner | [7 empty] | 7465.5 | 47.25 |  | Drainback |  |  |  | 1 | 1 |  | Z12 |  |  |  | PP 48 (2" Model) | 158 | 2 | [5 empty] | FALSE |  |  |  | SunEarth - SETRA503 TTR U + Series 200 |  | SunEarth - SETRA503 TTR U + Series 200 | California Department of State Architect | FALSE | 17.53 |  | 2014-09-10 | 2014-10-16 | 2014-10-14 | 2014-11-05 | 2016-11-01 | 2017-02-07 | 2809 | 295500 | Up-front Payment
PGE-003668 | Commercial Pools | Pool Heating | Gas | Pacific Gas and Electric | Incentive:Paid | 128541 | 7 |  | 1 | 18363 |  | 18363 |  | 2014-10-14 12:37 | 2014-11-05 | CALIFORNIA SOLAR THERMAL INC | Retrofit | Orinda | Contra Costa | 92563 | Host Customer is System Owner | [7 empty] | 9119.25 | 47.25 |  | Drainback |  |  |  | 1 | 1 |  | Z12 |  |  |  | PP 48 (2" Model) | 193 | 3 | [5 empty] | FALSE |  |  |  | Maktinta Energy - Solar Brain MKTCT1006 |  | Maktinta Energy - Solar Brain MKTCT1006 | California Department of State Architect | FALSE | 15.77 |  | 2014-09-10 | 2014-10-16 | 2014-10-14 | 2014-11-05 | 2016-11-01 | 2017-02-07 | 2809 | 289500 | Up-front Payment
PGE-003669 | Commercial Pools | Pool Heating | Gas | Pacific Gas and Electric | Incentive:Canceled | 133189 | 7 |  | 1 | 19027 |  | 19027 |  | 2014-10-14 12:39 | 2014-11-05 | CALIFORNIA SOLAR THERMAL INC | Retrofit | Walnut Creek | Contra Costa | 94596 | Host Customer is System Owner | [7 empty] | 8883 | 47.25 |  | Drainback |  |  |  | 1 | 1 |  | Z12 |  |  |  | PP 48 (2" Model) | 188 | 2 | [5 empty] | FALSE |  |  |  | SunEarth - SETRA503 TTR U + Series 200 |  | SunEarth - SETRA503 TTR U + Series 200 | California Department of State Architect | FALSE | 15.58 |  | 2014-09-10 | 2014-10-16 | 2014-10-14 | 2014-11-05 | 2018-02-22 |  | 2438 | 296500 | Up-front Payment
PGE-003670 | Commercial Pools | Pool Heating | Gas | Pacific Gas and Electric | Incentive:Canceled | 40376 | 7 |  | 1 | 5768 |  | 5768 |  | 2014-10-14 12:26 | 2014-11-05 | CALIFORNIA SOLAR THERMAL INC | Retrofit | Moraga | Contra Costa | 94556 | Host Customer is System Owner | [7 empty] | 3411.2 | 42.64 |  | Drainback |  |  |  | 1 | 1 |  | Z03 |  |  |  | 10001735 | 80 | 1 | [5 empty] | FALSE | [5 empty] | SunEarth - SETRA503 TTR U + Series 200 |  | FALSE | 18 |  | 2014-09-10 | 2014-10-16 | 2014-10-14 | 2014-11-05 |  |  | 3644 | 103826 | Up-front Payment
PGE-003671 | Commercial Pools | Pool Heating | Gas | Pacific Gas and Electric | Incentive:Canceled | 54271 | 7 |  | 1 | 7753 |  | 7753 |  | 2014-10-14 12:29 | 2014-11-05 | CALIFORNIA SOLAR THERMAL INC | Retrofit | Moraga | Contra Costa | 94556 | Host Customer is System Owner | [7 empty] | 4690.4 | 42.64 |  | Drainback |  |  |  | 1 | 1 |  | Z03 |  |  |  | 10001735 | 110 | 1 | [5 empty] | FALSE | [5 empty] | SunEarth - SETRA503 TTR U + Series 200 |  | FALSE | 16.63 |  | 2014-09-10 | 2014-10-16 | 2014-10-14 | 2014-11-05 |  |  | 3644 | 128945 | Up-front Payment
PGE-003672 | Commercial Pools | Pool Heating | Gas | Pacific Gas and Electric | Incentive:Canceled | 126637 | 7 |  | 1 | 18091 |  | 18091 |  | 2014-10-14 12:34 | 2014-11-05 | CALIFORNIA SOLAR THERMAL INC | Retrofit | Moraga | Contra Costa | 94556 | Host Customer is System Owner | [7 empty] | 11133.22 | 39.62 |  | Drainback |  |  |  | 1 | 1 |  | Z03 |  |  |  | 10001735 | 281 | 2 | [5 empty] | FALSE |  |  |  | Maktinta Energy - Solar Brain MKTCT1006 |  | Maktinta Energy - Solar Brain MKTCT1006 |  | FALSE | 15.25 |  | 2014-09-10 | 2014-10-17 | 2014-10-14 | 2014-11-05 |  |  | 3643 | 275838 | Up-front Payment
SCG-003678 | Commercial Pools | Pool Heating | Gas | Southern California Gas Company | Incentive:Paid | 9331 | 7 |  | 1 | 1333 |  | 1333 |  | 2014-09-08 06:20 | 2014-09-22 | ENERGY SERVICES | New Construction | palm springs | Riverside | 92264 | Host Customer is System Owner | [7 empty] | 614.25 | 47.25 |  | Drainback |  |  |  | 1 | 1 |  | Z15 |  |  |  | 10204-12 | 13 | 1 | [5 empty] | FALSE |  |  |  | SunEarth - SETRA503 TTR U + Series 200 |  | SunEarth - SETRA503 TTR U + Series 200 | palm springs | FALSE | 7.08 |  | 2014-09-05 |  | 2014-09-08 | 2014-09-22 | 2014-12-06 | 2015-01-05 | 3567 | 9433 | Up-front Payment
SCG-003681 | Commercial Pools | Pool Heating | Gas | Southern California Gas Company | Incentive:Paid | 9709 | 7 |  | 1 | 1387 |  | 1387 |  | 2014-09-04 12:04 | 2014-09-08 | ENERGY SERVICES | New Construction | palm springs | Riverside | 92264 | Host Customer is System Owner | [7 empty] | 432.19 | 39.29 |  | Drainback |  |  |  | 1 | 1 |  | Z15 |  |  |  | 10204-10 | 11 | 1 | [5 empty] | FALSE | [6 empty] | palm springs | FALSE | 7.07 |  | 2014-09-03 |  | 2014-09-04 | 2014-09-08 | 2014-09-25 | 2014-10-10 | 3614 | 9809 | Up-front Payment
PGE-003689 | Single Family Residential | Domestic Hot Water | Gas | Pacific Gas and Electric | Incentive:Paid | 4366 | 29.85 |  | 1 | 189 |  | 168 |  | 2015-01-20 11:24 | 2015-02-03 | A1 SUN INC | Retrofit | BERKELEY | Alameda | 94705 | Host Customer is System Owner | 4 |  | 2010136J | Heliodyne, Inc. | HELIOPAK | HPAK 016 2 408 G 120 ACS F | Indirect Forced Circulation (IF) | 64.44 |  | 408 001 | Glycol | Pressure Stagnation Protection (PSP) | Solar Storage with Tankless Auxiliary Water Heater | 120 | 0.89 | 1 | 55 | Z03 | [18 empty] | City of Berkeley | FALSE | 94.4 |  | 2014-09-02 | 2015-01-26 |  |  | 2015-01-20 | 2015-02-03 | 3424 | 17842 | Up-front Payment
PGE-003690 | Single Family Residential | Domestic Hot Water | Gas | Pacific Gas and Electric | Incentive:Paid | 1555 | 29.85 |  | 1 | 101 |  | 84 |  | 2014-09-08 13:30 | 2014-09-17 | SELF-HELP HOME IMPROVEMENT PROJECT | Retrofit | ANDERSON | Shasta | 96007 | Host Customer is System Owner | 1 |  | 2010068D | Fafco, Inc. | 500 SERIES | 500-96SF-50G-50S | Indirect Forced Circulation (IF) | 97.56 |  | 2x8, 2x12 | Forced Circulation | Unglazed Collectors | Solar Storage and Auxiliary Tanks are separate | 50 | 0.92 | 0.9 | 20 | Z11 | [18 empty] | City of Anderson | FALSE | 29.5 |  | 2011-06-01: 2014-09-03; 2011-08-03: 2014-09-08; 2011-09-20: 2014-09-17 | 3686 | 2979.49 | Up-front Payment
SCG-003691 | Commercial Pools | Pool Heating | Gas | Southern California Gas Company | Reservation:Canceled | 22379 | 7 |  | 1 | 3197 |  | 3197 |  | 2014-09-22 07:33 |  | SUNUP ENERGY | Retrofit | Cathedral City | Riverside | 92234 | Host Customer is System Owner | [7 empty] | 1134 | 47.25 |  | Drainback |  |  |  | 1 | 1 |  | Z15 |  |  |  | 10001-5 | 24 | 1 | [5 empty] | FALSE | [7 empty] | FALSE | 7.26 |  | 2011-06-01: 2014-09-03; 2011-06-21: 2014-11-25; 2011-06-23: 2014-09-22 | 3623 | 23212 | Up-front Payment
SCG-003692 | Commercial Pools | Pool Heating | Gas | Southern California Gas Company | Reservation:Canceled | 15568 | 7 |  | 1 | 2224 |  | 2224 |  | 2014-09-30 22:24 |  | SUNUP ENERGY | Retrofit | Rancho Mirage | Riverside | 92270 | Host Customer is System Owner | [7 empty] | 756 | 47.25 |  | Drainback |  |  |  | 1 | 1 |  | Z15 |  |  |  | 10001-5 | 16 | 2 | [5 empty] | FALSE | [7 empty] | FALSE | 7 |  | 2011-06-01: 2014-09-03; 2011-06-21: 2014-11-25; 2011-06-23: 2014-09-30 | 3623 | 15568 | Up-front Payment
SCG-003693 | Commercial Pools | Pool Heating | Gas | Southern California Gas Company | Reservation:Canceled | 12985 | 7 |  | 1 | 1855 |  | 1855 |  | 2014-09-30 22:23 |  | SUNUP ENERGY | Retrofit | Rancho Mirage | Riverside | 92270 | Host Customer is System Owner | [7 empty] | 661.5 | 47.25 |  | Drainback |  |  |  | 1 | 1 |  | Z15 |  |  |  | 10001-5 | 14 | 1 | [5 empty] | FALSE | [7 empty] | FALSE | 7 |  | 2011-06-01: 2014-09-03; 2011-06-21: 2014-11-25; 2011-06-23: 2014-09-30 | 3623 | 12985 | Up-front Payment
SCG-003694 | Low Income Single Family Residential | Domestic Hot Water | Gas | Southern California Gas Company | Incentive:Paid | 2458 | 36.9 |  | 1 | 120 |  | 96 |  | 2014-09-03 13:43 | 2014-10-26 | COMMUNITY SERVICES AND EMPLOYMENT TRAINING INCORPORATED | Retrofit | Farmersvile | Tulare | 93223 | Host Customer is System Owner | 2 |  | 2010068D | Fafco, Inc. | 500 SERIES | 500-96SF-50G-50S | Indirect Forced Circulation (IF) | 97.56 |  | 2x8, 2x12 | Glycol | Unglazed Collectors | Solar Storage and Auxiliary Tanks are separate | 50 | 0.94 | 0.85 | 35 | Z13 | [18 empty] | County of Visalia | FALSE | 38.6 |  | 2011-06-01: 2014-09-03; 2011-08-03: 2014-09-03; 2011-09-20: 2014-10-26 | 3634 | 4632.53 | Up-front Payment
SCG-003696 | Commercial Pools | Pool Heating | Gas | Southern California Gas Company | Incentive:Paid | 9002 | 7 |  | 1 | 1286 |  | 1286 |  | 2014-10-07 10:35 | 2014-11-07 | CALIFORNIA SOLAR THERMAL INC | Retrofit | Bermuda Dunes | Riverside | 92203 | Host Customer is System Owner | [7 empty] | 483 | 48.3 |  | Drainback |  |  |  | 1 | 1 |  | Z15 |  |  |  | 10001888 | 10 | 1 | [5 empty] | FALSE |  |  |  | SunEarth - SETR A503 TTR U + VFS 20-400 |  | SunEarth - SETR A503 TTR U + VFS 20-400 | County of Riverside | FALSE | 7 |  | 2014-09-03 |  | 2014-10-07 | 2014-11-07 | 2015-05-22 | 2015-06-19 | 3410 | 9002 | Up-front Payment
SCG-003697 | Commercial Pools | Pool Heating | Gas | Southern California Gas Company | Incentive:Canceled | 67739 | 7 |  | 1 | 9677 |  | 9677 |  | 2014-09-10 10:11 | 2014-10-13 |  | Retrofit | Palm Springs | Riverside | 92262 | Host Customer is System Owner | [7 empty] | 2995.4 | 44.05 |  | Drainback |  |  |  | 1 | 1 |  | Z15 |  |  |  | 10001888 | 68 | 1 | [5 empty] | FALSE | [7 empty] | FALSE | 7 |  | 2011-06-01: 2014-09-03; 2011-06-23: 2014-09-10; 2011-07-01: 2014-10-13 | 3666 | 67739 | Up-front Payment
SCG-003698 | Commercial Pools | Pool Heating | Gas | Southern California Gas Company | Reservation:Canceled | 19550 | 7 |  | 1 | 2793 |  | 2793 |  | 2014-09-10 10:11 |  | CALIFORNIA SOLAR THERMAL INC | Retrofit | Palm Springs | Riverside | 92262 | Host Customer is System Owner | [7 empty] | 869.4 | 48.3 |  | Drainback |  |  |  | 1 | 1 |  | Z15 |  |  |  | 10001888 | 18 | 1 | [5 empty] | FALSE | [7 empty] | FALSE | 7 |  | 2011-06-01: 2014-09-03; 2011-06-21: 2014-10-29 | 3650 | 19550 | Up-front Payment
SCG-003699 | Commercial Pools | Pool Heating | Gas | Southern California Gas Company | Reservation:Canceled | 25207 | 7 |  | 1 | 3601 |  | 3601 |  | 2014-09-10 10:12 |  | CALIFORNIA SOLAR THERMAL INC | Retrofit | Palm Springs | Riverside | 92262 | Host Customer is System Owner | [7 empty] | 1159.2 | 48.3 |  | Drainback |  |  |  | 1 | 1 |  | Z15 |  |  |  | 10001888 | 24 | 1 | [5 empty] | FALSE | [7 empty] | FALSE | 7 |  | 2011-06-01: 2014-09-03; 2011-06-21: 2014-10-29 | 3650 | 25207 | Up-front Payment
SCG-003700 | Commercial Pools | Pool Heating | Gas | Southern California Gas Company | Incentive:Paid | 11109 | 7 |  | 1 | 1587 |  | 1587 |  | 2014-09-12 15:50 | 2014-09-22 | ENERGY SERVICES | Retrofit | palm desert | Riverside | 92260 | Host Customer is System Owner | [7 empty] | 614.25 | 47.25 |  | Drainback |  |  |  | 1 | 1 |  | Z15 |  |  |  | 10204-12 | 13 | 1 | [5 empty] | FALSE |  |  |  | SunEarth - SETRA503 TTR U + Series 200 |  | SunEarth - SETRA503 TTR U + Series 200 | palm desert | FALSE | 7.05 |  | 2014-09-09 | 2015-03-31 | 2014-09-12 | 2014-09-22 | 2015-01-14 | 2015-02-02 | 3482 | 11184 | Up-front Payment
SCG-003701 | Commercial Pools | Pool Heating | Gas | Southern California Gas Company | Incentive:Paid | 24800 | 7 |  | 1 | 4171 |  | 4171 |  | 2014-09-17 12:04 | 2014-09-25 | REVCO SOLAR ENGINEERING INC | Retrofit | Palm Desert | Riverside | 92211 | Host Customer is System Owner | [7 empty] | 1296 | 48 |  | Drainback |  |  |  | 1 | 1 |  | Z15 |  |  |  | 10001773 | 27 | 1 | [5 empty] | FALSE | [5 empty] | SunEarth - SETR A503 TTR U + VFS 20-400 | County of Riverside | FALSE | 5.95 |  | 2014-09-04 |  | 2014-09-17 | 2014-09-25 | 2014-11-25 | 2014-12-27 | 3559 | 24800 | Up-front Payment
SCG-003702 | Commercial Pools | Pool Heating | Gas | Southern California Gas Company | Reservation:Canceled | 21525 | 7 |  | 1 | 3075 |  | 3075 |  | 2014-09-18 10:15 |  | SUNUP ENERGY | Retrofit | Palm Springs | Riverside | 92264 | Host Customer is System Owner | [7 empty] | 992.25 | 47.25 |  | Drainback |  |  |  | 1 | 1 |  | Z15 |  |  |  | 10001-5 | 21 | 2 | [5 empty] | FALSE | [7 empty] | FALSE | 7.34 |  | 2011-06-01: 2014-09-04; 2011-06-21: 2014-11-25; 2011-06-23: 2014-09-18 | 3623 | 22556 | Up-front Payment
SCG-003703 | Commercial Pools | Pool Heating | Gas | Southern California Gas Company | Incentive:Canceled | 26527 | 7 |  | 1 | 3867 |  | 3867 |  | 2014-09-18 10:15 | 2014-11-06 |  | Retrofit | Palm Springs | Riverside | 92264 | Host Customer is System Owner | [7 empty] | 1323 | 47.25 |  | Drainback |  |  |  | 1 | 1 |  | Z15 |  |  |  | 10001-5 | 28 | 2 | [5 empty] | FALSE | [7 empty] | FALSE | 6.86 |  | 2011-06-01: 2014-09-04; 2011-06-23: 2014-09-18; 2011-07-01: 2014-11-06 | 3642 | 26527 | Up-front Payment
SCG-003704 | Commercial Pools | Pool Heating | Gas | Southern California Gas Company | Incentive:Paid | 15393 | 7 |  | 1 | 2199 |  | 2199 |  | 2014-09-08 12:17 | 2014-09-19 | ENERGY SERVICES | New Construction | palm desert | Riverside | 92260 | Host Customer is System Owner | [7 empty] | 628.6 | 31.43 |  | Drainback |  |  |  | 1 | 1 |  | Z15 |  |  |  | 10204-08 | 20 | 1 | [5 empty] | FALSE |  |  |  | SunEarth - SETRA503 TTR U + Series 200 |  | SunEarth - SETRA503 TTR U + Series 200 | palm desert | FALSE | 7.05 |  | 2014-09-05 |  | 2014-09-08 | 2014-09-19 | 2014-12-24 | 2015-01-27 | 3537 | 15495 | Up-front Payment
SCG-003706 | Commercial Pools | Pool Heating | Gas | Southern California Gas Company | Incentive:Paid | 10374 | 7 |  | 1 | 1482 |  | 1482 |  | 2014-09-12 15:32 | 2014-09-19 | ENERGY SERVICES | Retrofit | palm desert | Riverside | 92260 | Host Customer is System Owner | [7 empty] | 567 | 47.25 |  | Drainback |  |  |  | 1 | 1 |  | Z15 |  |  |  | 10204-12 | 12 | 1 | [5 empty] | FALSE |  |  |  | SunEarth - SETRA503 TTR U + Series 200 |  | SunEarth - SETRA503 TTR U + Series 200 | palm desert | FALSE | 7.05 |  | 2014-09-09 |  | 2014-09-12 | 2014-09-19 | 2015-01-07 | 2015-01-28 | 3537 | 10454 | Up-front Payment
SCG-003708 | Commercial Pools | Pool Heating | Gas | Southern California Gas Company | Incentive:Paid | 11613 | 7 |  | 1 | 1659 |  | 1659 |  | 2014-09-09 15:56 | 2014-09-22 | ENERGY SERVICES | Retrofit | palm springs | Riverside | 92262 | Host Customer is System Owner | [7 empty] | 614.25 | 47.25 |  | Drainback |  |  |  | 1 | 1 |  | Z15 |  |  |  | 10204-12 | 13 | 1 | [5 empty] | FALSE |  |  |  | SunEarth - SETRA503 TTR U + Series 200 |  | SunEarth - SETRA503 TTR U + Series 200 | palm springs | FALSE | 7.08 |  | 2014-09-08 |  | 2014-09-09 | 2014-09-22 | 2014-11-26 | 2015-01-26 | 3539 | 11748 | Up-front Payment
SCG-003709 | Commercial Pools | Pool Heating | Gas | Southern California Gas Company | Reservation:Canceled | 8580 | 5 |  | 1 | 1716 |  | 1716 |  | 2014-09-22 12:23 |  | CALIFORNIA SOLAR THERMAL INC | Retrofit | Santa Ana | Orange | 92706 | Host Customer is System Owner | [7 empty] | 676.2 | 48.3 |  | Drainback |  |  |  | 1 | 1 |  | Z08 |  |  |  | 10001888 | 14 | 1 | [5 empty] | FALSE | [7 empty] | FALSE | 5.8 |  | 2011-06-01: 2014-09-05; 2011-06-21: 2014-11-13 | 3103 | 9951 | Up-front Payment
SCG-003710 | Commercial Pools | Pool Heating | Gas | Southern California Gas Company | Reservation:Canceled | 10320 | 5 |  | 1 | 2064 |  | 2064 |  | 2014-09-22 12:22 |  | CALIFORNIA SOLAR THERMAL INC | Retrofit | Santa Ana | Orange | 92706 | Host Customer is System Owner | [7 empty] | 772.8 | 48.3 |  | Drainback |  |  |  | 1 | 1 |  | Z08 |  |  |  | 10001888 | 16 | 1 | [5 empty] | FALSE | [7 empty] | FALSE | 5.76 |  | 2011-06-01: 2014-09-05; 2011-06-21: 2014-11-13 | 3103 | 11886 | Up-front Payment
SDG-003711 | Single Family Residential | Domestic Hot Water | Gas | San Diego Gas and Electric | Incentive:Paid | 1985 | 29.85 |  | 1 | 70 |  | 66 |  | 2014-11-12 14:29 | 2014-11-21 | ADROIT ENERGY INC | New Construction | La Jolla | San Diego | 92037 | Host Customer is System Owner | 4 |  | 2012012B | KIOTO Clear Energy AG | SOLPAL (formerly Solcrafte) | SOLPAL L-G | Direct Integral Collector Storage (DI) | 26.11 |  | Solpal L |  |  | Solar Storage with Tankless Auxiliary Water Heater |  | 1 | 0.95 | 55 | Z07 | [18 empty] | City of San Diego | FALSE | 67.86 |  | 2011-06-01: 2014-09-05; 2011-08-03: 2014-11-12; 2011-09-20: 2014-11-21 | 3420 | 4750 | Up-front Payment
SCG-003712 | Commercial Pools | Pool Heating | Gas | Southern California Gas Company | Reservation:Canceled | 34145 | 5 |  | 1 | 6829 |  | 6829 |  | 2014-09-22 12:24 |  | CALIFORNIA SOLAR THERMAL INC | Retrofit | Rancho Cucamonga | San Bernardino | 91730 | Host Customer is System Owner | [7 empty] | 2415 | 48.3 |  | Drainback |  |  |  | 1 | 1 |  | Z10 |  |  |  | 10001888 | 50 | 1 | [5 empty] | FALSE | [7 empty] | FALSE | 6.34 |  | 2011-06-01: 2014-09-05; 2011-06-21: 2014-11-13 | 3103 | 43329 | Up-front Payment
SCG-003713 | Commercial Pools | Pool Heating | Gas | Southern California Gas Company | Reservation:Canceled | 13295 | 5 |  | 1 | 2659 |  | 2659 |  | 2014-09-22 12:25 |  | CALIFORNIA SOLAR THERMAL INC | Retrofit | La Palma | Orange | 90623 | Host Customer is System Owner | [7 empty] | 1062.6 | 48.3 |  | Drainback |  |  |  | 1 | 1 |  | Z08 |  |  |  | 10001888 | 22 | 1 | [5 empty] | FALSE | [7 empty] | FALSE | 5.76 |  | 2011-06-01: 2014-09-05; 2011-06-21: 2014-11-13 | 3103 | 15323 | Up-front Payment
SCG-003714 | Commercial Pools | Pool Heating | Gas | Southern California Gas Company | Reservation:Canceled | 13310 | 5 |  | 1 | 2662 |  | 2662 |  | 2014-09-22 12:25 |  | CALIFORNIA SOLAR THERMAL INC | Retrofit | La Quinta | Riverside | 92253 | Host Customer is System Owner | [7 empty] | 808.56 | 44.92 |  | Drainback |  |  |  | 1 | 1 |  | Z15 |  |  |  | 10001888 | 18 | 1 | [5 empty] | FALSE | [7 empty] | FALSE | 6.54 |  | 2011-06-01: 2014-09-05; 2011-06-21: 2014-11-13 | 3103 | 17413 | Up-front Payment
SCG-003715 | Commercial Pools | Pool Heating | Gas | Southern California Gas Company | Reservation:Canceled | 17835 | 5 |  | 1 | 3567 |  | 3567 |  | 2014-09-22 12:26 |  | CALIFORNIA SOLAR THERMAL INC | Retrofit | La Quinta | Riverside | 92253 | Host Customer is System Owner | [7 empty] | 966 | 48.3 |  | Drainback |  |  |  | 1 | 1 |  | Z15 |  |  |  | 10001888 | 20 | 1 | [5 empty] | FALSE | [7 empty] | FALSE | 6.62 |  | 2011-06-01: 2014-09-05; 2011-06-21: 2014-11-13 | 3103 | 23616 | Up-front Payment
SCG-003716 | Commercial Pools | Pool Heating | Gas | Southern California Gas Company | Reservation:Canceled | 10430 | 5 |  | 1 | 2086 |  | 2086 |  | 2014-09-22 12:27 |  | CALIFORNIA SOLAR THERMAL INC | Retrofit | Ontario | San Bernardino | 91762 | Host Customer is System Owner | [7 empty] | 869.4 | 48.3 |  | Drainback |  |  |  | 1 | 1 |  | Z10 |  |  |  | 10001888 | 18 | 1 | [5 empty] | FALSE | [7 empty] | FALSE | 6.29 |  | 2011-06-01: 2014-09-05; 2011-06-21: 2014-11-13 | 3103 | 13116 | Up-front Payment
SCG-003717 | Commercial Pools | Pool Heating | Gas | Southern California Gas Company | Reservation:Canceled | 5330 | 5 |  | 1 | 1066 |  | 1066 |  | 2014-09-22 12:28 |  | CALIFORNIA SOLAR THERMAL INC | Retrofit | Redondo Beach | Los Angeles | 90277 | Host Customer is System Owner | [7 empty] | 540.84 | 45.07 |  | Drainback |  |  |  | 1 | 1 |  | Z06 |  |  |  | 10001888 | 12 | 1 | [5 empty] | FALSE | [7 empty] | FALSE | 9.98 |  | 2011-06-01: 2014-09-05; 2011-06-21: 2014-11-13 | 3103 | 10636 | Up-front Payment
PGE-003718 | Commercial Pools | Pool Heating | Gas | Pacific Gas and Electric | Incentive:Paid | 4004 | 7 |  | 1 | 572 |  | 572 |  | 2014-09-09 08:57 | 2014-09-30 | SUNTREK INDUSTRIES INC | Retrofit | SAN MATEO | San Mateo | 94403 | Host Customer is System Owner | [7 empty] | 1500 | 50 |  | Drainback |  |  |  | 1 | 1 |  | Z03 |  |  |  | 2007048A | 30 | 12 | [5 empty] | FALSE |  |  |  | SunEarth - SETR A503 TTR U + VFS 20-400 |  | SunEarth - SETR A503 TTR U + VFS 20-400 | San Mateo | FALSE | 47.92 |  | 2014-09-05 | 2014-09-15 | 2014-09-09 | 2014-09-30 | 2014-10-02 | 2015-02-05 | 3538 | 27410 | Up-front Payment
SCG-003719 | Commercial Pools | Pool Heating | Gas | Southern California Gas Company | Reservation:Canceled | 10355 | 5 |  | 1 | 2071 |  | 2071 |  | 2014-09-22 12:28 |  | CALIFORNIA SOLAR THERMAL INC | Retrofit | San Jacinto | Riverside | 92583 | Host Customer is System Owner | [7 empty] | 732.6 | 40.7 |  | Drainback |  |  |  | 1 | 1 |  | Z10 |  |  |  | 10001888 | 18 | 1 | [5 empty] | FALSE | [7 empty] | FALSE | 6.36 |  | 2011-06-01: 2014-09-05; 2011-06-21: 2014-11-13 | 3103 | 13164 | Up-front Payment
SDG-003720 | Commercial Pools | Pool Heating | Gas | San Diego Gas and Electric | Incentive:Paid | 11500 | 7 |  | 1 | 1643 |  | 1643 |  | 2014-10-09 11:14 | 2014-11-06 | CALIFORNIA SOLAR THERMAL INC | Retrofit | El Cajon | San Diego | 92020 | Host Customer is System Owner | [7 empty] | 724.5 | 48.3 |  | Drainback |  |  |  | 1 | 1 |  | Z10 |  |  |  | 10001888 | 15 | 1 | [5 empty] | FALSE |  |  |  | SunEarth - SETR A503 TTR U + VFS 20-400 |  | SunEarth - SETR A503 TTR U + VFS 20-400 | City of El Cajon | FALSE | 7 |  | 2014-09-05 | 2014-11-03 | 2014-10-09 | 2014-11-06 | 2016-05-07 | 2016-05-16 | 3056 | 11500 | Up-front Payment
PGE-003722 | Single Family Residential | Domestic Hot Water | Gas | Pacific Gas and Electric | Incentive:Paid | 1522 | 29.85 |  | 1 | 107 |  | 82 |  | 2014-10-09 12:35 | 2014-10-15 | COMMUNITY RESOURCE PROJECT INC | Retrofit | SACRAMENTO | Sacramento | 95834 | Host Customer is System Owner | 3 |  | 2010068D | Fafco, Inc. | 500 SERIES | 500-96SF-50G-50S | Indirect Forced Circulation (IF) | 97.56 |  | 2x8, 2x12 | Glycol | Pressure Stagnation Protection (PSP) | Solar Storage and Auxiliary Tanks are separate | 50 | 0.9 | 0.85 | 45 | Z12 | [18 empty] | City of Sacramento | FALSE | 23.04 |  | 2011-06-01: 2014-09-05; 2011-08-03: 2014-10-09; 2011-09-20: 2014-10-15 | 3463 | 2465.69 | Up-front Payment
SCG-003724 | Commercial Pools | Pool Heating | Gas | Southern California Gas Company | Incentive:Paid | 11109 | 7 |  | 1 | 1587 |  | 1587 |  | 2014-09-12 15:55 | 2014-09-22 | ENERGY SERVICES | Retrofit | palm desert | Riverside | 92260 | Host Customer is System Owner | [7 empty] | 614.25 | 47.25 |  | Drainback |  |  |  | 1 | 1 |  | Z15 |  |  |  | 10204-12 | 13 | 1 | [5 empty] | FALSE |  |  |  | SunEarth - SETRA503 TTR U + Series 200 |  | SunEarth - SETRA503 TTR U + Series 200 | palm desert | FALSE | 7.05 |  | 2014-09-09 | 2015-04-02 | 2014-09-12 | 2014-09-22 | 2015-01-20 | 2015-02-02 | 3474 | 11184 | Up-front Payment
SCG-003725 | Commercial Pools | Pool Heating | Gas | Southern California Gas Company | Incentive:Paid | 11718 | 7 |  | 1 | 1674 |  | 1674 |  | 2014-09-12 16:02 | 2014-09-22 | ENERGY SERVICES | Retrofit | palm desert | Riverside | 92260 | Host Customer is System Owner | [7 empty] | 661.5 | 47.25 |  | Drainback |  |  |  | 1 | 1 |  | Z15 |  |  |  | 10204-12 | 14 | 1 | [5 empty] | FALSE |  |  |  | SunEarth - SETRA503 TTR U + Series 200 |  | SunEarth - SETRA503 TTR U + Series 200 | palm desert | FALSE | 7.04 |  | 2014-09-09 |  | 2014-09-12 | 2014-09-22 | 2015-03-05 | 2015-04-20 | 3457 | 11790 | Up-front Payment
SCG-003726 | Commercial Pools | Pool Heating | Gas | Southern California Gas Company | Incentive:Paid | 11718 | 7 |  | 1 | 1674 |  | 1674 |  | 2014-09-12 15:59 | 2014-09-22 | ENERGY SERVICES | Retrofit | palm desert | Riverside | 92260 | Host Customer is System Owner | [7 empty] | 661.5 | 47.25 |  | Drainback |  |  |  | 1 | 1 |  | Z15 |  |  |  | 10204-12 | 14 | 1 | [5 empty] | FALSE |  |  |  | SunEarth - SETRA503 TTR U + Series 200 |  | SunEarth - SETRA503 TTR U + Series 200 | palm desert | FALSE | 7.04 |  | 2014-09-09 | 2015-04-02 | 2014-09-12 | 2014-09-22 | 2015-01-20 | 2015-02-02 | 3473 | 11790 | Up-front Payment
SCG-003727 | Commercial Pools | Pool Heating | Gas | Southern California Gas Company | Incentive:Paid | 10374 | 7 |  | 1 | 1482 |  | 1482 |  | 2014-09-12 15:42 | 2014-09-22 | ENERGY SERVICES | Retrofit | palm desert | Riverside | 92260 | Host Customer is System Owner | [7 empty] | 567 | 47.25 |  | Drainback |  |  |  | 1 | 1 |  | Z15 |  |  |  | 10204-12 | 12 | 1 | [5 empty] | FALSE |  |  |  | SunEarth - SETRA503 TTR U + Series 200 |  | SunEarth - SETRA503 TTR U + Series 200 | palm desert | FALSE | 7.05 |  | 2014-09-09 |  | 2014-09-12 | 2014-09-22 | 2014-12-19 | 2015-01-07 | 3553 | 10454 | Up-front Payment
SCG-003728 | Commercial Pools | Pool Heating | Gas | Southern California Gas Company | Incentive:Paid | 11109 | 7 |  | 1 | 1587 |  | 1587 |  | 2014-09-12 15:39 | 2014-09-22 | ENERGY SERVICES | Retrofit | palm desert | Riverside | 92260 | Host Customer is System Owner | [7 empty] | 614.25 | 47.25 |  | Drainback |  |  |  | 1 | 1 |  | Z15 |  |  |  | 10204-12 | 13 | 1 | [5 empty] | FALSE |  |  |  | SunEarth - SETRA503 TTR U + Series 200 |  | SunEarth - SETRA503 TTR U + Series 200 | palm desert | FALSE | 7.05 |  | 2014-09-09 | 2015-04-02 | 2014-09-12 | 2014-09-22 | 2015-01-14 | 2015-02-02 | 3473 | 11184 | Up-front Payment
SCG-003731 | Commercial Pools | Pool Heating | Gas | Southern California Gas Company | Incentive:Paid | 15148 | 7 |  | 1 | 2164 |  | 2164 |  | 2014-09-12 15:34 | 2014-09-19 | ENERGY SERVICES | Retrofit | palm desert | Riverside | 92260 | Host Customer is System Owner | [7 empty] | 945 | 47.25 |  | Drainback |  |  |  | 1 | 1 |  | Z15 |  |  |  | 10204-12 | 20 | 1 | [5 empty] | FALSE | [5 empty] | SunEarth - SETRA503 TTR U + Series 200 | palm desert | FALSE | 7.03 |  | 2014-09-09 |  | 2014-09-12 | 2014-09-19 | 2014-10-15 | 2014-10-31 | 3628 | 15223 | Up-front Payment
SCG-003732 | Commercial Pools | Pool Heating | Gas | Southern California Gas Company | Incentive:Paid | 10374 | 7 |  | 1 | 1482 |  | 1482 |  | 2014-09-12 15:23 | 2014-09-19 | ENERGY SERVICES | Retrofit | palm desert | Riverside | 92260 | Host Customer is System Owner | [7 empty] | 567 | 47.25 |  | Drainback |  |  |  | 1 | 1 |  | Z15 |  |  |  | 10204-12 | 12 | 1 | [5 empty] | FALSE | [5 empty] | SunEarth - SETRA503 TTR U + Series 200 | palm desert | FALSE | 7.05 |  | 2014-09-09 |  | 2014-09-12 | 2014-09-19 | 2014-10-28 | 2014-11-06 | 3623 | 10454 | Up-front Payment
SCG-003733 | Commercial Pools | Pool Heating | Gas | Southern California Gas Company | Incentive:Paid | 11718 | 7 |  | 1 | 1674 |  | 1674 |  | 2014-09-12 16:06 | 2014-09-22 | ENERGY SERVICES | Retrofit | palm desert | Riverside | 92260 | Host Customer is System Owner | [7 empty] | 661.5 | 47.25 |  | Drainback |  |  |  | 1 | 1 |  | Z15 |  |  |  | 10204-12 | 14 | 1 | [5 empty] | FALSE |  |  |  | SunEarth - SETRA503 TTR U + Series 200 |  | SunEarth - SETRA503 TTR U + Series 200 | palm desert | FALSE | 7.04 |  | 2014-09-09 |  | 2014-09-12 | 2014-09-22 | 2015-03-05 | 2015-04-16 | 3473 | 11790 | Up-front Payment
SCG-003734 | Commercial Pools | Pool Heating | Gas | Southern California Gas Company | Incentive:Paid | 10454 | 7 |  | 1 | 1587 |  | 1587 |  | 2014-09-12 15:46 | 2014-09-22 | ENERGY SERVICES | Retrofit | palm desert | Riverside | 92260 | Host Customer is System Owner | [7 empty] | 614.25 | 47.25 |  | Drainback |  |  |  | 1 | 1 |  | Z15 |  |  |  | 10204-12 | 13 | 1 | [5 empty] | FALSE | [5 empty] | SunEarth - SETRA503 TTR U + Series 200 | palm desert | FALSE | 6.59 |  | 2014-09-09 |  | 2014-09-12 | 2014-09-22 | 2014-11-10 | 2014-12-08 | 3599 | 10454 | Up-front Payment
PGE-003736 | Commercial/Multifamily Residential | Domestic Hot Water | Gas | Pacific Gas and Electric | Incentive:Paid | 32284 | 20.19 |  | 1 | 1599 |  | 1599 |  | 2014-09-08 16:25 | 2014-10-10 | ACR SOLAR INTERNATIONAL CORP | Retrofit | ROSEVILLE | Roseville | 95661 | Host Customer is System Owner | [7 empty] | 467.36 | 20.32 |  | Drainback |  | Solar Storage and Auxiliary Tanks are separate |  | 1 | 1 | 2400 | Z11 | 1000 | Full meals served | Meal Service Restaurant | 10001885 | 23 | 3 | 700 | 1 | 100 | 1 | 199000 | TRUE | 115 | 118 |  | Amatis Controls - AM-JOULE |  | Amatis Controls - AM-JOULE | City of Roseville | FALSE | 40.16 |  | 2014-09-08 | 2014-09-15 | 2014-09-08 | 2014-10-10 | 2015-03-06 | 2015-03-12 | 3421 | 64220.11 | Up-front Payment
SCG-003738 | Commercial Pools | Pool Heating | Gas | Southern California Gas Company | Reservation:Canceled | 29675 | 7 |  | 1 | 9597 |  | 9597 |  |  |  | MOHR POWER SOLAR INC | Retrofit | Beaumont | Riverside | 92223 | Host Customer is System Owner | [7 empty] | 3350 | 50 |  | Drainback |  |  |  | 1 | 1 |  | Z10 |  |  |  | 10001884 | 67 | 1 | [5 empty] | FALSE | [7 empty] | FALSE | 6.18 |  | 2011-06-01: 2014-09-08; 2011-06-21: 2015-01-27 | 3560 | 59350 | Up-front Payment
SCG-003739 | Commercial Pools | Pool Heating | Gas | Southern California Gas Company | Incentive:Paid | 49399 | 7 |  | 1 | 7057 |  | 7057 |  | 2014-09-10 14:05 | 2014-09-19 | SUNTREK INDUSTRIES INC | Retrofit | Irvine | Orange | 92612 | Host Customer is System Owner | [7 empty] | 3128 | 46 |  | Drainback |  |  |  | 1 | 1 |  | Z08 |  |  |  | 2007048A | 68 | 1 | [5 empty] | FALSE |  |  |  | SunEarth - SETR A503 TTR U + VFS 20-400 |  | SunEarth - SETR A503 TTR U + VFS 20-400 | City of Irvine | FALSE | 7.55 |  | 2014-09-08 |  | 2014-09-10 | 2014-09-19 | 2016-09-12 | 2016-09-20 | 2950 | 53274 | Up-front Payment
SCG-003740 | Commercial Pools | Pool Heating | Gas | Southern California Gas Company | Incentive:Paid | 33159 | 7 |  | 1 | 4737 |  | 4737 |  | 2014-09-17 15:12 | 2014-10-17 | CALIFORNIA SOLAR THERMAL INC | Retrofit | Coachella | Riverside | 92236 | Host Customer is System Owner | [7 empty] | 1396.8 | 43.65 |  | Drainback |  |  |  | 1 | 1 |  | Z15 |  |  |  | 10001888 | 32 | 1 | [5 empty] | FALSE |  |  |  | SunEarth - SETR A503 TTR U + VFS 20-400 |  | SunEarth - SETR A503 TTR U + VFS 20-400 | Riverside County | FALSE | 7 |  | 2014-09-09 |  | 2014-09-17 | 2014-10-17 | 2016-05-30 | 2016-06-06 | 3062 | 33159 | Up-front Payment
PGE-003741 | Single Family Residential | Domestic Hot Water | Gas | Pacific Gas and Electric | Incentive:Paid | 1839 | 29.85 |  | 1 | 120 |  | 99 |  | 2014-09-18 09:24 | 2014-09-23 | FRESNO COUNTY ECONOMIC OPPORTUNITIES COMMISSION | Retrofit | FRESNO | Fresno | 93725 | Host Customer is System Owner | 3 |  | 2010068D | Fafco, Inc. | 500 SERIES | 500-96SF-50G-50S | Indirect Forced Circulation (IF) | 97.56 |  | 2x8, 2x12 | Forced Circulation |  | Solar Storage and Auxiliary Tanks are separate | 50 | 0.97 | 0.85 | 45 | Z13 | [18 empty] | Fresno | FALSE | 33.39 |  | 2011-06-01: 2014-09-08; 2011-08-03: 2014-09-18; 2011-09-20: 2014-09-23 | 3677 | 4007.17 | Up-front Payment
PGE-003743 | Single Family Residential | Domestic Hot Water | Gas | Pacific Gas and Electric | Incentive:Paid | 4027 | 29.85 |  | 1 | 142 |  | 135 |  | 2014-09-23 17:59 | 2014-09-30 | ADVANCED HOME ENERGY INC | Retrofit | OAKLAND | Alameda | 94605 | Host Customer is System Owner | 2 |  | 2007023A | HTP, Inc. | PHOENIX SOLAR | PH-80S | Indirect Forced Circulation (IF) | 39.79 |  | SS-40 | Glycol | Advanced Controller with a Vacation or Holiday Mode | Solar Storage and Auxiliary Tanks are separate | 80 | 1 | 0.95 | 35 | Z03 | [11 empty] | FALSE | [6 empty] | Oakland | FALSE | 57.93 |  | 2014-09-09 | 2014-09-30 |  |  | 2014-09-23 | 2014-09-30 | 3413 | 8225.59 | Up-front Payment
PGE-003744 | Single Family Residential | Domestic Hot Water | Gas | Pacific Gas and Electric | Incentive:Paid | 4366 | 29.85 |  | 1 | 179 |  | 179 |  | 2014-09-19 12:54 | 2014-10-16 | WARM CORPORATION WEST | New Construction | ATHERTON | San Mateo | 94027 | Host Customer is System Owner | 4 |  | 2007023B | HTP, Inc. | PHOENIX SOLAR | PH-119S | Indirect Forced Circulation (IF) | 63.82 |  | SS-32 | Glycol | Steam Back | Solar and Auxiliary Storage are the same Tank | 119 | 1 | 1 | 55 | Z03 | [18 empty] | Town of Atherton | FALSE | 124.3 |  | 2011-06-01: 2014-09-09; 2011-08-03: 2014-09-19; 2011-09-20: 2014-10-16 | 3424 | 22250.5 | Up-front Payment
SCG-003747 | Commercial Pools | Pool Heating | Gas | Southern California Gas Company | Incentive:Canceled | 5186 | 7 |  | 1 | 741 |  | 741 |  | 2014-09-18 13:28 | 2014-11-26 |  | Retrofit | Fountain Valley | Orange | 92708 | Host Customer is System Owner | [7 empty] | 676.2 | 48.3 |  | Drainback |  |  |  | 1 | 1 |  | Z06 |  |  |  | 10001888 | 14 | 1 | [5 empty] | FALSE | [7 empty] | FALSE | 7 |  | 2014-09-10 | 2014-11-13 | 2014-09-18 | 2014-11-26 |  |  | 3623 | 5186 | Up-front Payment
SCG-003748 | Commercial Pools | Pool Heating | Gas | Southern California Gas Company | Incentive:Paid | 7588 | 7 |  | 1 | 1084 |  | 1084 |  | 2014-09-18 13:47 | 2014-10-08 | CALIFORNIA SOLAR THERMAL INC | Retrofit | Orange | Orange | 92868 | Host Customer is System Owner | [7 empty] | 437.4 | 43.74 |  | Drainback |  |  |  | 1 | 1 |  | Z08 |  |  |  | 10001888 | 10 | 1 | [5 empty] | FALSE | [6 empty] | County of Orange | FALSE | 7 |  | 2014-09-10 |  | 2014-09-18 | 2014-10-08 | 2016-07-13 | 2016-07-13 | 3019 | 7588 | Up-front Payment
SCG-003749 | Commercial Pools | Pool Heating | Gas | Southern California Gas Company | Incentive:Canceled | 13265 | 7 |  | 1 | 1895 |  | 1895 |  | 2014-09-18 13:33 | 2014-11-26 |  | Retrofit | Diamond Bar | Los Angeles | 91755 | Host Customer is System Owner | [7 empty] | 772.8 | 48.3 |  | Drainback |  |  |  | 1 | 1 |  | Z09 |  |  |  | 10001888 | 16 | 1 | [5 empty] | FALSE | [7 empty] | FALSE | 7 |  | 2014-09-10 | 2014-11-13 | 2014-09-18 | 2014-11-26 |  |  | 3623 | 13265 | Up-front Payment
SCG-003750 | Commercial Pools | Pool Heating | Gas | Southern California Gas Company | Incentive:Canceled | 8722 | 7 |  | 1 | 1246 |  | 1246 |  | 2014-09-18 13:32 | 2014-11-25 |  | Retrofit | Hawthorne | Los Angeles | 90250 | Host Customer is System Owner | [7 empty] | 579.6 | 48.3 |  | Drainback |  |  |  | 1 | 1 |  | Z08 |  |  |  | 10001888 | 12 | 1 | [5 empty] | FALSE | [7 empty] | FALSE | 7 |  | 2014-09-10 | 2014-11-13 | 2014-09-18 | 2014-11-25 |  |  | 3623 | 8722 | Up-front Payment
SCG-003751 | Commercial Pools | Pool Heating | Gas | Southern California Gas Company | Incentive:Canceled | 9225 | 7 |  | 1 | 1318 |  | 1318 |  | 2014-09-18 13:49 | 2014-11-25 |  | Retrofit | Orange | Orange | 92868 | Host Customer is System Owner | [7 empty] | 579.6 | 48.3 |  | Drainback |  |  |  | 1 | 1 |  | Z08 |  |  |  | 10001888 | 12 | 1 | [5 empty] | FALSE | [7 empty] | FALSE | 7 |  | 2014-09-10 | 2014-11-13 | 2014-09-18 | 2014-11-25 |  |  | 3623 | 9225 | Up-front Payment
SCG-003752 | Commercial Pools | Pool Heating | Gas | Southern California Gas Company | Incentive:Canceled | 12313 | 7 |  | 1 | 1759 |  | 1759 |  | 2014-09-18 13:29 | 2014-11-25 |  | Retrofit | Anaheim | Orange | 92806 | Host Customer is System Owner | [7 empty] | 772.8 | 48.3 |  | Drainback |  |  |  | 1 | 1 |  | Z08 |  |  |  | 10001888 | 16 | 1 | [5 empty] | FALSE | [7 empty] | FALSE | 7 |  | 2014-09-10 | 2014-11-13 | 2014-09-18 | 2014-11-25 |  |  | 3623 | 12313 | Up-front Payment
SCG-003753 | Commercial Pools | Pool Heating | Gas | Southern California Gas Company | Incentive:Canceled | 15867 | 7 |  | 1 | 2267 |  | 2267 |  | 2014-09-18 13:45 | 2014-11-25 |  | Retrofit | Mission Viejo | Orange | 92692 | Host Customer is System Owner | [7 empty] | 966 | 48.3 |  | Drainback |  |  |  | 1 | 1 |  | Z08 |  |  |  | 10001888 | 20 | 1 | [5 empty] | FALSE | [7 empty] | FALSE | 7 |  | 2014-09-10 | 2014-11-13 | 2014-09-18 | 2014-11-25 |  |  | 3623 | 15867 | Up-front Payment
SCG-003754 | Commercial Pools | Pool Heating | Gas | Southern California Gas Company | Incentive:Canceled | 13341 | 7 |  | 1 | 1920 |  | 1920 |  | 2014-09-18 13:23 | 2014-11-25 |  | Retrofit | Laguna Woods | Orange | 92637 | Host Customer is System Owner | [7 empty] | 851.4 | 42.57 |  | Drainback |  |  |  | 1 | 1 |  | Z08 |  |  |  | 10001888 | 20 | 1 | [5 empty] | FALSE | [7 empty] | FALSE | 6.95 |  | 2014-09-10 | 2014-11-13 | 2014-09-18 | 2014-11-25 |  |  | 3623 | 13341 | Up-front Payment
SCG-003755 | Commercial Pools | Pool Heating | Gas | Southern California Gas Company | Reservation:Canceled | 12628 | 7 |  | 1 | 1804 |  | 1804 |  | 2014-09-18 13:19 |  |  | Retrofit | Yorba Linda | Orange | 92887 | Host Customer is System Owner | [7 empty] | 772.8 | 48.3 |  | Drainback |  |  |  | 1 | 1 |  | Z08 |  |  |  | 10001888 | 16 | 1 | [5 empty] | FALSE | [7 empty] | FALSE | 7 |  | 2011-06-01: 2014-09-10; 2011-06-21: 2014-11-13 | 3623 | 12628 | Up-front Payment
SCG-003756 | Commercial Pools | Pool Heating | Gas | Southern California Gas Company | Incentive:Canceled | 10512 | 7 |  | 1 | 1502 |  | 1502 |  | 2014-09-18 13:35 | 2014-11-25 |  | Retrofit | Moreno Valley | Riverside | 92553 | Host Customer is System Owner | [7 empty] | 660.94 | 47.21 |  | Drainback |  |  |  | 1 | 1 |  | Z10 |  |  |  | 10001888 | 14 | 1 | [5 empty] | FALSE | [7 empty] | FALSE | 7 |  | 2014-09-10 | 2014-11-13 | 2014-09-18 | 2014-11-25 |  |  | 3623 | 10512 | Up-front Payment
SCG-003757 | Commercial Pools | Pool Heating | Gas | Southern California Gas Company | Incentive:Canceled | 13748 | 7 |  | 1 | 1964 |  | 1964 |  | 2014-09-18 13:36 | 2014-11-25 |  | Retrofit | Chino Hills | San Bernardino | 91709 | Host Customer is System Owner | [7 empty] | 772.8 | 48.3 |  | Drainback |  |  |  | 1 | 1 |  | Z10 |  |  |  | 10001888 | 16 | 1 | [5 empty] | FALSE | [7 empty] | FALSE | 7 |  | 2014-09-10 | 2014-11-13 | 2014-09-18 | 2014-11-25 |  |  | 3623 | 13748 | Up-front Payment
SCG-003758 | Commercial Pools | Pool Heating | Gas | Southern California Gas Company | Incentive:Canceled | 11457 | 7 |  | 1 | 1637 |  | 1637 |  | 2014-09-18 13:25 | 2014-11-25 |  | Retrofit | Corona | Riverside | 92882 | Host Customer is System Owner | [7 empty] | 772.8 | 48.3 |  | Drainback |  |  |  | 1 | 1 |  | Z10 |  |  |  | 10001888 | 16 | 1 | [5 empty] | FALSE | [7 empty] | FALSE | 7 |  | 2014-09-10 | 2014-11-13 | 2014-09-18 | 2014-11-25 |  |  | 3623 | 11457 | Up-front Payment
SCG-003759 | Commercial Pools | Pool Heating | Gas | Southern California Gas Company | Incentive:Canceled | 11932 | 7 |  | 1 | 1705 |  | 1705 |  | 2014-09-18 13:44 | 2014-11-25 |  | Retrofit | Corona | Riverside | 92879 | Host Customer is System Owner | [7 empty] | 676.2 | 48.3 |  | Drainback |  |  |  | 1 | 1 |  | Z10 |  |  |  | 10001888 | 14 | 1 | [5 empty] | FALSE | [7 empty] | FALSE | 7 |  | 2014-09-10 | 2014-11-13 | 2014-09-18 | 2014-11-25 |  |  | 3623 | 11932 | Up-front Payment
SCG-003760 | Commercial Pools | Pool Heating | Gas | Southern California Gas Company | Incentive:Canceled | 17185 | 7 |  | 1 | 2455 |  | 2455 |  | 2014-09-18 13:43 | 2014-11-25 |  | Retrofit | Ontario | San Bernardino | 91764 | Host Customer is System Owner | [7 empty] | 966 | 48.3 |  | Drainback |  |  |  | 1 | 1 |  | Z10 |  |  |  | 10001888 | 20 | 1 | [5 empty] | FALSE | [7 empty] | FALSE | 7 |  | 2014-09-10 | 2014-11-13 | 2014-09-18 | 2014-11-25 |  |  | 3623 | 17185 | Up-front Payment
SCG-003761 | Commercial Pools | Pool Heating | Gas | Southern California Gas Company | Incentive:Canceled | 19807 | 7 |  | 1 | 2830 |  | 2830 |  | 2014-09-18 13:21 | 2014-11-25 |  | Retrofit | Ontario | San Bernardino | 91761 | Host Customer is System Owner | [7 empty] | 1062.6 | 48.3 |  | Drainback |  |  |  | 1 | 1 |  | Z10 |  |  |  | 10001888 | 22 | 1 | [5 empty] | FALSE | [7 empty] | FALSE | 7 |  | 2014-09-10 | 2014-11-13 | 2014-09-18 | 2014-11-25 |  |  | 3623 | 19807 | Up-front Payment
SCG-003762 | Commercial Pools | Pool Heating | Gas | Southern California Gas Company | Incentive:Canceled | 13391 | 7 |  | 1 | 1913 |  | 1913 |  | 2014-09-18 13:42 | 2014-11-25 |  | Retrofit | Ontario | San Bernardino | 91764 | Host Customer is System Owner | [7 empty] | 732.6 | 40.7 |  | Drainback |  |  |  | 1 | 1 |  | Z10 |  |  |  | 10001888 | 18 | 1 | [5 empty] | FALSE | [7 empty] | FALSE | 7 |  | 2014-09-10 | 2014-11-13 | 2014-09-18 | 2014-11-25 |  |  | 3623 | 13391 | Up-front Payment
SCG-003763 | Commercial Pools | Pool Heating | Gas | Southern California Gas Company | Incentive:Canceled | 15456 | 7 |  | 1 | 2208 |  | 2208 |  | 2014-09-18 13:27 | 2014-11-25 |  | Retrofit | Redlands | San Bernardino | 92374 | Host Customer is System Owner | [7 empty] | 869.4 | 48.3 |  | Drainback |  |  |  | 1 | 1 |  | Z10 |  |  |  | 10001888 | 18 | 1 | [5 empty] | FALSE | [7 empty] | FALSE | 7 |  | 2014-09-10 | 2014-11-13 | 2014-09-18 | 2014-11-25 |  |  | 3623 | 15456 | Up-front Payment
SCG-003764 | Commercial Pools | Pool Heating | Gas | Southern California Gas Company | Incentive:Canceled | 8043 | 7 |  | 1 | 1149 |  | 1149 |  | 2014-09-18 13:31 | 2014-11-25 |  | Retrofit | Costa Mesa | Orange | 92626 | Host Customer is System Owner | [7 empty] | 966 | 48.3 |  | Drainback |  |  |  | 1 | 1 |  | Z06 |  |  |  | 10001888 | 20 | 1 | [5 empty] | FALSE | [7 empty] | FALSE | 7 |  | 2014-09-11 | 2014-11-13 | 2014-09-18 | 2014-11-25 |  |  | 3623 | 8043 | Up-front Payment
SCG-003765 | Commercial Pools | Pool Heating | Gas | Southern California Gas Company | Incentive:Canceled | 6881 | 7 |  | 1 | 983 |  | 983 |  | 2014-09-18 13:39 | 2014-11-25 |  | Retrofit | Costa Mesa | Orange | 92626 | Host Customer is System Owner | [7 empty] | 772.8 | 48.3 |  | Drainback |  |  |  | 1 | 1 |  | Z06 |  |  |  | 10001888 | 16 | 1 | [5 empty] | FALSE | [7 empty] | FALSE | 7 |  | 2014-09-11 | 2014-11-13 | 2014-09-18 | 2014-11-25 |  |  | 3623 | 6881 | Up-front Payment
SCG-003766 | Commercial Pools | Pool Heating | Gas | Southern California Gas Company | Incentive:Canceled | 6367 | 7 |  | 1 | 910 |  | 910 |  | 2014-09-18 13:38 | 2014-11-25 |  | Retrofit | Seal Beach | Orange | 90740 | Host Customer is System Owner | [7 empty] | 772.8 | 48.3 |  | Drainback |  |  |  | 1 | 1 |  | Z06 |  |  |  | 10001888 | 16 | 1 | [5 empty] | FALSE | [7 empty] | FALSE | 7 |  | 2014-09-10 | 2014-11-13 | 2014-09-18 | 2014-11-25 |  |  | 3623 | 6367 | Up-front Payment
SDG-003767 | Commercial Pools | Pool Heating | Gas | San Diego Gas and Electric | Incentive:Paid | 11081 | 7 |  | 1 | 1693 |  | 1693 |  | 2014-09-24 16:51 | 2014-12-08 | CALIFORNIA SOLAR THERMAL INC | Retrofit | El Cajon | San Diego | 92021 | Host Customer is System Owner | [7 empty] | 651.2 | 40.7 |  | Drainback |  |  |  | 1 | 1 |  | Z10 |  |  |  | 10001888 | 16 | 1 | [5 empty] | FALSE |  |  |  | SunEarth - SETR A503 TTR U + VFS 20-400 |  | SunEarth - SETR A503 TTR U + VFS 20-400 | San Diego County | FALSE | 6.55 |  | 2014-09-11 | 2014-09-25 | 2014-09-24 | 2014-12-08 | 2015-10-13 | 2015-10-27 | 3266 | 11081 | Up-front Payment
PGE-003768 | Single Family Residential | Domestic Hot Water | Gas | Pacific Gas and Electric | Incentive:Paid | 3842 | 29.85 |  | 1 | 130 |  | 129 |  | 2014-09-11 17:23 | 2014-09-22 | AZTEC SOLAR INC | Retrofit | STOCKTON | San Joaquin | 95212 | Host Customer is System Owner | 3 |  | 2001001A | SunEarth, Inc. | SOLARAY | TE40P-80-2G | Indirect Forced Circulation (IF) | 40.9 |  | EP-40 / EP-40-0.75 | Glycol | Advanced Controller with a Vacation or Holiday Mode | Solar Storage and Auxiliary Tanks are separate | 80 | 0.99 | 1 | 45 | Z12 | [18 empty] | City of Stockton | FALSE | 59.98 |  | 2011-06-01: 2014-09-11; 2011-08-03: 2014-09-11; 2011-09-20: 2014-09-22 | 3424 | 7797 | Up-front Payment
PGE-003769 | Single Family Residential | Domestic Hot Water | Gas | Pacific Gas and Electric | Incentive:Paid | 1821 | 29.85 |  | 1 | 61 |  | 61 |  | 2015-08-12 20:46 | 2015-09-21 | ENERGY EQUITY | Retrofit | CORTE MADERA | Marin | 94925 | Host Customer is System Owner | 2 |  | 30003825 | SunEarth, Inc. | CopperHeart | CP-40G | Direct Integral Collector Storage (DI) | 24.96 |  | CP-40 |  |  | Solar Storage and Auxiliary Tanks are separate | 40 | 1 | 1 | 35 | Z03 | [18 empty] | Corta Madera | FALSE | 63.95 |  | 2014-09-11 | 2015-08-31 |  |  | 2015-08-12 | 2015-09-21 | 3306 | 3901 | Up-front Payment
SCG-003770 | Commercial Pools | Pool Heating | Gas | Southern California Gas Company | Incentive:Paid | 13069 | 7 |  | 1 | 1867 |  | 1867 |  | 2014-10-01 11:04 | 2014-10-20 | ALL VALLEY SOLAR INC | Retrofit | Los Angeles | Los Angeles | 90048 | Host Customer is System Owner | [7 empty] | 450.45 | 40.95 |  | Drainback |  |  |  | 1 | 1 |  | Z09 |  |  |  | 10001803 | 11 | 2 | [5 empty] | FALSE | [6 empty] | LADBS | FALSE | 16.44 |  | 2014-09-30 |  | 2014-10-01 | 2014-10-20 | 2016-04-18 | 2016-04-27 | 3095 | 30700 | Up-front Payment
SDG-003771 | Single Family Residential | Domestic Hot Water | Gas | San Diego Gas and Electric | Incentive:Paid | 3284 | 29.85 |  | 1 | 110 |  | 110 |  | 2014-09-15 08:41 | 2014-09-18 | ADROIT ENERGY INC | Retrofit | Solana Beach | San Diego | 92075 | Host Customer is System Owner | 4 |  | 2012012D | KIOTO Clear Energy AG | SOLPAL (formerly Solcrafte) | SOLPAL L-GT | Direct Integral Collector Storage (DI) | 26.11 |  | Solpal L |  |  | Solar Storage with Tankless Auxiliary Water Heater | 52 | 1 | 1 | 55 | Z07 | [18 empty] | City of Solana Beach | FALSE | 41.55 |  | 2014-09-11 | 2014-09-16 |  |  | 2014-09-15 | 2014-09-18 | 3420 | 4570 | Up-front Payment
SCG-003773 | Commercial Pools | Pool Heating | Gas | Southern California Gas Company | Incentive:Paid | 12452 | 7 |  | 1 | 1779 |  | 1779 |  | 2014-09-15 10:54 | 2014-10-17 | CALIFORNIA SOLAR THERMAL INC | Retrofit | Highland | San Bernardino | 92346 | Host Customer is System Owner | [7 empty] | 676.2 | 48.3 |  | Drainback |  |  |  | 1 | 1 |  | Z10 |  |  |  | 10001888 | 14 | 1 | [5 empty] | FALSE |  |  |  | SunEarth - SETR A503 TTR U + VFS 20-400 |  | SunEarth - SETR A503 TTR U + VFS 20-400 | San Bernardino County | FALSE | 7 |  | 2014-09-12 |  | 2014-09-15 | 2014-10-17 | 2016-07-19 | 2016-07-22 | 3013 | 12452 | Up-front Payment
SCG-003774 | Commercial Pools | Pool Heating | Gas | Southern California Gas Company | Incentive:Paid | 12577 | 7 |  | 1 | 1797 |  | 1797 |  | 2014-09-15 10:54 | 2014-10-17 | CALIFORNIA SOLAR THERMAL INC | Retrofit | Riverside | Riverside | 92506 | Host Customer is System Owner | [7 empty] | 676.2 | 48.3 |  | Drainback |  |  |  | 1 | 1 |  | Z10 |  |  |  | 10001888 | 14 | 1 | [5 empty] | FALSE |  |  |  | SunEarth - SETR A503 TTR U + VFS 20-400 |  | SunEarth - SETR A503 TTR U + VFS 20-400 | Riverside County | FALSE | 7 |  | 2014-09-12 |  | 2014-09-15 | 2014-10-17 | 2015-06-08 | 2015-06-19 | 3410 | 12577 | Up-front Payment
PGE-003775 | Single Family Residential | Domestic Hot Water | Gas | Pacific Gas and Electric | Incentive:Paid | 1562 | 29.85 |  | 1 | 58 |  | 52 |  | 2015-01-26 13:39 | 2015-02-12 | KARL D'ANGELO PLUMBING | Retrofit | PETALUMA | Sonoma | 94952 | Host Customer is System Owner | 2 |  | 30003825 | SunEarth, Inc. | CopperHeart | CP-40G | Direct Integral Collector Storage (DI) | 24.96 |  | CP-40 |  |  | Solar Storage and Auxiliary Tanks are separate | 40 | 0.95 | 0.95 | 35 | Z02 | [18 empty] | Petaluma | FALSE | 62.41 |  | 2014-09-12 | 2015-02-04 |  |  | 2015-01-26 | 2015-02-12 | 3424 | 3620 | Up-front Payment
SCG-003777 | Commercial Pools | Pool Heating | Gas | Southern California Gas Company | Incentive:Paid | 11109 | 7 |  | 1 | 1587 |  | 1587 |  | 2014-09-16 17:15 | 2014-09-25 | ENERGY SERVICES | Retrofit | palm desert | Riverside | 92260 | Host Customer is System Owner | [7 empty] | 614.25 | 47.25 |  | Drainback |  |  |  | 1 | 1 |  | Z15 |  |  |  | 10204-12 | 13 | 1 | [5 empty] | FALSE | [5 empty] | SunEarth - SETRA503 TTR U + Series 200 | palm desert | FALSE | 7.05 |  | 2014-09-16 |  | 2014-09-16 | 2014-09-25 | 2014-11-10 | 2014-12-08 | 3599 | 11184 | Up-front Payment
SCG-003778 | Commercial Pools | Pool Heating | Gas | Southern California Gas Company | Incentive:Paid | 11184 | 7 |  | 1 | 2097 |  | 2097 |  | 2014-09-16 17:18 | 2014-09-30 | ENERGY SERVICES | Retrofit | palm desert | Riverside | 92260 | Host Customer is System Owner | [7 empty] | 614.25 | 47.25 |  | Drainback |  |  |  | 1 | 1 |  | Z15 |  |  |  | 10204-12 | 13 | 1 | [5 empty] | FALSE | [5 empty] | SunEarth - SETRA503 TTR U + Series 200 | palm desert | FALSE | 5.33 |  | 2014-09-16 |  | 2014-09-16 | 2014-09-30 | 2014-10-28 | 2014-11-06 | 3623 | 11184 | Up-front Payment
SCG-003779 | Commercial Pools | Pool Heating | Gas | Southern California Gas Company | Incentive:Paid | 11907 | 7 |  | 1 | 1701 |  | 1701 |  | 2014-10-03 13:46 | 2014-10-20 | ENERGY SERVICES | Retrofit | palm springs | Riverside | 92264 | Host Customer is System Owner | [7 empty] | 756 | 47.25 |  | Drainback |  |  |  | 1 | 1 |  | Z15 |  |  |  | 10204-12 | 16 | 1 | [5 empty] | FALSE |  |  |  | SunEarth - SETRA503 TTR U + Series 200 |  | SunEarth - SETRA503 TTR U + Series 200 | palm springs | FALSE | 7.01 |  | 2014-10-02 |  | 2014-10-03 | 2014-10-20 | 2015-01-05 | 2015-01-28 | 3537 | 11925 | Up-front Payment
SCG-003780 | Low Income Multifamily Residential | Domestic Hot Water | Gas | Southern California Gas Company | Reservation:Canceled |  | 24.89 |  | 1 | 1256 |  | 1256 |  |  |  |  | Retrofit |  | Los Angeles | 90222 | Host Customer is System Owner | [7 empty] | 409.5 | 40.95 |  | Drainback | Advanced Controller with a Vacation or Holiday Mode | Solar Storage and Auxiliary Tanks are separate |  | 1 | 1 | 760 | Z08 | 20 | Units | Apartments/Condos | 10001803 | 10 | 1 | 528 | 2 | 200 | 2 | 398000 | TRUE | 140 | 140 | [5 empty] | FALSE | 0 |  | 2011-06-01: 2014-09-12 | 3697 |  | Up-front Payment
SCG-003781 | Commercial Pools | Pool Heating | Gas | Southern California Gas Company | Incentive:Canceled | 46249 | 7 |  | 1 | 6607 |  | 6607 |  | 2014-10-28 14:05 | 2014-11-05 | SUNUP ENERGY | Retrofit | Indio | Indio | 92201 | Host Customer is System Owner | [7 empty] | 2003.79 | 39.29 |  | Drainback |  |  |  | 1 | 1 |  | Z15 |  |  |  | SU410 | 51 | 2 | [5 empty] | FALSE | [7 empty] | FALSE | 7 |  | 2011-06-01: 2014-09-12; 2011-06-23: 2014-10-28; 2011-07-01: 2014-11-05 | 3643 | 46250 | Up-front Payment
SCG-003782 | Commercial Pools | Pool Heating | Gas | Southern California Gas Company | Incentive:Canceled | 17192 | 7 |  | 1 | 2456 |  | 2456 |  | 2014-10-28 14:02 | 2014-11-05 | SUNUP ENERGY | Retrofit | Indio | Indio | 92201 | Host Customer is System Owner | [7 empty] | 785.8 | 39.29 |  | Drainback |  |  |  | 1 | 1 |  | Z15 |  |  |  | SU410 | 20 | 2 | [5 empty] | FALSE | [7 empty] | FALSE | 7 |  | 2011-06-01: 2014-09-12; 2011-06-23: 2014-10-28; 2011-07-01: 2014-11-05 | 3643 | 17192 | Up-front Payment
PGE-003783 | Commercial/Multifamily Residential | Domestic Hot Water | Gas | Pacific Gas and Electric | Reservation:Canceled | 3533 | 17.16 |  | 2 | 175 |  | 175 |  |  |  | BERGQUAM ENERGY SYSTEMS | Retrofit | Yuba City | Sutter | 95993 | Host Customer is System Owner | [7 empty] | 80 | 40 |  | Glycol | Advanced Controller with a Thermal Cycling Function | Solar Storage and Auxiliary Tanks are separate |  | 1 | 1 | 150 | Z11 | 15 | Beds | Retirement/Nursing Homes | 1981098C | 2 | 1 | 120 | 1 | 100 | 1 | 200000 | TRUE | 140 | 110 | [5 empty] | FALSE | 95.03 |  | 2011-06-01: 2014-09-14 | 3695 | 16630 | Up-front Payment
PGE-003785 | Low Income Single Family Residential | Domestic Hot Water | Gas | Pacific Gas and Electric | Incentive:Paid | 2661 | 36.9 |  | 1 | 107 |  | 104 |  | 2014-09-18 15:03 | 2014-09-23 | MERCED COUNTY COMMUNITY ACTION BOARD | Retrofit | MERCED | Merced | 95341 | Host Customer is System Owner | 5 |  | 2010068D | Fafco, Inc. | 500 SERIES | 500-96SF-50G-50S | Indirect Forced Circulation (IF) | 97.56 |  | 2x8, 2x12 | Glycol | Advanced Controller with a Vacation or Holiday Mode | Solar Storage and Auxiliary Tanks are separate | 49.929 | 0.97 | 1 | 65 | Z12 | [18 empty] | CITY OF MERCED | FALSE | 67.66 |  | 2011-06-01: 2014-09-15; 2011-08-03: 2014-09-18; 2011-09-20: 2014-09-23 | 3677 | 7239.73 | Up-front Payment
PGE-003786 | Low Income Single Family Residential | Domestic Hot Water | Gas | Pacific Gas and Electric | Incentive:Paid | 2689 | 36.9 |  | 1 | 107 |  | 105 |  | 2014-09-19 17:55 | 2014-09-23 | MERCED COUNTY COMMUNITY ACTION BOARD | Retrofit | MERCED | Merced | 95341 | Host Customer is System Owner | 5 |  | 2010068D | Fafco, Inc. | 500 SERIES | 500-96SF-50G-50S | Indirect Forced Circulation (IF) | 97.56 |  | 2x8, 2x12 | Glycol | Advanced Controller with a Vacation or Holiday Mode | Solar Storage and Auxiliary Tanks are separate | 49.929 | 0.98 | 1 | 65 | Z12 | [18 empty] | MECED COUNTY | FALSE | 64.51 |  | 2011-06-01: 2014-09-15; 2011-08-03: 2014-09-19; 2011-09-20: 2014-09-23 | 3677 | 6902.07 | Up-front Payment
SCG-003787 | Commercial Pools | Pool Heating | Gas | Southern California Gas Company | Incentive:Canceled | 28917 | 7 |  | 1 | 4131 |  | 4131 |  | 2014-11-10 07:43 | 2014-12-08 | CALIFORNIA SOLAR THERMAL INC | Retrofit | Palm Desert | Riverside | 92260 | Host Customer is System Owner | [7 empty] | 1352.4 | 48.3 |  | Drainback |  |  |  | 1 | 1 |  | Z15 |  |  |  | 10001888 | 28 | 1 | [5 empty] | FALSE | [7 empty] | FALSE | 7 |  | 2014-09-15 | 2014-11-13 | 2014-11-10 | 2014-12-08 |  |  | 3610 | 28917 | Up-front Payment
SCG-003788 | Commercial Pools | Pool Heating | Gas | Southern California Gas Company | Incentive:Paid | 44237 | 7 |  | 1 | 6320 |  | 6320 |  | 2014-09-17 10:03 | 2014-10-17 | CALIFORNIA SOLAR THERMAL INC | Retrofit | Palm Springs | Riverside | 92264 | Host Customer is System Owner | [7 empty] | 1932 | 48.3 |  | Drainback |  |  |  | 1 | 1 |  | Z15 |  |  |  | 10001888 | 40 | 1 | [5 empty] | FALSE |  |  |  | SunEarth - SETR A503 TTR U + VFS 20-400 |  | SunEarth - SETR A503 TTR U + VFS 20-400 | Riverside County | FALSE | 7 |  | 2014-09-15 |  | 2014-09-17 | 2014-10-17 | 2016-04-11 | 2016-04-15 | 3107 | 44237 | Up-front Payment
SCG-003790 | Commercial Pools | Pool Heating | Gas | Southern California Gas Company | Incentive:Canceled | 9303 | 7 |  | 1 | 1329 |  | 1329 |  | 2014-09-17 09:11 | 2014-10-17 | CALIFORNIA SOLAR THERMAL INC | Retrofit | Whittier | Los Angeles | 90605 | Host Customer is System Owner | [7 empty] | 579.6 | 48.3 |  | Drainback |  |  |  | 1 | 1 |  | Z09 |  |  |  | 10001888 | 12 | 1 | [5 empty] | FALSE | [7 empty] | FALSE | 7 |  | 2011-06-01: 2014-09-16; 2011-06-23: 2014-09-17; 2011-07-01: 2014-10-17 | 3662 | 9303 | Up-front Payment
PGE-003791 | Low Income Single Family Residential | Domestic Hot Water | Gas | Pacific Gas and Electric | Incentive:Paid | 2984 | 36.9 |  | 1 | 120 |  | 116 |  | 2014-11-07 09:17 | 2014-12-05 | FRESNO COUNTY ECONOMIC OPPORTUNITIES COMMISSION | Retrofit | FRESNO | Fresno | 93703 | Host Customer is System Owner | 5 |  | 2010068D | Fafco, Inc. | 500 SERIES | 500-96SF-50G-50S | Indirect Forced Circulation (IF) | 97.56 |  | 2x8, 2x12 | Glycol | Advanced Controller with a Thermal Cycling Function | Solar Storage and Auxiliary Tanks are separate | 50 | 0.97 | 1 | 65 | Z13 | [18 empty] | Fresno | FALSE | 34.9 |  | 2014-09-16 | 2014-12-05 |  |  | 2014-11-07 | 2014-12-05 | 3579 | 4188.42 | Up-front Payment
SCG-003792 | Commercial Pools | Pool Heating | Gas | Southern California Gas Company | Incentive:Paid | 13552 | 7 |  | 1 | 1936 |  | 1936 |  | 2014-09-22 14:56 | 2014-10-24 | CALIFORNIA SOLAR THERMAL INC | Retrofit | Palm Springs | Riverside | 92264 | Host Customer is System Owner | [7 empty] | 676.2 | 48.3 |  | Drainback |  |  |  | 1 | 1 |  | Z15 |  |  |  | 10001888 | 14 | 1 | [5 empty] | FALSE |  |  |  | SunEarth - SETR A503 TTR U + VFS 20-400 |  | SunEarth - SETR A503 TTR U + VFS 20-400 | Riverside County | FALSE | 7.68 |  | 2014-09-17 |  | 2014-09-22 | 2014-10-24 | 2015-07-24 | 2015-08-07 | 3340 | 14874 | Up-front Payment
SCG-003793 | Commercial Pools | Pool Heating | Gas | Southern California Gas Company | Incentive:Paid | 13258 | 7 |  | 1 | 1894 |  | 1894 |  | 2014-09-23 13:30 | 2014-10-16 | THE SOLAR ENERGY COMPANY INC | Retrofit | Carpinteria | Santa Barbara | 93013 | Host Customer is System Owner | [7 empty] | 715.66 | 32.53 |  | Drainback |  |  |  | 1 | 1 |  | Z06 |  |  |  | 2006017A | 22 | 1 | [5 empty] | FALSE | [5 empty] | SunEarth - SETR0603mcU + VFS 20-400 | City of Carpinteria | FALSE | 10.08 |  | 2014-09-17 |  | 2014-09-23 | 2014-10-16 | 2014-10-20 | 2014-10-31 | 3628 | 19100 | Up-front Payment
SDG-003794 | Single Family Residential | Domestic Hot Water | Gas | San Diego Gas and Electric | Incentive:Paid | 1751 | 29.85 |  | 1 | 69 |  | 59 |  | 2015-03-23 15:20 | 2015-05-04 | ADROIT ENERGY INC | Retrofit | San Diego | San Diego | 92131 | Host Customer is System Owner | 4 |  | 2012012B | KIOTO Clear Energy AG | SOLPAL (formerly Solcrafte) | SOLPAL L-G | Direct Integral Collector Storage (DI) | 26.11 |  | Solpal L |  |  | Solar Storage and Auxiliary Tanks are separate | 53.1 | 1 | 0.85 | 55 | Z10 | [18 empty] | San Diego | FALSE | 107.39 |  | 2014-09-17 | 2015-04-01 |  |  | 2015-03-23 | 2015-05-04 | 3447 | 7410 | Up-front Payment
SCG-003795 | Commercial Pools | Pool Heating | Gas | Southern California Gas Company | Incentive:Paid | 23114 | 7 |  | 1 | 3302 |  | 3302 |  | 2014-09-19 11:57 | 2014-10-21 | ALL VALLEY SOLAR INC | Retrofit | Los Angeles | Los Angeles | 90034 | Host Customer is System Owner | [7 empty] | 819 | 40.95 |  | Drainback |  |  |  | 1 | 1 |  | Z08 |  |  |  | 10001803 | 20 | 2 | [5 empty] | FALSE |  |  |  | SunEarth - SETR A503 TTR U + VFS 5-100 |  | SunEarth - SETR A503 TTR U + VFS 5-100 | LADBS | FALSE | 10.79 |  | 2014-09-19 |  | 2014-09-19 | 2014-10-21 | 2015-05-05 | 2015-05-11 | 3431 | 35623 | Up-front Payment
SCG-003796 | Commercial/Multifamily Residential | Domestic Hot Water | Gas | Southern California Gas Company | Incentive:Paid | 124229 | 20.19 |  | 1 | 6153 |  | 6153 |  | 2014-09-19 11:58 | 2014-10-29 | ALL VALLEY SOLAR INC | Retrofit | Los Angeles | Los Angeles | 90034 | Host Customer is System Owner | [7 empty] | 1719.9 | 40.95 |  | Drainback |  | Solar Storage and Auxiliary Tanks are separate |  | 1 | 1 | 3154 | Z08 | 83 | Units | Apartments/Condos | 10001803 | 42 | 3 | 2800 | 1 | 864 | 4 | 1197000 | TRUE | 120 | 140 |  | SunEarth - SETR A503 TTR U + VFS 5-100 |  | SunEarth - SETR A503 TTR U + VFS 5-100 | LADBS | FALSE | 32.45 |  | 2014-09-19 |  | 2014-09-19 | 2014-10-29 | 2015-05-05 | 2015-05-12 | 3426 | 199672 | Up-front Payment
PGE-003797 | Single Family Residential | Domestic Hot Water | Gas | Pacific Gas and Electric | Incentive:Paid | 1770 | 29.85 |  | 1 | 107 |  | 95 |  | 2014-12-05 12:37 | 2015-02-06 | COMMUNITY RESOURCE PROJECT INC | Retrofit | SACRAMENTO | Sacramento | 95820 | Host Customer is System Owner | 2 |  | 2010068D | Fafco, Inc. | 500 SERIES | 500-96SF-50G-50S | Indirect Forced Circulation (IF) | 97.56 |  | 2x8, 2x12 | Glycol | Unglazed Collectors | Solar Storage and Auxiliary Tanks are separate | 50 | 0.89 | 1 | 35 | Z12 | [18 empty] | SACRMENTIO COUNTY | FALSE | 24.45 |  | 2014-09-17 | 2014-12-17 |  |  | 2014-12-05 | 2015-02-06 | 3463 | 2616.52 | Up-front Payment
PGE-003798 | Single Family Residential | Domestic Hot Water | Gas | Pacific Gas and Electric | Incentive:Paid | 4119 | 29.85 |  | 1 | 138 |  | 138 |  | 2015-03-09 08:22 | 2015-03-25 | B E S - BRANDALICK ENERGY SERVICE | Retrofit | WINDSOR | Sonoma | 95492 | Host Customer is System Owner | 4 |  | 2011093B | Integrated Solar LLC | ARCHITECTURAL SERIES DRAINBACK SOLAR WATER HEATING SYSTEMS | ASDX-80-G-32PX2 | Indirect Forced Circulation (IF) | 63.72 |  | AS408P | Automatic Drainback |  | Solar Storage and Auxiliary Tanks are separate | 80 | 1 | 1 | 55 | Z02 | [18 empty] | Windsor, Ca | FALSE | 48.59 |  | 2014-09-18 | 2015-03-25 |  |  | 2015-03-09 | 2015-03-25 | 3424 | 6705 | Up-front Payment
SDG-003799 | Commercial Pools | Pool Heating | Gas | San Diego Gas and Electric | Incentive:Paid | 8364 | 7 |  | 1 | 1298 |  | 1246 |  | 2014-10-06 19:44 | 2014-10-28 | SUNTREK INDUSTRIES INC | Retrofit | San Diego | San Diego | 92119 | Host Customer is System Owner | [7 empty] | 460 | 20 |  | Drainback |  |  |  | 0.96 | 1 |  | Z10 |  |  |  | 2007048A | 23 | 1 | [5 empty] | FALSE | [6 empty] | City of San Diego | FALSE | 6.44 |  | 2014-09-18 | 2014-10-15 | 2014-10-06 | 2014-10-28 | 2015-04-20 | 2015-06-01 | 3419 | 8364 | Up-front Payment
SDG-003800 | Commercial Pools | Pool Heating | Gas | San Diego Gas and Electric | Incentive:Paid | 7724 | 7 |  | 1 | 1126 |  | 1103 |  | 2014-10-06 19:39 | 2014-10-28 | SUNTREK INDUSTRIES INC | Retrofit | San Diego | San Diego | 92119 | Host Customer is System Owner | [7 empty] | 450 | 30 |  | Drainback |  |  |  | 0.98 | 1 |  | Z10 |  |  |  | 2007048A | 15 | 1 | [5 empty] | FALSE | [6 empty] | City of San Diego | FALSE | 7.2 |  | 2014-09-18 | 2014-10-15 | 2014-10-06 | 2014-10-28 | 2015-04-20 | 2015-06-01 | 3419 | 8105 | Up-front Payment
SCG-003801 | Commercial Pools | Pool Heating | Gas | Southern California Gas Company | Incentive:Paid | 10857 | 7 |  | 1 | 1551 |  | 1551 |  | 2014-09-19 13:36 | 2014-10-24 | CALIFORNIA SOLAR THERMAL INC | Retrofit | Corona | Riverside | 92879 | Host Customer is System Owner | [7 empty] | 579.6 | 48.3 |  | Drainback |  |  |  | 1 | 1 |  | Z10 |  |  |  | 10001888 | 12 | 1 | [5 empty] | FALSE |  |  |  | SunEarth - SETR A503 TTR U + VFS 20-400 |  | SunEarth - SETR A503 TTR U + VFS 20-400 | Riverside County | FALSE | 7 |  | 2014-09-18 |  | 2014-09-19 | 2014-10-24 | 2016-07-30 | 2016-08-11 | 2992 | 10857 | Up-front Payment
SCG-003802 | Commercial Pools | Pool Heating | Gas | Southern California Gas Company | Incentive:Paid | 12565 | 7 |  | 1 | 1795 |  | 1795 |  | 2014-09-26 13:57 | 2014-10-16 | ENERGY SERVICES | New Construction | palm desert | Riverside | 92260 | Host Customer is System Owner | [7 empty] | 691.46 | 31.43 |  | Drainback |  |  |  | 1 | 1 |  | Z15 |  |  |  | 10204-08 | 22 | 1 | [5 empty] | FALSE |  |  |  | SunEarth - SETRA503 TTR U + Series 200 |  | SunEarth - SETRA503 TTR U + Series 200 | palm desert | FALSE | 7.03 |  | 2014-09-23 |  | 2014-09-26 | 2014-10-16 | 2015-04-15 | 2015-05-11 | 3432 | 12615 | Up-front Payment
SCG-003804 | Commercial Pools | Pool Heating | Gas | Southern California Gas Company | Incentive:Paid | 16527 | 7 |  | 1 | 2361 |  | 2361 |  | 2014-10-09 06:10 | 2014-11-12 | CALIFORNIA SOLAR THERMAL INC | Retrofit | Palm Springs | Riverside | 92264 | Host Customer is System Owner | [7 empty] | 869.4 | 48.3 |  | Drainback |  |  |  | 1 | 1 |  | Z15 |  |  |  | 10001888 | 18 | 1 | [5 empty] | FALSE |  |  |  | SunEarth - SETR A503 TTR U + VFS 20-400 |  | SunEarth - SETR A503 TTR U + VFS 20-400 | Riverside County | FALSE | 7.91 |  | 2014-09-22 |  | 2014-10-09 | 2014-11-12 | 2015-05-26 | 2015-06-19 | 3410 | 18687 | Up-front Payment
PGE-003805 | Low Income Multifamily Residential | Domestic Hot Water | Gas | Pacific Gas and Electric | Incentive:Paid | 97703 | 24.89 |  | 1 | 4132 |  | 3925 |  | 2014-10-08 14:28 | 2014-10-30 | SOLARIX SYSTEMS | New Construction | SAN FRANCISCO | San Francisco | 94114 | Host Customer is System Owner | [7 empty] | 1486.29 | 40.17 |  | Glycol | Pressure Stagnation Protection (PSP) | Solar Storage and Auxiliary Tanks are separate |  | 0.95 | 1 | 2850 | Z03 | 75 | Units | Apartments/Condos | 2010115A | 37 | 1 | 1950 | 1 | 320 | 1 | 399999 | TRUE | 140 | 120 |  | Heliodyne - Delta-T Pro Ethernet |  | Heliodyne - Delta-T Pro Ethernet | CIty of San Francisco | FALSE | 30.74 |  | 2014-09-22 | 2014-10-14 | 2014-10-08 | 2014-10-30 | 2015-02-23 | 2015-02-26 | 3424 | 127000 | Up-front Payment
PGE-003806 | Low Income Single Family Residential | Domestic Hot Water | Gas | Pacific Gas and Electric | Incentive:Paid | 2485 | 36.9 |  | 1 | 120 |  | 97 |  | 2014-09-25 09:36 | 2014-10-01 | FRESNO COUNTY ECONOMIC OPPORTUNITIES COMMISSION | Retrofit | FRESNO | Fresno | 93726 | Host Customer is System Owner | 5 |  | 2010068D | Fafco, Inc. | 500 SERIES | 500-96SF-50G-50S | Indirect Forced Circulation (IF) | 97.56 |  | 2x8, 2x12 | Forced Circulation | Advanced Controller with a Thermal Cycling Function | Solar Storage and Auxiliary Tanks are separate | 50 | 0.95 | 0.85 | 65 | Z13 | [18 empty] | Fresno | FALSE | 33.48 |  | 2014-09-23 | 2014-09-30 |  |  | 2014-09-25 | 2014-10-01 | 3673 | 4017.57 | Up-front Payment
SCG-003808 | Commercial Pools | Pool Heating | Gas | Southern California Gas Company | Incentive:Paid | 13139 | 7 |  | 1 | 1877 |  | 1877 |  | 2014-10-06 13:12 | 2014-11-05 | CALIFORNIA SOLAR THERMAL INC | Retrofit | Hemet | Riverside | 92543 | Host Customer is System Owner | [7 empty] | 869.4 | 48.3 |  | Drainback |  |  |  | 1 | 1 |  | Z10 |  |  |  | 10001888 | 18 | 1 | [5 empty] | FALSE |  |  |  | SunEarth - SETR A503 TTR U + VFS 20-400 |  | SunEarth - SETR A503 TTR U + VFS 20-400 | Riverside County | FALSE | 7 |  | 2014-09-24 |  | 2014-10-06 | 2014-11-05 | 2014-12-22 | 2015-01-27 | 3539 | 13139 | Up-front Payment
SCG-003809 | Commercial Pools | Pool Heating | Gas | Southern California Gas Company | Incentive:Paid | 49091 | 7 |  | 1 | 7013 |  | 7013 |  | 2014-10-08 12:21 | 2014-11-05 | CALIFORNIA SOLAR THERMAL INC | Retrofit | Palm Springs | Riverside | 92262 | Host Customer is System Owner | [7 empty] | 2608.2 | 48.3 |  | Drainback |  |  |  | 1 | 1 |  | Z15 |  |  |  | 10001888 | 54 | 1 | [5 empty] | FALSE |  |  |  | SunEarth - SETR A503 TTR U + VFS 20-400 |  | SunEarth - SETR A503 TTR U + VFS 20-400 | County of Riverside | FALSE | 7 |  | 2014-09-24 |  | 2014-10-08 | 2014-11-05 | 2015-03-26 | 2015-04-20 | 3462 | 49091 | Up-front Payment
SCG-003810 | Commercial Pools | Pool Heating | Gas | Southern California Gas Company | Incentive:Paid | 16436 | 7 |  | 1 | 2348 |  | 2348 |  | 2014-09-24 16:55 | 2014-10-24 | CALIFORNIA SOLAR THERMAL INC | Retrofit | Palm Springs | Riverside | 92262 | Host Customer is System Owner | [7 empty] | 821.1 | 48.3 |  | Drainback |  |  |  | 1 | 1 |  | Z15 |  |  |  | 10001888 | 17 | 1 | [5 empty] | FALSE |  |  |  | SunEarth - SETR A503 TTR U + VFS 20-400 |  | SunEarth - SETR A503 TTR U + VFS 20-400 | Riverside County | FALSE | 7 |  | 2014-09-24 |  | 2014-09-24 | 2014-10-24 | 2014-12-22 | 2015-01-27 | 3498 | 16436 | Up-front Payment
SCG-003811 | Commercial Pools | Pool Heating | Gas | Southern California Gas Company | Incentive:Paid | 31311 | 7 |  | 1 | 4473 |  | 4473 |  | 2014-09-24 16:54 | 2014-10-24 | CALIFORNIA SOLAR THERMAL INC | Retrofit | Palm Springs | Riverside | 92262 | Host Customer is System Owner | [7 empty] | 1545.6 | 48.3 |  | Drainback |  |  |  | 1 | 1 |  | Z15 |  |  |  | 10001888 | 32 | 1 | [5 empty] | FALSE |  |  |  | SunEarth - SETR A503 TTR U + VFS 20-400 |  | SunEarth - SETR A503 TTR U + VFS 20-400 | Riverside County | FALSE | 7 |  | 2014-09-24 |  | 2014-09-24 | 2014-10-24 | 2014-12-22 | 2015-01-26 | 3539 | 31311 | Up-front Payment
PGE-003812 | Commercial Pools | Pool Heating | Gas | Pacific Gas and Electric | Incentive:Paid | 16716 | 7 |  | 1 | 2388 |  | 2388 |  | 2014-09-29 15:48 | 2014-10-23 | SUN LIGHT & POWER | Retrofit | Campbell | Santa Clara | 95008 | Host Customer is System Owner | [7 empty] | 1331.2 | 41.6 |  | Drainback |  |  |  | 1 | 1 |  | Z04 |  |  |  | 10001888 | 32 | 2 | [5 empty] | FALSE |  |  |  | Heliodyne - Delta-T Pro Ethernet |  | Heliodyne - Delta-T Pro Ethernet | City of Campbell | FALSE | 18.34 |  | 2014-09-24 | 2014-10-02 | 2014-09-29 | 2014-10-23 | 2015-01-05 | 2015-02-10 | 3497 | 43788.42 | Up-front Payment
SCG-003813 | Commercial/Multifamily Residential | Domestic Hot Water | Gas | Southern California Gas Company | Incentive:Paid | 91360 | 20.19 |  | 1 | 4525 |  | 4525 |  | 2014-09-24 16:26 | 2014-11-11 | ALL VALLEY SOLAR INC | Retrofit | Los Angeles | Los Angeles | 90066 | Host Customer is System Owner | [7 empty] | 1146.6 | 40.95 |  | Drainback |  | Solar Storage and Auxiliary Tanks are separate |  | 1 | 1 | 2508 | Z06 | 66 | Units | Apartments/Condos | 10001803 | 28 | 2 | 2030 | 1 | 200 | 2 | 598000 | TRUE | 130 | 140 |  | SunEarth - SETR A503 TTR U + VFS 5-100 |  | SunEarth - SETR A503 TTR U + VFS 5-100 | LADBS | FALSE | 22.81 |  | 2014-09-24 |  | 2014-09-24 | 2014-11-11 | 2014-11-19 | 2014-12-01 | 3400 | 103221 | Up-front Payment
PGE-003814 | Low Income Single Family Residential | Domestic Hot Water | Gas | Pacific Gas and Electric | Incentive:Paid | 2201 | 36.9 |  | 1 | 101 |  | 86 |  | 2014-11-12 07:47 | 2014-11-12 | SELF-HELP HOME IMPROVEMENT PROJECT | Retrofit | REDDING | Shasta | 96003 | Host Customer is System Owner | 3 |  | 2010068D | Fafco, Inc. | 500 SERIES | 500-96SF-50G-50S | Indirect Forced Circulation (IF) | 97.56 |  | 2x8, 2x12 | Glycol | Unglazed Collectors | Solar Storage and Auxiliary Tanks are separate | 49.9 | 1 | 0.85 | 45 | Z11 | [18 empty] | Shasta County Building Department | FALSE | 28.65 |  | 2011-06-01: 2014-09-24; 2011-08-03: 2014-11-12; 2011-09-20: 2014-11-12 | 3629 | 2893.93 | Up-front Payment
SCG-003815 | Single Family Residential | Domestic Hot Water | Gas | Southern California Gas Company | Incentive:Paid | 3353 | 29.85 |  | 1 | 156 |  | 112 |  | 2014-10-13 12:44 | 2014-11-17 | ALL VALLEY SOLAR INC | Retrofit | Studio City | Los Angeles | 91604 | Host Customer is System Owner | 5 |  | 2001028G | SunEarth, Inc. | CASCADE | EPRD-64-80-2G | Indirect Forced Circulation (IF) | 65.67 |  | EP-32 / EP-32-0.75 | Automatic Drainback | Advanced Controller with a Vacation or Holiday Mode | Solar Storage and Auxiliary Tanks are separate | 80 | 0.96 | 0.75 | 65 | Z09 | [18 empty] | LADBS | FALSE | 81.47 |  | 2011-06-01: 2014-09-24; 2011-08-03: 2014-10-13; 2011-09-20: 2014-11-17 | 3412 | 12710 | Up-front Payment
SCG-003817 | Commercial Pools | Pool Heating | Gas | Southern California Gas Company | Incentive:Paid | 8515 | 7 |  | 1 | 1226 |  | 1226 |  | 2014-10-30 09:46 | 2014-10-30 | REVCO SOLAR ENGINEERING INC | Retrofit | Palm Desert | Riverside | 92260 | Host Customer is System Owner | [7 empty] | 360 | 40 |  | Drainback |  |  |  | 1 | 1 |  | Z15 |  |  |  | 10001773 | 9 | 1 | [5 empty] | FALSE | [6 empty] | City of Palm Desert | FALSE | 6.95 |  | 2014-09-25 |  | 2014-10-30 | 2014-10-30 | 2015-10-15 | 2015-10-22 | 3280 | 8515 | Up-front Payment
SCG-003818 | Commercial Pools | Pool Heating | Gas | Southern California Gas Company | Incentive:Paid | 8515 | 7 |  | 1 | 1405 |  | 1405 |  | 2014-10-23 10:42 | 2014-10-24 | REVCO SOLAR ENGINEERING INC | Retrofit | Palm Desert | Riverside | 92260 | Host Customer is System Owner | [7 empty] | 360 | 40 |  | Drainback |  |  |  | 1 | 1 |  | Z15 |  |  |  | 10001773 | 9 | 1 | [5 empty] | FALSE | [6 empty] | City of Palm Desert | FALSE | 6.06 |  | 2014-09-25 |  | 2014-10-23 | 2014-10-24 | 2015-03-24 | 2015-04-20 | 3473 | 8515 | Up-front Payment
SCG-003819 | Commercial Pools | Pool Heating | Gas | Southern California Gas Company | Incentive:Paid | 8125 | 7 |  | 1 | 1324 |  | 1324 |  | 2014-10-23 10:48 | 2014-10-24 | REVCO SOLAR ENGINEERING INC | Retrofit | Palm Desert | Riverside | 92260 | Host Customer is System Owner | [7 empty] | 320 | 40 |  | Drainback |  |  |  | 1 | 1 |  | Z15 |  |  |  | 10001773 | 8 | 1 | [5 empty] | FALSE | [6 empty] | City of Palm Desert | FALSE | 6.14 |  | 2014-09-25 |  | 2014-10-23 | 2014-10-24 | 2015-03-24 | 2015-04-13 | 3473 | 8125 | Up-front Payment
SCG-003820 | Commercial Pools | Pool Heating | Gas | Southern California Gas Company | Incentive:Paid | 7210 | 7 |  | 1 | 1030 |  | 1030 |  | 2014-10-23 10:58 | 2014-10-24 | REVCO SOLAR ENGINEERING INC | Retrofit | Palm Desert | Riverside | 92260 | Host Customer is System Owner | [7 empty] | 256 | 32 |  | Drainback |  |  |  | 1 | 1 |  | Z15 |  |  |  | 10001773 | 8 | 1 | [5 empty] | FALSE | [6 empty] | City of Palm Desert | FALSE | 7.74 |  | 2014-09-25 |  | 2014-10-23 | 2014-10-24 | 2015-04-02 | 2015-04-13 | 3473 | 7975 | Up-front Payment
SCG-003821 | Commercial Pools | Pool Heating | Gas | Southern California Gas Company | Incentive:Canceled | 8515 | 7 |  | 1 | 1477 |  | 1477 |  | 2014-10-30 09:47 | 2014-10-30 | REVCO SOLAR ENGINEERING INC | Retrofit | Palm Desert | Riverside | 92260 | Host Customer is System Owner | [7 empty] | 360 | 40 |  | Drainback |  |  |  | 1 | 1 |  | Z15 |  |  |  | 10001773 | 9 | 1 | [5 empty] | FALSE | [7 empty] | FALSE | 5.77 |  | 2011-06-01: 2014-09-25; 2011-06-23: 2014-10-30; 2011-07-01: 2014-10-30 | 3649 | 8515 | Up-front Payment
PGE-003822 | Commercial Pools | Pool Heating | Gas | Pacific Gas and Electric | Incentive:Paid | 27806 | 7 |  | 1 | 4566 |  | 4566 |  | 2014-09-29 07:50 | 2014-10-17 | SIERRA PACIFIC HOME & COMFORT INC | Retrofit | EL MACERO | Yolo | 95618 | Host Customer is System Owner | [7 empty] | 1728 | 48 |  | Drainback |  |  |  | 1 | 1 |  | Z12 |  |  |  | 10001888 | 36 | 1 | [5 empty] | FALSE |  |  |  | SunEarth - SETR A503 TTR U + VFS 20-400 |  | SunEarth - SETR A503 TTR U + VFS 20-400 | Yolo County | FALSE | 6.09 |  | 2014-09-25 | 2014-10-01 | 2014-09-29 | 2014-10-17 | 2015-01-28 | 2015-03-04 | 3497 | 27806 | Up-front Payment
SCG-003824 | Commercial Pools | Pool Heating | Gas | Southern California Gas Company | Incentive:Canceled | 14242 | 7 |  | 1 | 2035 |  | 2035 |  | 2014-09-29 15:28 | 2014-10-30 | CALIFORNIA SOLAR THERMAL INC | Retrofit | Lancaster | Los Angeles | 93535 | Host Customer is System Owner | [7 empty] | 676.2 | 48.3 |  | Drainback |  |  |  | 1 | 1 |  | Z14 |  |  |  | 10001888 | 14 | 1 | [5 empty] | FALSE | [7 empty] | FALSE | 7 |  | 2011-06-01: 2014-09-26; 2011-06-23: 2014-09-29; 2011-07-01: 2014-10-30 | 3649 | 14242 | Up-front Payment
SCG-003825 | Commercial Pools | Pool Heating | Gas | Southern California Gas Company | Incentive:Paid | 12544 | 7 |  | 1 | 1905 |  | 1905 |  | 2014-09-29 15:32 | 2014-10-30 | CALIFORNIA SOLAR THERMAL INC | Retrofit | Desert Hot Springs | Riverside | 92240 | Host Customer is System Owner | [7 empty] | 676.2 | 48.3 |  | Drainback |  |  |  | 1 | 1 |  | Z15 |  |  |  | 10001888 | 14 | 1 | [5 empty] | FALSE |  |  |  | SunEarth - SETR A503 TTR U + VFS 20-400 |  | SunEarth - SETR A503 TTR U + VFS 20-400 | Riverside County | FALSE | 6.58 |  | 2014-09-26 |  | 2014-09-29 | 2014-10-30 | 2016-04-21 | 2016-04-27 | 3095 | 12544 | Up-front Payment
SCG-003826 | Commercial Pools | Pool Heating | Gas | Southern California Gas Company | Incentive:Paid | 17696 | 7 |  | 1 | 2528 |  | 2528 |  | 2014-09-29 15:33 | 2014-10-30 | CALIFORNIA SOLAR THERMAL INC | Retrofit | Desert Hot Springs | Riverside | 92240 | Host Customer is System Owner | [7 empty] | 772.8 | 48.3 |  | Drainback |  |  |  | 1 | 1 |  | Z15 |  |  |  | 10001888 | 16 | 1 | [5 empty] | FALSE |  |  |  | SunEarth - SETR A503 TTR U + VFS 20-400 |  | SunEarth - SETR A503 TTR U + VFS 20-400 | Riverside County | FALSE | 7 |  | 2014-09-26 |  | 2014-09-29 | 2014-10-30 | 2016-04-04 | 2016-04-06 | 3120 | 17696 | Up-front Payment
SCG-003827 | Commercial Pools | Pool Heating | Gas | Southern California Gas Company | Incentive:Paid | 14642 | 7 |  | 1 | 2092 |  | 2092 |  | 2014-09-29 15:33 | 2014-10-30 | CALIFORNIA SOLAR THERMAL INC | Retrofit | Desert Hot Springs | Riverside | 92240 | Host Customer is System Owner | [7 empty] | 772.8 | 48.3 |  | Drainback |  |  |  | 1 | 1 |  | Z15 |  |  |  | 10001888 | 16 | 1 | [5 empty] | FALSE |  |  |  | SunEarth - SETR A503 TTR U + VFS 20-400 |  | SunEarth - SETR A503 TTR U + VFS 20-400 | Riverside County | FALSE | 7 |  | 2014-09-26 |  | 2014-09-29 | 2014-10-30 | 2016-04-05 | 2016-04-06 | 3120 | 14642 | Up-front Payment
SCG-003828 | Commercial Pools | Pool Heating | Gas | Southern California Gas Company | Incentive:Paid | 14922 | 7 |  | 1 | 2132 |  | 2132 |  | 2014-09-29 15:34 | 2014-10-30 | CALIFORNIA SOLAR THERMAL INC | Retrofit | Desert Hot Springs | Riverside | 92240 | Host Customer is System Owner | [7 empty] | 772.8 | 48.3 |  | Drainback |  |  |  | 1 | 1 |  | Z15 |  |  |  | 10001888 | 16 | 1 | [5 empty] | FALSE |  |  |  | SunEarth - SETR A503 TTR U + VFS 20-400 |  | SunEarth - SETR A503 TTR U + VFS 20-400 | Riverside County | FALSE | 7 |  | 2014-09-26 |  | 2014-09-29 | 2014-10-30 | 2016-04-29 | 2016-04-29 | 3096 | 14922 | Up-front Payment
SCG-003829 | Commercial Pools | Pool Heating | Gas | Southern California Gas Company | Incentive:Paid | 11718 | 7 |  | 1 | 1674 |  | 1674 |  | 2014-09-29 15:35 | 2014-10-30 | CALIFORNIA SOLAR THERMAL INC | Retrofit | Desert Hot Springs | Riverside | 92240 | Host Customer is System Owner | [7 empty] | 579.6 | 48.3 |  | Drainback |  |  |  | 1 | 1 |  | Z15 |  |  |  | 10001888 | 12 | 1 | [5 empty] | FALSE |  |  |  | SunEarth - SETR A503 TTR U + VFS 20-400 |  | SunEarth - SETR A503 TTR U + VFS 20-400 | Riverside County | FALSE | 7.68 |  | 2014-09-26 |  | 2014-09-29 | 2014-10-30 | 2016-04-29 | 2016-05-13 | 3078 | 12864 | Up-front Payment
SCG-003830 | Commercial Pools | Pool Heating | Gas | Southern California Gas Company | Incentive:Paid | 6538 | 7 |  | 1 | 934 |  | 934 |  | 2014-09-30 14:13 | 2014-10-20 | SUNTREK INDUSTRIES INC | Retrofit | Lake Forest | Orange | 92630 | Host Customer is System Owner | [7 empty] | 320 | 32 |  | Drainback |  |  |  | 1 | 1 |  | Z08 |  |  |  | 2007048A | 10 | 1 | [5 empty] | FALSE | [6 empty] | Lake Forest | FALSE | 7.75 |  | 2014-09-27 |  | 2014-09-30 | 2014-10-20 | 2015-01-12 | 2015-02-02 | 3538 | 7238 | Up-front Payment
PGE-003833 | Commercial/Multifamily Residential | Domestic Hot Water | Gas | Pacific Gas and Electric | Incentive:Paid | 10317 | 20.19 |  | 1 | 511 |  | 511 |  | 2015-03-06 10:15 | 2015-04-01 | SUN FIRE PLUMBING | Retrofit | San Francisco | San Francisco | 94117 | Host Customer is System Owner | [7 empty] | 160 | 40 |  | Glycol | Advanced Controller with a Vacation or Holiday Mode | Solar Storage and Auxiliary Tanks are separate |  | 1 | 1 | 336 | Z03 | 8 | Units | Apartments/Condos | 2009058C | 4 | 1 | 240 | 2 | 148 | 2 | 150200 | TRUE | 130 | 125 |  |  |  |  | San Francisco | FALSE | 39.19 |  | 2014-09-29 | 2015-03-09 | 2015-03-06 | 2015-04-01 | 2015-04-02 | 2015-04-15 | 3424 | 20024.06 | Up-front Payment
SCG-003836 | Commercial Pools | Pool Heating | Gas | Southern California Gas Company | Incentive:Paid | 10675 | 7 |  | 1 | 1527 |  | 1527 |  | 2014-10-03 12:04 | 2014-10-24 | REVCO SOLAR ENGINEERING INC | Retrofit | Palm Springs | Riverside | 92264 | Host Customer is System Owner | [7 empty] | 576 | 48 |  | Drainback |  |  |  | 1 | 1 |  | Z15 |  |  |  | 10001773 | 12 | 1 | [5 empty] | FALSE | [5 empty] | SunEarth - SETR A503 TTR U + VFS 20-400 | City of Palm Springs | FALSE | 6.99 |  | 2014-09-30 |  | 2014-10-03 | 2014-10-24 | 2014-11-21 | 2014-12-27 | 3559 | 10675 | Up-front Payment
PGE-003837 | Low Income Multifamily Residential | Domestic Hot Water | Gas | Pacific Gas and Electric | Incentive:Paid | 160311 | 24.89 |  | 1 | 6575 |  | 6575 |  | 2015-04-24 10:30 | 2015-05-05 | SUN LIGHT & POWER | New Construction | SAN FRANCISCO | San Francisco | 94124 | Host Customer is System Owner | [7 empty] | 1928.16 | 40.17 |  | Glycol | Pressure Stagnation Protection (PSP) | Solar and Auxiliary Storage are the same Tank |  | 1 | 1 | 4477 | Z03 | 121 | Units | Apartments/Condos | 2010115A | 48 | 2 | 2995 | 2 | 650 | 2 | 699900 | TRUE | 130 | 120 |  | Heliodyne - Delta-T Pro Ethernet |  | Heliodyne - Delta-T Pro Ethernet | City and County of San Francisco | FALSE | 24.38 |  | 2015-04-22 | 2015-04-27 | 2015-04-24 | 2015-05-05 | 2016-10-26 | 2016-10-31 | 2897 | 160311 | Up-front Payment
SCG-003838 | Commercial Pools | Pool Heating | Gas | Southern California Gas Company | Incentive:Paid | 15897 | 7 |  | 1 | 2271 |  | 2271 |  | 2014-10-02 18:21 | 2014-10-16 | ENERGY SERVICES | Retrofit | palm springs | Riverside | 92264 | Host Customer is System Owner | [7 empty] | 1039.5 | 47.25 |  | Drainback |  |  |  | 1 | 1 |  | Z15 |  |  |  | 10204-12 | 22 | 1 | [5 empty] | FALSE |  |  |  | SunEarth - SETRA503 TTR U + Series 200 |  | SunEarth - SETRA503 TTR U + Series 200 | palm springs | FALSE | 7.15 |  | 2014-10-02 |  | 2014-10-02 | 2014-10-16 | 2015-01-20 | 2015-02-02 | 3538 | 16244 | Up-front Payment
PGE-003839 | Commercial Pools | Pool Heating | Gas | Pacific Gas and Electric | Incentive:Paid | 23583 | 7 |  | 1 | 3369 |  | 3369 |  | 2014-11-21 14:53 | 2014-12-12 | SUNTREK INDUSTRIES INC | Retrofit | LINCOLN | Placer | 95648 | Host Customer is System Owner | [7 empty] | 1364.48 | 42.64 |  | Drainback |  |  |  | 1 | 1 |  | Z11 |  |  |  | 10001781 | 32 | 2 | [5 empty] | FALSE |  |  |  | SunEarth - SETR A503 TTR U + VFS 20-400 |  | SunEarth - SETR A503 TTR U + VFS 20-400 | City of Lincoln | FALSE | 10.28 |  | 2014-10-01 | 2014-12-05 | 2014-11-21 | 2014-12-12 | 2015-09-14 | 2015-10-07 | 3299 | 34620 | Up-front Payment
SCG-003840 | Low Income Multifamily Residential | Domestic Hot Water | Gas | Southern California Gas Company | Incentive:Paid | 67228 | 24.89 |  | 1 | 2701 |  | 2701 |  | 2014-10-22 15:51 | 2014-12-15 | PROMISE ENERGY INC | Retrofit | Whittier | Los Angeles | 90602 | Host Customer is System Owner | [7 empty] | 840 | 40 |  | Glycol | Steam Back | Solar Storage and Auxiliary Tanks are separate |  | 1 | 1 | 2850 | Z09 | 80 | Units | Apartments/Condos | 2009058C | 21 | 1 | 1056 | 4 | 115 | 1 | 399000 | TRUE | 140 | 120 |  | SunReports - SR1000GVFS20-400 |  | SunReports - SR1000GVFS20-400 | Whittier | FALSE | 53.67 |  | 2014-10-01 |  | 2014-10-22 | 2014-12-15 | 2015-02-02 | 2015-02-26 | 3400 | 144967 | Up-front Payment
PGE-003841 | Single Family Residential | Domestic Hot Water | Gas | Pacific Gas and Electric | Incentive:Canceled | 1396 | 29.85 |  | 1 | 93 |  | 75 |  | 2014-10-23 14:13 |  | COMMUNITY RESOURCE PROJECT INC | Retrofit | Galt | Sacramento | 95632 | Host Customer is System Owner | 3 |  | 2010068A | Fafco, Inc. | 500 SERIES | 500-48SF-50G-50S | Indirect Forced Circulation (IF) | 48.78 |  | 2x8, 2x12 | Glycol | Unglazed Collectors | Solar Storage and Auxiliary Tanks are separate | 50 | 0.95 | 0.85 | 45 | Z12 | [18 empty] | City of Galt | FALSE | 21.57 |  | 2011-06-01: 2014-10-01; 2011-06-21: 2014-10-30; 2011-08-03: 2014-10-23 | 3622 | 2005.64 | Up-front Payment
PGE-003842 | Single Family Residential | Domestic Hot Water | Gas | Pacific Gas and Electric | Incentive:Canceled | 1532 | 29.85 |  | 1 | 101 |  | 82 |  | 2014-10-23 15:23 |  | COMMUNITY RESOURCE PROJECT INC | Retrofit | Live Oak | Sacramento | 95953 | Host Customer is System Owner | 4 |  | 2010068D | Fafco, Inc. | 500 SERIES | 500-96SF-50G-50S | Indirect Forced Circulation (IF) | 97.56 |  | 2x8, 2x12 | Glycol | Unglazed Collectors | Solar Storage and Auxiliary Tanks are separate | 50 | 0.96 | 0.85 | 55 | Z11 | [18 empty] | City of Live Oak | FALSE | 21.69 |  | 2011-06-01: 2014-10-01; 2011-06-21: 2014-10-30; 2011-08-03: 2014-10-23 | 3623 | 2190.82 | Up-front Payment
PGE-003843 | Low Income Multifamily Residential | Domestic Hot Water | Gas | Pacific Gas and Electric | Incentive:Paid | 21142 | 24.89 |  | 1 | 858 |  | 849 |  | 2014-10-08 10:40 | 2014-10-14 | SUN LIGHT & POWER | New Construction | HAYWARD | Alameda | 94541 | Host Customer is System Owner | [7 empty] | 241.02 | 40.17 |  | Glycol | Advanced Controller with a Vacation or Holiday Mode | Solar Storage and Auxiliary Tanks are separate |  | 0.99 | 1 | 880 | Z03 | 22 | Units | Apartments/Condos | 2010115A | 6 | 1 | 350 | 2 | 240 | 1 | 164000 | TRUE | 120 | 120 |  |  |  |  | City of Hayward | FALSE | 47.21 |  | 2014-10-02 | 2014-10-14 | 2014-10-08 | 2014-10-14 | 2015-06-03 | 2015-06-04 | 3424 | 40507 | Up-front Payment
PGE-003844 | Single Family Residential | Domestic Hot Water | Gas | Pacific Gas and Electric | Incentive:Paid | 1802 | 29.85 |  | 1 | 101 |  | 97 |  | 2014-10-23 15:23 | 2014-10-30 | COMMUNITY RESOURCE PROJECT INC | Retrofit | Live Oak | Sacramento | 95953 | Owner/Tenant | 5 |  | 2010068D | Fafco, Inc. | 500 SERIES | 500-96SF-50G-50S | Indirect Forced Circulation (IF) | 97.56 |  | 2x8, 2x12 | Glycol | Unglazed Collectors | Solar Storage and Auxiliary Tanks are separate | 50 | 0.96 | 1 | 65 | Z11 | [18 empty] | City of Live Oak | FALSE | 22.36 |  | 2011-06-01: 2014-10-01; 2011-08-03: 2014-10-23; 2011-09-20: 2014-10-30 | 3463 | 2258.28 | Up-front Payment
PGE-003845 | Single Family Residential | Domestic Hot Water | Gas | Pacific Gas and Electric | Incentive:Paid | 1701 | 29.85 |  | 1 | 107 |  | 91 |  | 2014-10-23 15:24 | 2014-10-30 | COMMUNITY RESOURCE PROJECT INC | Retrofit | Sacramento | Sacramento | 95621 | Host Customer is System Owner | 5 |  | 2010068D | Fafco, Inc. | 500 SERIES | 500-96SF-50G-50S | Indirect Forced Circulation (IF) | 97.56 |  | 2x8, 2x12 | Glycol | Unglazed Collectors | Solar Storage and Auxiliary Tanks are separate | 50 | 0.95 | 0.9 | 65 | Z12 | [18 empty] | City of Citrus Hieghts | FALSE | 21.81 |  | 2011-06-01: 2014-10-01; 2011-08-03: 2014-10-23; 2011-09-20: 2014-10-30 | 3463 | 2333.63 | Up-front Payment
PGE-003846 | Single Family Residential | Domestic Hot Water | Gas | Pacific Gas and Electric | Incentive:Paid | 1470 | 29.85 |  | 1 | 93 |  | 79 |  | 2014-10-23 15:26 | 2014-10-29 | COMMUNITY RESOURCE PROJECT INC | Retrofit | CARMICHAEL | Sacramento | 95608 | Host Customer is System Owner | 3 |  | 2010068A | Fafco, Inc. | 500 SERIES | 500-48SF-50G-50S | Indirect Forced Circulation (IF) | 48.78 |  | 2x8, 2x12 | Glycol | Unglazed Collectors | Solar Storage and Auxiliary Tanks are separate | 50 | 0.85 | 1 | 45 | Z12 | [18 empty] | SACRMENTIO COUNTY | FALSE | 25.36 |  | 2011-06-01: 2014-10-01; 2011-08-03: 2014-10-23; 2011-09-20: 2014-10-29 | 3463 | 2358.43 | Up-front Payment
PGE-003847 | Single Family Residential | Domestic Hot Water | Gas | Pacific Gas and Electric | Incentive:Canceled | 1795 | 29.85 |  | 1 | 107 |  | 97 |  | 2014-10-23 15:26 |  | COMMUNITY RESOURCE PROJECT INC | Retrofit | Sacramento | Sacramento | 95823 | Host Customer is System Owner | 3 |  | 2010068D | Fafco, Inc. | 500 SERIES | 500-96SF-50G-50S | Indirect Forced Circulation (IF) | 97.56 |  | 2x8, 2x12 | Glycol | Unglazed Collectors | Solar Storage and Auxiliary Tanks are separate | 50 | 0.95 | 0.95 | 45 | Z12 | [18 empty] | City of Sacramento | FALSE | 25.01 |  | 2011-06-01: 2014-10-01; 2011-06-21: 2014-10-29; 2011-08-03: 2014-10-23 | 3622 | 2675.78 | Up-front Payment
PGE-003848 | Commercial Pools | Pool Heating | Gas | Pacific Gas and Electric | Incentive:Paid | 7630 | 7 |  | 1 | 1090 |  | 1090 |  | 2014-10-08 11:52 | 2014-10-17 | SIERRA PACIFIC HOME & COMFORT INC | Retrofit | Sacramento | Sacramento | 95823 | Host Customer is System Owner | [7 empty] | 440 | 40 |  | Drainback |  |  |  | 1 | 1 |  | Z12 |  |  |  | 10001888 | 11 | 1 | [5 empty] | FALSE | [6 empty] | City of Sacramento | FALSE | 8.4 |  | 2014-10-01 | 2014-10-14 | 2014-10-08 | 2014-10-17 | 2014-12-16 | 2015-01-26 | 3547 | 9151 | Up-front Payment
PGE-003849 | Single Family Residential | Domestic Hot Water | Gas | Pacific Gas and Electric | Incentive:Paid | 1929 | 29.85 |  | 1 | 107 |  | 104 |  | 2014-12-18 14:21 | 2015-02-06 | COMMUNITY RESOURCE PROJECT INC | Retrofit | SACRAMENTO | Sacramento | 95823 | Host Customer is System Owner | 3 |  | 2010068D | Fafco, Inc. | 500 SERIES | 500-96SF-50G-50S | Indirect Forced Circulation (IF) | 97.56 |  | 2x8, 2x12 | Glycol | Unglazed Collectors | Solar Storage and Auxiliary Tanks are separate | 50 | 0.97 | 1 | 45 | Z12 | [18 empty] | City of Sacramento | FALSE | 21.12 |  | 2014-10-01 | 2014-12-30 |  |  | 2014-12-18 | 2015-02-06 | 3538 | 2260.17 | Up-front Payment
SCG-003850 | Commercial Pools | Pool Heating | Gas | Southern California Gas Company | Reservation:Canceled | 16770 | 5 |  | 1 | 3354 |  | 3354 |  | 2014-10-03 12:17 |  | CALIFORNIA SOLAR THERMAL INC | Retrofit | Redlands | San Bernardino | 92373 | Host Customer is System Owner | [7 empty] | 1304.1 | 48.3 |  | Forced Circulation |  |  |  | 1 | 1 |  | Z10 |  |  |  | 10001888 | 27 | 1 | [5 empty] | FALSE | [7 empty] | FALSE | 6.51 |  | 2011-06-01: 2014-10-02; 2011-06-21: 2014-11-13 | 3103 | 21821 | Up-front Payment
SCG-003851 | Commercial Pools | Pool Heating | Gas | Southern California Gas Company | Reservation:Canceled | 11260 | 5 |  | 1 | 2252 |  | 2252 |  | 2014-10-03 12:15 |  | CALIFORNIA SOLAR THERMAL INC | Retrofit | Redlands | San Bernardino | 92373 | Host Customer is System Owner | [7 empty] | 772.8 | 48.3 |  | Forced Circulation |  |  |  | 1 | 1 |  | Z10 |  |  |  | 10001888 | 16 | 1 | [5 empty] | FALSE | [7 empty] | FALSE | 6.36 |  | 2011-06-01: 2014-10-02; 2011-06-21: 2014-11-13 | 3103 | 14315 | Up-front Payment
SCG-003852 | Commercial Pools | Pool Heating | Gas | Southern California Gas Company | Reservation:Canceled | 8740 | 5 |  | 1 | 1748 |  | 1748 |  | 2014-10-03 12:13 |  | CALIFORNIA SOLAR THERMAL INC | Retrofit | Northridge | Los Angeles | 91326 | Host Customer is System Owner | [7 empty] | 651.2 | 40.7 |  | Forced Circulation |  |  |  | 1 | 1 |  | Z09 |  |  |  | 10001888 | 16 | 1 | [5 empty] | FALSE | [7 empty] | FALSE | 5.98 |  | 2011-06-01: 2014-10-02; 2011-06-21: 2014-11-13 | 3103 | 10453 | Up-front Payment
SCG-003853 | Commercial Pools | Pool Heating | Gas | Southern California Gas Company | Reservation:Canceled | 9320 | 5 |  | 1 | 1864 |  | 1864 |  | 2014-10-03 12:12 |  | CALIFORNIA SOLAR THERMAL INC | Retrofit | Riverside | Riverside | 92507 | Host Customer is System Owner | [7 empty] | 772.8 | 48.3 |  | Forced Circulation |  |  |  | 1 | 1 |  | Z10 |  |  |  | 10001888 | 16 | 1 | [5 empty] | FALSE | [7 empty] | FALSE | 6.46 |  | 2011-06-01: 2014-10-02; 2011-06-21: 2014-11-13 | 3103 | 12046 | Up-front Payment
SCG-003854 | Commercial Pools | Pool Heating | Gas | Southern California Gas Company | Incentive:Canceled | 8083 | 7 |  | 1 | 1155 |  | 1155 |  | 2014-10-03 12:10 | 2014-10-20 |  | Retrofit | Northridge | Los Angeles | 91352 | Host Customer is System Owner | [7 empty] | 434.7 | 48.3 |  | Forced Circulation |  |  |  | 1 | 1 |  | Z09 |  |  |  | 10001888 | 9 | 1 | [5 empty] | FALSE | [7 empty] | FALSE | 7 |  | 2011-06-01: 2014-10-02; 2011-06-23: 2014-10-03; 2011-07-01: 2014-10-20 | 3659 | 8083 | Up-front Payment
PGE-003855 | Single Family Residential | Domestic Hot Water | Gas | Pacific Gas and Electric | Incentive:Paid | 1910 | 29.85 |  | 1 | 107 |  | 103 |  | 2014-10-23 15:28 | 2014-10-29 | COMMUNITY RESOURCE PROJECT INC | Retrofit | Citrus Heights | Sacramento | 95621 | Host Customer is System Owner | 2 |  | 2010068D | Fafco, Inc. | 500 SERIES | 500-96SF-50G-50S | Indirect Forced Circulation (IF) | 97.56 |  | 2x8, 2x12 | Glycol | Unglazed Collectors | Solar Storage and Auxiliary Tanks are separate | 50 | 0.96 | 1 | 35 | Z12 | [18 empty] | City of Citrus Hieghts | FALSE | 20.89 |  | 2011-06-01: 2014-10-02; 2011-08-03: 2014-10-23; 2011-09-20: 2014-10-29 | 3463 | 2234.74 | Up-front Payment
SCG-003856 | Commercial Pools | Pool Heating | Gas | Southern California Gas Company | Incentive:Canceled | 6459 | 7 |  | 1 | 923 |  | 923 |  | 2014-10-03 09:02 | 2014-10-20 |  | Retrofit | Burbank | Los Angeles | 91504 | Host Customer is System Owner | [7 empty] | 434.7 | 48.3 |  | Forced Circulation |  |  |  | 1 | 1 |  | Z09 |  |  |  | 10001888 | 9 | 1 | [5 empty] | FALSE | [7 empty] | FALSE | 7 |  | 2011-06-01: 2014-10-02; 2011-06-23: 2014-10-03; 2011-07-01: 2014-10-20 | 3659 | 6459 | Up-front Payment
SCG-003857 | Commercial Pools | Pool Heating | Gas | Southern California Gas Company | Incentive:Canceled | 6776 | 7 |  | 1 | 968 |  | 968 |  | 2014-10-03 09:01 | 2014-10-20 |  | Retrofit | Canoga Park | Los Angeles | 91306 | Host Customer is System Owner | [7 empty] | 434.7 | 48.3 |  | Forced Circulation |  |  |  | 1 | 1 |  | Z09 |  |  |  | 10001888 | 9 | 1 | [5 empty] | FALSE | [7 empty] | FALSE | 7 |  | 2011-06-01: 2014-10-02; 2011-06-23: 2014-10-03; 2011-07-01: 2014-10-20 | 3659 | 6776 | Up-front Payment
SCG-003858 | Commercial Pools | Pool Heating | Gas | Southern California Gas Company | Incentive:Canceled | 6048 | 7 |  | 1 | 864 |  | 864 |  | 2014-10-03 09:01 | 2014-10-23 |  | Retrofit | Studio City | Los Angeles | 91604 | Host Customer is System Owner | [7 empty] | 434.7 | 48.3 |  | Forced Circulation |  |  |  | 1 | 1 |  | Z09 |  |  |  | 10001888 | 9 | 1 | [5 empty] | FALSE | [7 empty] | FALSE | 7 |  | 2011-06-01: 2014-10-02; 2011-06-23: 2014-10-03; 2011-07-01: 2014-10-23 | 3656 | 6048 | Up-front Payment
SCG-003859 | Commercial Pools | Pool Heating | Gas | Southern California Gas Company | Reservation:Canceled | 9320 | 5 |  | 1 | 1864 |  | 1864 |  | 2014-10-03 09:00 |  | CALIFORNIA SOLAR THERMAL INC | Retrofit | Pasadena | Los Angeles | 91104 | Host Customer is System Owner | [7 empty] | 772.8 | 48.3 |  | Forced Circulation |  |  |  | 1 | 1 |  | Z09 |  |  |  | 10001888 | 16 | 1 | [5 empty] | FALSE | [7 empty] | FALSE | 6.07 |  | 2011-06-01: 2014-10-02; 2011-06-21: 2014-11-13 | 3103 | 11312 | Up-front Payment
SCG-003860 | Commercial Pools | Pool Heating | Gas | Southern California Gas Company | Reservation:Canceled | 14340 | 5 |  | 1 | 2868 |  | 2868 |  | 2014-10-03 08:59 |  | CALIFORNIA SOLAR THERMAL INC | Retrofit | Upland | San Bernardino | 91786 | Host Customer is System Owner | [7 empty] | 1159.2 | 48.3 |  | Forced Circulation |  |  |  | 1 | 1 |  | Z10 |  |  |  | 10001888 | 24 | 1 | [5 empty] | FALSE | [7 empty] | FALSE | 6.49 |  | 2011-06-01: 2014-10-02; 2011-06-21: 2014-11-13 | 3103 | 18613 | Up-front Payment
SCG-003861 | Commercial Pools | Pool Heating | Gas | Southern California Gas Company | Incentive:Paid | 8707 | 7 |  | 1 | 1459 |  | 1459 |  | 2014-10-03 08:58 | 2014-11-05 | CALIFORNIA SOLAR THERMAL INC | Retrofit | North Hollywood | Los Angeles | 91601 | Host Customer is System Owner | [7 empty] | 579.6 | 48.3 |  | Drainback |  |  |  | 1 | 1 |  | Z09 |  |  |  | 10001888 | 12 | 1 | [5 empty] | FALSE |  |  |  | SunEarth - SETR A503 TTR U + VFS 20-400 |  | SunEarth - SETR A503 TTR U + VFS 20-400 | County of LA | FALSE | 5.97 |  | 2014-10-02 |  | 2014-10-03 | 2014-11-05 | 2015-07-13 | 2015-08-07 | 3340 | 8707 | Up-front Payment
SCG-003862 | Commercial Pools | Pool Heating | Gas | Southern California Gas Company | Reservation:Canceled | 7085 | 5 |  | 1 | 1417 |  | 1417 |  | 2014-10-03 08:56 |  | CALIFORNIA SOLAR THERMAL INC | Retrofit | West Covina | Los Angeles | 91790 | Host Customer is System Owner | [7 empty] | 579.6 | 48.3 |  | Forced Circulation |  |  |  | 1 | 1 |  | Z09 |  |  |  | 10001888 | 12 | 1 | [5 empty] | FALSE | [7 empty] | FALSE | 6.03 |  | 2011-06-01: 2014-10-02; 2011-06-21: 2014-11-13 | 3103 | 8545 | Up-front Payment
SCG-003863 | Commercial Pools | Pool Heating | Gas | Southern California Gas Company | Incentive:Canceled | 6566 | 7 |  | 1 | 938 |  | 938 |  | 2014-10-03 08:55 | 2014-10-20 |  | Retrofit | West Covina | Los Angeles | 91709 | Host Customer is System Owner | [7 empty] | 434.7 | 48.3 |  | Forced Circulation |  |  |  | 1 | 1 |  | Z09 |  |  |  | 10001888 | 9 | 1 | [5 empty] | FALSE | [7 empty] | FALSE | 7 |  | 2011-06-01: 2014-10-02; 2011-06-23: 2014-10-03; 2011-07-01: 2014-10-20 | 3659 | 6566 | Up-front Payment
SCG-003864 | Commercial Pools | Pool Heating | Gas | Southern California Gas Company | Reservation:Canceled | 7265 | 5 |  | 1 | 1453 |  | 1453 |  | 2014-10-03 08:54 |  | CALIFORNIA SOLAR THERMAL INC | Retrofit | West Covina | Los Angeles | 91790 | Host Customer is System Owner | [7 empty] | 579.6 | 48.3 |  | Forced Circulation |  |  |  | 1 | 1 |  | Z09 |  |  |  | 10001888 | 12 | 1 | [5 empty] | FALSE | [7 empty] | FALSE | 6.07 |  | 2011-06-01: 2014-10-02; 2011-06-21: 2014-11-13 | 3103 | 8813 | Up-front Payment
SCG-003865 | Commercial Pools | Pool Heating | Gas | Southern California Gas Company | Incentive:Canceled | 15064 | 7 |  | 1 | 2152 |  | 2152 |  | 2014-10-03 12:53 | 2014-11-06 | CALIFORNIA SOLAR THERMAL INC | Retrofit | Redlands | Los Angeles | 92374 | Host Customer is System Owner | [7 empty] | 966 | 48.3 |  | Drainback |  |  |  | 1 | 1 |  | Z10 |  |  |  | 10001888 | 20 | 1 | [5 empty] | FALSE | [7 empty] | FALSE | 7 |  | 2011-06-01: 2014-10-02; 2011-06-23: 2014-10-03; 2011-07-01: 2014-11-06 | 3642 | 15064 | Up-front Payment
SCG-003866 | Commercial Pools | Pool Heating | Gas | Southern California Gas Company | Reservation:Canceled | 12805 | 5 |  | 1 | 2561 |  | 2561 |  | 2014-10-03 08:45 |  | CALIFORNIA SOLAR THERMAL INC | Retrofit | Redlands | San Bernardino | 92373 | Host Customer is System Owner | [7 empty] | 869.4 | 48.3 |  | Forced Circulation |  |  |  | 1 | 1 |  | Z10 |  |  |  | 10001888 | 18 | 1 | [5 empty] | FALSE | [7 empty] | FALSE | 6.45 |  | 2011-06-01: 2014-10-02; 2011-06-21: 2014-11-13 | 3103 | 16520 | Up-front Payment
SCG-003867 | Single Family Residential | Domestic Hot Water | Gas | Southern California Gas Company | Incentive:Paid | 1976 | 29.85 |  | 1 | 119 |  | 106 |  | 2014-10-20 10:45 | 2014-11-13 | MARAVILLA FOUNDATION | Retrofit | Bell Gardens | Los Angeles | 90201 | Host Customer is System Owner | 3 |  | 2010068D | Fafco, Inc. | 500 SERIES | 500-96SF-50G-50S | Indirect Forced Circulation (IF) | 97.56 |  | 2x8, 2x12 | Glycol |  | Solar Storage and Auxiliary Tanks are separate | 50 | 0.94 | 0.95 | 45 | Z08 | [18 empty] | City of Bell Gardens | FALSE | 55.92 |  | 2011-06-01: 2014-10-02; 2011-08-03: 2014-10-20; 2011-09-20: 2014-11-13 | 3599 | 6655 | Up-front Payment
SCG-003870 | Commercial Pools | Pool Heating | Gas | Southern California Gas Company | Incentive:Paid | 7150 | 5 |  | 1 | 1430 |  | 1430 |  | 2014-10-06 10:59 | 2015-01-23 | SUNTREK INDUSTRIES INC | Retrofit | West Hollywood | Los Angeles | 90069 | Host Customer is System Owner | [7 empty] | 576 | 36 |  | Drainback |  |  |  | 1 | 1 |  | Z09 |  |  |  | 2007048A | 16 | 1 | [5 empty] | FALSE |  |  |  | SunEarth - SETR A503 TTR U + VFS 20-400 |  | SunEarth - SETR A503 TTR U + VFS 20-400 | City of West Hollywood | FALSE | 8.73 |  | 2014-10-02 |  | 2014-10-06 | 2015-01-23 | 2015-08-19 | 2015-09-14 | 3322 | 12488 | Up-front Payment
SDG-003871 | Commercial Pools | Pool Heating | Gas | San Diego Gas and Electric | Incentive:Paid | 12621 | 7 |  | 1 | 1967 |  | 1967 |  | 2014-10-07 15:47 | 2014-11-06 | CALIFORNIA SOLAR THERMAL INC | Retrofit | San Marcos | San Diego | 92069 | Host Customer is System Owner | [7 empty] | 699 | 34.95 |  | Drainback |  |  |  | 1 | 1 |  | Z10 |  |  |  | 10001888 | 20 | 1 | [5 empty] | FALSE |  |  |  | SunEarth - SETR A503 TTR U + VFS 20-400 |  | SunEarth - SETR A503 TTR U + VFS 20-400 | City of San Marcos | FALSE | 6.42 |  | 2014-10-03 | 2014-11-03 | 2014-10-07 | 2014-11-06 | 2015-06-23 | 2015-07-10 | 3384 | 12621 | Up-front Payment
PGE-003872 | Low Income Single Family Residential | Domestic Hot Water | Gas | Pacific Gas and Electric | Incentive:Paid | 2537 | 36.9 |  | 1 | 120 |  | 99 |  | 2014-10-24 15:29 | 2014-10-29 | FRESNO COUNTY ECONOMIC OPPORTUNITIES COMMISSION | Retrofit | Biola | Fresno | 93606 | Host Customer is System Owner | 3 |  | 2010068D | Fafco, Inc. | 500 SERIES | 500-96SF-50G-50S | Indirect Forced Circulation (IF) | 97.56 |  | 2x8, 2x12 | Forced Circulation | Advanced Controller with a Thermal Cycling Function | Solar Storage and Auxiliary Tanks are separate | 50 | 0.97 | 0.85 | 45 | Z13 | [18 empty] | Fresno County | FALSE | 32.06 |  | 2014-10-03 | 2014-10-29 |  |  | 2014-10-24 | 2014-10-29 | 3644 | 3847.67 | Up-front Payment
SCG-003873 | Low Income Single Family Residential | Domestic Hot Water | Gas | Southern California Gas Company | Incentive:Paid |  | 36.9 |  | 1 | 119 |  | 119 |  | 2014-12-05 10:19 | 2015-02-11 | COMMUNITY ACTION PARTNERSHIP OF ORANGE COUNTY | Retrofit | Anaheim | Orange | 92804 | Host Customer is System Owner | 3 |  | 2010068D | Fafco, Inc. | 500 SERIES | 500-96SF-50G-50S | Indirect Forced Circulation (IF) | 97.56 |  | 2x8, 2x12 | Glycol | Unglazed Collectors | Solar Storage and Auxiliary Tanks are separate | 49.92 | 1 | 1 | 45 | Z08 | [18 empty] | Anaheim | FALSE | 44.93 |  | 2011-06-01: 2014-10-06; 2011-08-03: 2014-12-05; 2011-09-20: 2015-02-11 | 3518 | 5346.49 | Up-front Payment
SCG-003874 | Commercial Pools | Pool Heating | Gas | Southern California Gas Company | Incentive:Paid | 17990 | 7 |  | 1 | 2570 |  | 2570 |  | 2014-10-07 09:07 | 2014-11-12 | CALIFORNIA SOLAR THERMAL INC | Retrofit | Indio | Riverside | 92201 | Host Customer is System Owner | [7 empty] | 869.4 | 48.3 |  | Drainback |  |  |  | 1 | 1 |  | Z15 |  |  |  | 10001888 | 18 | 1 | [5 empty] | FALSE |  |  |  | SunEarth - SETR A503 TTR U + VFS 20-400 |  | SunEarth - SETR A503 TTR U + VFS 20-400 | Riverside County | FALSE | 7 |  | 2014-10-06 |  | 2014-10-07 | 2014-11-12 | 2016-04-18 | 2016-04-27 | 3096 | 17990 | Up-front Payment
SCG-003875 | Commercial Pools | Pool Heating | Gas | Southern California Gas Company | Incentive:Paid | 27900 | 7 |  | 1 | 4359 |  | 4359 |  | 2014-10-08 13:03 | 2014-10-21 | REVCO SOLAR ENGINEERING INC | Retrofit | Desert Hot Springs | Riverside | 92240 | Host Customer is System Owner | [7 empty] | 1440 | 36 |  | Drainback |  |  |  | 1 | 1 |  | Z15 |  |  |  | 10001773 | 40 | 1 | [5 empty] | FALSE | [5 empty] | SunEarth - SETR A503 TTR U + VFS 20-400 | HCD State of California | FALSE | 6.4 |  | 2014-10-06 |  | 2014-10-08 | 2014-10-21 | 2014-12-08 | 2014-12-29 | 3559 | 27900 | Up-front Payment
SCG-003876 | Commercial Pools | Pool Heating | Gas | Southern California Gas Company | Incentive:Paid | 15939 | 7 |  | 1 | 2277 |  | 2277 |  | 2014-10-07 10:38 | 2014-11-07 | CALIFORNIA SOLAR THERMAL INC | Retrofit | Palm Springs | Riverside | 92262 | Host Customer is System Owner | [7 empty] | 772.8 | 48.3 |  | Drainback |  |  |  | 1 | 1 |  | Z15 |  |  |  | 10001888 | 16 | 1 | [5 empty] | FALSE |  |  |  | SunEarth - SETR A503 TTR U + VFS 20-400 |  | SunEarth - SETR A503 TTR U + VFS 20-400 | Riverside County | FALSE | 7.65 |  | 2014-10-07 |  | 2014-10-07 | 2014-11-07 | 2016-04-11 | 2016-04-15 | 3110 | 17423 | Up-front Payment
SCG-003877 | Commercial Pools | Pool Heating | Gas | Southern California Gas Company | Incentive:Paid | 12145 | 7 |  | 1 | 1735 |  | 1735 |  | 2014-10-07 10:38 | 2014-11-07 | CALIFORNIA SOLAR THERMAL INC | Retrofit | Palm Springs | Riverside | 92262 | Host Customer is System Owner | [7 empty] | 579.6 | 48.3 |  | Drainback |  |  |  | 1 | 1 |  | Z15 |  |  |  | 10001888 | 12 | 1 | [5 empty] | FALSE |  |  |  | SunEarth - SETR A503 TTR U + VFS 20-400 |  | SunEarth - SETR A503 TTR U + VFS 20-400 | Riverside County | FALSE | 7.65 |  | 2014-10-07 |  | 2014-10-07 | 2014-11-07 | 2016-04-11 | 2016-04-15 | 3107 | 13271 | Up-front Payment
SDG-003878 | Low Income Multifamily Residential | Domestic Hot Water | Gas | San Diego Gas and Electric | Reservation:Canceled | 86515 | 24.89 |  | 1 | 4413 |  | 4413 |  | 2014-10-09 10:56 |  | ALL VALLEY SOLAR INC | Retrofit | San Diego | San Diego | 92108 | Power Purchase Agreements | [7 empty] | 1228.5 | 40.95 |  | Drainback |  | Solar Storage and Auxiliary Tanks are separate |  | 1 | 1 | 2736 | Z07 | 72 | Units | Apartments/Condos | 10001803 | 30 | 4 | 1900 | 1 | 175 | 1 | 750000 | TRUE | 125 | 140 |  | SunEarth - SETR A503 TTR U + VFS 5-100 |  | SunEarth - SETR A503 TTR U + VFS 5-100 |  | FALSE | 21.36 |  | 2011-06-01: 2014-10-07; 2011-06-21: 2015-10-21 | 3278 | 94271 | Up-front Payment
SCG-003879 | Commercial Pools | Pool Heating | Gas | Southern California Gas Company | Reservation:Canceled | 14280 | 7 |  | 1 | 2040 |  | 2040 |  | 2014-11-12 10:25 |  | SUNUP ENERGY | Retrofit | Fontana | Fontana | 92335 | Host Customer is System Owner | [7 empty] | 945 | 47.25 |  | Drainback |  |  |  | 1 | 1 |  | Z10 |  |  |  | SU412 | 20 | 2 | [5 empty] | FALSE | [7 empty] | FALSE | 9.07 |  | 2011-06-01: 2014-10-07; 2011-06-21: 2014-11-20; 2011-06-23: 2014-11-12 | 3628 | 18500 | Up-front Payment
SCG-003880 | Commercial Pools | Pool Heating | Gas | Southern California Gas Company | Reservation:Canceled | 12607 | 7 |  | 1 | 1801 |  | 1801 |  | 2014-11-12 10:27 |  | SUNUP ENERGY | Retrofit | Fontana | Fontana | 92335 | Host Customer is System Owner | [7 empty] | 661.5 | 47.25 |  | Drainback |  |  |  | 1 | 1 |  | Z10 |  |  |  | SU412 | 14 | 1 | [5 empty] | FALSE | [7 empty] | FALSE | 8.05 |  | 2011-06-01: 2014-10-07; 2011-06-21: 2014-11-20; 2011-06-23: 2014-11-12 | 3628 | 14500 | Up-front Payment
SCG-003881 | Commercial Pools | Pool Heating | Gas | Southern California Gas Company | Reservation:Canceled | 15761 | 7 |  | 1 | 3675 |  | 3675 |  | 2014-11-10 14:37 |  | SUNUP ENERGY | Retrofit | Ontario | Ontario | 91762 | Host Customer is System Owner | [7 empty] | 1323 | 47.25 |  | Drainback |  |  |  | 1 | 1 |  | Z10 |  |  |  | SU412 | 28 | 1 | [5 empty] | FALSE | [7 empty] | FALSE | 4.29 |  | 2011-06-01: 2014-10-07; 2011-06-21: 2014-11-20; 2011-06-23: 2014-11-10 | 3628 | 15761 | Up-front Payment
SCG-003882 | Commercial Pools | Pool Heating | Gas | Southern California Gas Company | Incentive:Canceled | 51414 | 7 |  | 1 | 7345 |  | 7345 |  | 2014-10-17 13:17 | 2014-10-31 | SUNUP ENERGY | Retrofit | Palm Springs | Palm Springs | 92262 | Host Customer is System Owner | [7 empty] | 2268 | 47.25 |  | Drainback |  |  |  | 1 | 1 |  | Z15 |  |  |  | SU412 | 48 | 2 | [5 empty] | FALSE | [7 empty] | FALSE | 7 |  | 2011-06-01: 2014-10-07; 2011-06-23: 2014-10-17; 2011-07-01: 2014-10-31 | 3649 | 51414 | Up-front Payment
SDG-003883 | Commercial Pools | Pool Heating | Gas | San Diego Gas and Electric | Reservation:Canceled | 11676 | 7 |  | 1 | 1668 |  | 1668 |  | 2014-11-18 13:22 |  | SUNUP ENERGY | Retrofit | San Diego | San Diego | 92115 | Host Customer is System Owner | [7 empty] | 567 | 47.25 |  | Drainback |  |  |  | 1 | 1 |  | Z10 |  |  |  | SU412 | 12 | 1 | [5 empty] | FALSE | [7 empty] | FALSE | 7 |  | 2011-06-01: 2014-10-07; 2011-06-21: 2014-11-24; 2011-06-23: 2014-11-18 | 3624 | 11679 | Up-front Payment
SDG-003885 | Commercial Pools | Pool Heating | Gas | San Diego Gas and Electric | Reservation:Canceled | 10143 | 7 |  | 1 | 1449 |  | 1449 |  | 2014-11-17 15:31 |  | SUNUP ENERGY | Retrofit | San Diego | San Diego | 92117 | Host Customer is System Owner | [7 empty] | 661.5 | 47.25 |  | Drainback |  |  |  | 1 | 1 |  | Z07 |  |  |  | SU412 | 14 | 1 | [5 empty] | FALSE | [7 empty] | FALSE | 7.45 |  | 2011-06-01: 2014-10-07; 2011-06-21: 2014-11-24; 2011-06-23: 2014-11-17 | 3624 | 10800 | Up-front Payment
SCG-003886 | Commercial Pools | Pool Heating | Gas | Southern California Gas Company | Incentive:Canceled | 17192 | 7 |  | 1 | 2456 |  | 2456 |  | 2014-10-14 12:47 | 2014-12-01 | CALIFORNIA SOLAR THERMAL INC | Retrofit | Indio | Riverside | 92201 | Host Customer is System Owner | [7 empty] | 869.4 | 48.3 |  | Drainback |  |  |  | 1 | 1 |  | Z15 |  |  |  | 10001888 | 18 | 1 | [5 empty] | FALSE | [7 empty] | FALSE | 7 |  | 2014-10-07 | 2014-11-13 | 2014-10-14 | 2014-12-01 |  |  | 3618 | 17192 | Up-front Payment
PGE-003887 | Commercial/Multifamily Residential | Domestic Hot Water | Gas | Pacific Gas and Electric | Incentive:Paid | 7479 | 20.19 |  | 1 | 378 |  | 370 |  | 2015-06-29 13:51 | 2015-07-08 | ICOM MECHANICAL INC | New Construction | SAN JOSE | Santa Clara | 95131 | Owner/Tenant | [7 empty] | 318.32 | 39.79 |  | Drainback |  | Solar Storage and Auxiliary Tanks are separate |  | 0.98 | 1 | 256 | Z04 | 256 | Persons | Office Buildings | 2007039F | 8 | 1 | 500 | 1 | 119 | 1 | 199000 | TRUE | 140 | 120 |  |  |  |  | City of San Jose | FALSE | 157.04 |  | 2014-10-07 | 2015-06-30 | 2015-06-29 | 2015-07-08 | 2015-10-06 | 2015-10-28 | 3265 | 59363 | Up-front Payment
SCG-003888 | Commercial Pools | Pool Heating | Gas | Southern California Gas Company | Incentive:Paid | 16748 | 7 |  | 1 | 2393 |  | 2393 |  | 2014-10-13 09:56 | 2014-11-25 | CALIFORNIA SOLAR THERMAL INC | Retrofit | Indio | Riverside | 92201 | Host Customer is System Owner | [7 empty] | 772.8 | 48.3 |  | Drainback |  |  |  | 1 | 1 |  | Z15 |  |  |  | 10001888 | 16 | 1 | [5 empty] | FALSE |  |  |  | SunEarth - SETR A503 TTR U + VFS 20-400 |  | SunEarth - SETR A503 TTR U + VFS 20-400 | Riverside County | FALSE | 7 |  | 2014-10-09 | 2014-11-13 | 2014-10-13 | 2014-11-25 | 2016-04-05 | 2016-04-19 | 3097 | 16748 | Up-front Payment
SCG-003889 | Commercial Pools | Pool Heating | Gas | Southern California Gas Company | Incentive:Paid | 12677 | 7 |  | 1 | 1811 |  | 1811 |  | 2014-10-09 10:31 | 2014-11-12 | CALIFORNIA SOLAR THERMAL INC | Retrofit | Cathedral City | Riverside | 92234 | Host Customer is System Owner | [7 empty] | 579.6 | 48.3 |  | Drainback |  |  |  | 1 | 1 |  | Z15 |  |  |  | 10001888 | 12 | 1 | [5 empty] | FALSE |  |  |  | SunEarth - SETR A503 TTR U + VFS 20-400 |  | SunEarth - SETR A503 TTR U + VFS 20-400 | County of Riverside | FALSE | 7 |  | 2014-10-09 |  | 2014-10-09 | 2014-11-12 | 2015-03-25 | 2015-05-08 | 3448 | 12677 | Up-front Payment
SCG-003891 | Low Income Multifamily Residential | Domestic Hot Water | Gas | Southern California Gas Company | Incentive:Paid | 20808 | 24.89 |  | 1 | 836 |  | 836 |  | 2014-10-31 07:16 | 2014-12-16 | SOLARIX SYSTEMS | New Construction | Chino | San Bernardino | 91710 | Host Customer is System Owner | [7 empty] | 281.19 | 40.17 |  | Glycol | Advanced Controller with a Thermal Cycling Function | Solar Storage and Auxiliary Tanks are separate |  | 1 | 1 | 630 | Z10 | 15 | Units | Apartments/Condos | 2010115A | 7 | 1 | 335 | 1 | 200 | 2 | 240000 | TRUE | 120 | 120 |  |  |  |  | City of Chino, CA | FALSE | 30.86 |  | 2014-10-08 |  | 2014-10-31 | 2014-12-16 | 2014-12-20 | 2015-01-26 | 3400 | 25795 | Up-front Payment
SCG-003892 | Commercial Pools | Pool Heating | Gas | Southern California Gas Company | Incentive:Paid | 32277 | 7 |  | 1 | 4611 |  | 4611 |  | 2014-10-23 13:29 | 2014-11-07 | CATERSOLAR INC | Retrofit | Sherman Oaks | Los Angeles | 91436 | Host Customer is System Owner | [7 empty] | 1606.5 | 47.25 |  | Drainback |  |  |  | 1 | 1 |  | Z09 |  |  |  | 16204-12 | 34 | 1 | [5 empty] | FALSE |  |  |  | Badger - Badger 380 |  | Badger - Badger 380 | City Of Los Angeles | FALSE | 7.19 |  | 2014-10-08 |  | 2014-10-23 | 2014-11-07 | 2015-04-01 | 2015-07-08 | 3355 | 33134 | Up-front Payment
SCG-003893 | Low Income Multifamily Residential | Domestic Hot Water | Gas | Southern California Gas Company | Incentive:Paid | 23596 | 24.89 |  | 1 | 948 |  | 948 |  | 2014-10-31 07:17 | 2014-12-16 | SOLARIX SYSTEMS | New Construction | Chino | San Bernardino | 91710 | Host Customer is System Owner | [7 empty] | 281.19 | 40.17 |  | Glycol | Pressure Stagnation Protection (PSP) | Solar Storage and Auxiliary Tanks are separate |  | 1 | 1 | 630 | Z10 | 15 | Units | Apartments/Condos | 2010115A | 7 | 1 | 335 | 1 | 200 | 2 | 240000 | TRUE | 120 | 120 |  |  |  |  | City of Chino, CA | FALSE | 26.96 |  | 2014-10-08 |  | 2014-10-31 | 2014-12-16 | 2014-12-20 | 2015-02-02 | 3400 | 25554 | Up-front Payment
SCG-003894 | Low Income Multifamily Residential | Domestic Hot Water | Gas | Southern California Gas Company | Incentive:Paid | 21381 | 24.89 |  | 1 | 859 |  | 859 |  | 2014-10-31 07:17 | 2014-12-16 | SOLARIX SYSTEMS | New Construction | Chino | San Bernardino | 91710 | Host Customer is System Owner | [7 empty] | 281.19 | 40.17 |  | Glycol | Advanced Controller with a Thermal Cycling Function | Solar Storage and Auxiliary Tanks are separate |  | 1 | 1 | 504 | Z10 | 12 | Units | Apartments/Condos | 2010115A | 7 | 1 | 335 | 1 | 200 | 2 | 240000 | TRUE | 120 | 120 |  |  |  |  | City of Chino, CA | FALSE | 29.75 |  | 2014-10-09 |  | 2014-10-31 | 2014-12-16 | 2014-12-20 | 2015-02-02 | 3400 | 25551 | Up-front Payment
SCG-003895 | Low Income Multifamily Residential | Domestic Hot Water | Gas | Southern California Gas Company | Incentive:Paid | 21381 | 24.89 |  | 1 | 859 |  | 859 |  | 2014-10-31 07:18 | 2014-12-16 | SOLARIX SYSTEMS | New Construction | Chino | San Bernardino | 91710 | Host Customer is System Owner | [7 empty] | 281.19 | 40.17 |  | Glycol | Advanced Controller with a Thermal Cycling Function | Solar Storage and Auxiliary Tanks are separate |  | 1 | 1 | 504 | Z10 | 12 | Units | Apartments/Condos | 2010115A | 7 | 1 | 335 | 1 | 200 | 2 | 240000 | TRUE | 120 | 120 |  |  |  |  | City of Chino, CA | FALSE | 29.75 |  | 2014-10-09 |  | 2014-10-31 | 2014-12-16 | 2014-12-20 | 2015-02-02 | 3400 | 25554 | Up-front Payment
SCG-003896 | Low Income Multifamily Residential | Domestic Hot Water | Gas | Southern California Gas Company | Incentive:Paid | 18892 | 24.89 |  | 1 | 759 |  | 759 |  | 2014-10-31 07:18 | 2014-12-16 | SOLARIX SYSTEMS | New Construction | Chino | San Bernardino | 91710 | Host Customer is System Owner | [7 empty] | 281.19 | 40.17 |  | Glycol | Advanced Controller with a Thermal Cycling Function | Solar Storage and Auxiliary Tanks are separate |  | 1 | 1 | 504 | Z10 | 12 | Units | Apartments/Condos | 2010115A | 7 | 1 | 335 | 1 | 200 | 2 | 240000 | TRUE | 120 | 120 |  |  |  |  | City of Chino, CA | FALSE | 33.67 |  | 2014-10-09 |  | 2014-10-31 | 2014-12-16 | 2014-12-20 | 2015-02-02 | 3400 | 25554 | Up-front Payment
PGE-003897 | Low Income Single Family Residential | Domestic Hot Water | Gas | Pacific Gas and Electric | Incentive:Paid | 2590 | 36.9 |  | 1 | 101 |  | 101 |  | 2014-11-12 07:45 | 2014-11-20 | SELF-HELP HOME IMPROVEMENT PROJECT | Retrofit | COTTONWOOD | Shasta | 96022 | Host Customer is System Owner | 1 |  | 2010068D | Fafco, Inc. | 500 SERIES | 500-96SF-50G-50S | Indirect Forced Circulation (IF) | 97.56 |  | 2x8, 2x12 | Forced Circulation |  | Solar Storage and Auxiliary Tanks are separate | 49.9 | 1 | 1 | 20 | Z11 | [18 empty] | Shasta | FALSE | 28.81 |  | 2014-10-09 | 2014-11-13 |  |  | 2014-11-12 | 2014-11-20 | 3613 | 2910 | Up-front Payment
PGE-003898 | Single Family Residential | Domestic Hot Water | Gas | Pacific Gas and Electric | Incentive:Paid | 1522 | 29.85 |  | 1 | 101 |  | 82 |  | 2014-11-12 07:46 | 2014-12-02 | SELF-HELP HOME IMPROVEMENT PROJECT | Retrofit | BURNEY | Shasta | 96013 | Host Customer is System Owner | 1 |  | 2010068D | Fafco, Inc. | 500 SERIES | 500-96SF-50G-50S | Indirect Forced Circulation (IF) | 97.56 |  | 2x8, 2x12 | Glycol | Unglazed Collectors | Solar Storage and Auxiliary Tanks are separate | 49.9 | 0.96 | 0.85 | 20 | Z16 | [18 empty] | Shasta | FALSE | 30.14 |  | 2014-10-09 | 2014-11-18 |  |  | 2014-11-12 | 2014-12-02 | 3611 | 3044 | Up-front Payment
PGE-003899 | Low Income Single Family Residential | Domestic Hot Water | Gas | Pacific Gas and Electric | Incentive:Paid | 2434 | 36.9 |  | 1 | 101 |  | 101 |  | 2014-11-19 09:07 | 2014-11-26 | SELF-HELP HOME IMPROVEMENT PROJECT | Retrofit | COTTONWOOD | Shasta | 96022 | Owner/Tenant | 4 |  | 2010068D | Fafco, Inc. | 500 SERIES | 500-96SF-50G-50S | Indirect Forced Circulation (IF) | 97.56 |  | 2x8, 2x12 | Glycol | Unglazed Collectors | Solar Storage and Auxiliary Tanks are separate | 49.9 | 1 | 1 | 55 | Z11 | [18 empty] | Shasta | FALSE | 24.1 |  | 2014-10-09 | 2014-11-20 |  |  | 2014-11-19 | 2014-11-26 | 3611 | 2434.43 | Up-front Payment
PGE-003900 | Low Income Single Family Residential | Domestic Hot Water | Gas | Pacific Gas and Electric | Incentive:Paid | 1981 | 36.9 |  | 1 | 101 |  | 77 |  | 2014-11-20 10:23 | 2014-12-04 | SELF-HELP HOME IMPROVEMENT PROJECT | Retrofit | COTTONWOOD | Shasta | 96022 | Host Customer is System Owner | 1 |  | 2010068D | Fafco, Inc. | 500 SERIES | 500-96SF-50G-50S | Indirect Forced Circulation (IF) | 97.56 |  | 2x8, 2x12 | Glycol | Unglazed Collectors | Solar Storage and Auxiliary Tanks are separate | 49.9 | 0.9 | 0.85 | 20 | Z11 | [18 empty] | Shasta County | FALSE | 28.31 |  | 2011-06-01: 2014-10-09; 2011-08-03: 2014-11-20; 2011-09-20: 2014-12-04 | 3599 | 2859 | Up-front Payment
SDG-003901 | Low Income Multifamily Residential | Domestic Hot Water | Gas | San Diego Gas and Electric | Reservation:Canceled | 52251 | 24.89 |  | 1 | 2969 |  | 2969 |  | 2014-10-29 12:28 |  | ALL VALLEY SOLAR INC | Retrofit | San Diego | San Diego | 92105 | Power Purchase Agreements | [7 empty] | 819 | 40.95 |  | Drainback |  | Solar Storage and Auxiliary Tanks are separate |  | 1 | 1 | 1840 | Z07 | 46 | Units | Apartments/Condos | 10001803 | 20 | 4 | 1200 | 1 | 175 | 1 | 500000 | TRUE | 125 | 140 |  | SunEarth - SETR A503 TTR U + VFS 5-100 |  | SunEarth - SETR A503 TTR U + VFS 5-100 |  | FALSE | 19.05 |  | 2011-06-01: 2014-10-29; 2011-06-21: 2015-10-21 | 3272 | 56551 | Up-front Payment
PGE-003903 | Single Family Residential | Domestic Hot Water | Gas | Pacific Gas and Electric | Incentive:Paid | 4366 | 29.85 |  | 1 | 179 |  | 165 |  | 2014-11-26 08:14 | 2014-12-30 | SABBATINI PLUMBING INC | New Construction | SAN JOSE | Santa Clara | 95124 | Host Customer is System Owner |  | 4 | 2007023B | HTP, Inc. | PHOENIX SOLAR | PH-119S | Indirect Forced Circulation (IF) | 63.82 |  | SS-32 | Glycol | Advanced Controller with a Vacation or Holiday Mode | Solar and Auxiliary Storage are the same Tank | 119 | 0.97 | 0.95 | 55 | Z04 | [18 empty] | City of San Jose | FALSE | 134.08 |  | 2014-10-09 | 2014-12-01 |  |  | 2014-11-26 | 2014-12-30 | 3424 | 24000 | Up-front Payment
SCG-003904 | Low Income Single Family Residential | Domestic Hot Water | Gas | Southern California Gas Company | Incentive:Paid | 3046 | 36.9 |  | 1 | 120 |  | 119 |  | 2014-10-09 15:35 | 2014-10-31 | COMMUNITY SERVICES AND EMPLOYMENT TRAINING INCORPORATED | Retrofit | Visalia | Tulare | 93277 | Host Customer is System Owner | 4 |  | 2010068D | Fafco, Inc. | 500 SERIES | 500-96SF-50G-50S | Indirect Forced Circulation (IF) | 97.56 |  | 2x8, 2x12 | Glycol | Unglazed Collectors | Solar Storage and Auxiliary Tanks are separate | 50 | 0.99 | 1 | 55 | Z13 | [18 empty] | City of Visalia | FALSE | 38.82 |  | 2011-06-01: 2014-10-09; 2011-08-03: 2014-10-09; 2011-09-20: 2014-10-31 | 3628 | 4658.5 | Up-front Payment
SCG-003905 | Low Income Multifamily Residential | Domestic Hot Water | Gas | Southern California Gas Company | Incentive:Paid | 20808 | 24.89 |  | 1 | 836 |  | 836 |  | 2014-10-31 07:19 | 2014-12-16 | SOLARIX SYSTEMS | New Construction | Chino | San Bernardino | 91710 | Host Customer is System Owner | [7 empty] | 281.19 | 40.17 |  | Glycol | Advanced Controller with a Thermal Cycling Function | Solar Storage and Auxiliary Tanks are separate |  | 1 | 1 | 630 | Z10 | 15 | Units | Apartments/Condos | 2010115A | 7 | 1 | 335 | 1 | 200 | 2 | 240000 | TRUE | 120 | 120 |  |  |  |  | City of Chino, CA | FALSE | 30.57 |  | 2014-10-09 |  | 2014-10-31 | 2014-12-16 | 2014-12-20 | 2015-02-02 | 3400 | 25554 | Up-front Payment
SCG-003906 | Low Income Multifamily Residential | Domestic Hot Water | Gas | Southern California Gas Company | Incentive:Paid | 22501 | 24.89 |  | 1 | 904 |  | 904 |  | 2014-10-31 07:19 | 2014-12-16 | SOLARIX SYSTEMS | New Construction | Chino | San Bernardino | 91710 | Host Customer is System Owner | [7 empty] | 281.19 | 40.17 |  | Glycol | Advanced Controller with a Thermal Cycling Function | Solar Storage and Auxiliary Tanks are separate |  | 1 | 1 | 630 | Z10 | 15 | Units | Apartments/Condos | 2010115A | 7 | 1 | 335 | 1 | 200 | 2 | 240000 | TRUE | 120 | 120 |  |  |  |  | City of Chino, CA | FALSE | 28.27 |  | 2014-10-09 |  | 2014-10-31 | 2014-12-16 | 2014-12-20 | 2015-02-02 | 3400 | 25554 | Up-front Payment
SCG-003907 | Low Income Multifamily Residential | Domestic Hot Water | Gas | Southern California Gas Company | Incentive:Paid | 22924 | 24.89 |  | 1 | 921 |  | 921 |  | 2014-10-31 07:20 | 2014-12-16 | SOLARIX SYSTEMS | New Construction | Chino | San Bernardino | 91710 | Host Customer is System Owner | [7 empty] | 281.19 | 40.17 |  | Glycol | Advanced Controller with a Thermal Cycling Function | Solar Storage and Auxiliary Tanks are separate |  | 1 | 1 | 630 | Z10 | 15 | Units | Apartments/Condos | 2010115A | 7 | 1 | 335 | 1 | 200 | 2 | 240000 | TRUE | 120 | 120 |  |  |  |  | City of Chino, CA | FALSE | 27.75 |  | 2014-10-09 |  | 2014-10-31 | 2014-12-16 | 2014-12-20 | 2015-02-02 | 3400 | 25554 | Up-front Payment
SCG-003908 | Low Income Multifamily Residential | Domestic Hot Water | Gas | Southern California Gas Company | Incentive:Paid | 18892 | 24.89 |  | 1 | 759 |  | 759 |  | 2014-10-31 07:20 | 2014-12-16 | SOLARIX SYSTEMS | New Construction | Chino | San Bernardino | 91710 | Host Customer is System Owner | [7 empty] | 281.19 | 40.17 |  | Glycol | Advanced Controller with a Thermal Cycling Function | Solar Storage and Auxiliary Tanks are separate |  | 1 | 1 | 504 | Z10 | 12 | Units | Apartments/Condos | 2010115A | 7 | 1 | 335 | 1 | 200 | 2 | 240000 | TRUE | 120 | 120 |  |  |  |  | City of Chino, CA | FALSE | 33.67 |  | 2014-10-09 |  | 2014-10-31 | 2014-12-16 | 2014-12-20 | 2015-02-02 | 3400 | 25554 | Up-front Payment
SCG-003909 | Low Income Multifamily Residential | Domestic Hot Water | Gas | Southern California Gas Company | Incentive:Paid | 18892 | 24.89 |  | 1 | 759 |  | 759 |  | 2014-10-31 07:20 | 2014-12-16 | SOLARIX SYSTEMS | New Construction | Chino | San Bernardino | 91710 | Host Customer is System Owner | [7 empty] | 281.19 | 40.17 |  | Glycol | Advanced Controller with a Thermal Cycling Function | Solar Storage and Auxiliary Tanks are separate |  | 1 | 1 | 504 | Z10 | 12 | Units | Apartments/Condos | 2010115A | 7 | 1 | 335 | 1 | 200 | 2 | 240000 | TRUE | 120 | 120 |  |  |  |  | City of Chino, CA | FALSE | 33.67 |  | 2014-10-09 |  | 2014-10-31 | 2014-12-16 | 2014-12-20 | 2015-02-02 | 3400 | 25554 | Up-front Payment
SCG-003910 | Commercial Pools | Pool Heating | Gas | Southern California Gas Company | Incentive:Paid | 6167 | 7 |  | 1 | 881 |  | 881 |  | 2014-10-30 09:29 | 2014-11-20 | MOHR POWER SOLAR INC | Retrofit | Orange | Orange | 92867 | Host Customer is System Owner | [7 empty] | 400 | 50 |  | Drainback |  |  |  | 1 | 1 |  | Z08 |  |  |  | 10001884 | 8 | 1 | [5 empty] | FALSE | [6 empty] | City of Orange | FALSE | 7 |  | 2014-10-10 |  | 2014-10-30 | 2014-11-20 | 2015-06-26 | 2015-07-22 | 3351 | 6169 | Up-front Payment
SCG-003911 | Commercial Pools | Pool Heating | Gas | Southern California Gas Company | Incentive:Paid | 12175 | 7 |  | 1 | 1742 |  | 1742 |  | 2014-10-31 15:24 | 2014-11-20 | REVCO SOLAR ENGINEERING INC | Retrofit | Palm Desert | Riverside | 92260 | Host Customer is System Owner | [7 empty] | 543.998 | 38.857 |  | Drainback |  |  |  | 1 | 1 |  | Z15 |  |  |  | 10001773 | 14 | 1 | [5 empty] | FALSE |  |  |  | SunEarth - SETR A503 TTR U + VFS 20-400 |  | SunEarth - SETR A503 TTR U + VFS 20-400 | City of Palm Desert | FALSE | 6.99 |  | 2014-10-10 |  | 2014-10-31 | 2014-11-20 | 2016-03-07 | 2016-03-11 | 3148 | 12175 | Up-front Payment
SCG-003912 | Commercial Pools | Pool Heating | Gas | Southern California Gas Company | Incentive:Paid | 38115 | 7 |  | 1 | 5445 |  | 5445 |  | 2014-11-03 09:31 | 2014-11-20 | REVCO SOLAR ENGINEERING INC | Retrofit | Palm Desert | Riverside | 92260 | Host Customer is System Owner | [7 empty] | 1719.999 | 41.951 |  | Drainback |  |  |  | 1 | 1 |  | Z15 |  |  |  | 10001773 | 41 | 1 | [5 empty] | FALSE |  |  |  | SunEarth - SETR A503 TTR U + VFS 20-400 |  | SunEarth - SETR A503 TTR U + VFS 20-400 | City of Palm Desert | FALSE | 7 |  | 2014-10-10 |  | 2014-11-03 | 2014-11-20 | 2015-11-05 | 2015-11-13 | 3271 | 38115 | Up-front Payment
SCG-003913 | Commercial Pools | Pool Heating | Gas | Southern California Gas Company | Incentive:Paid | 25950 | 7 |  | 1 | 3826 |  | 3826 |  | 2014-10-31 15:30 | 2014-11-20 | REVCO SOLAR ENGINEERING INC | Retrofit | Palm Desert | Riverside | 92260 | Host Customer is System Owner | [7 empty] | 1271.998 | 38.545 |  | Drainback |  |  |  | 1 | 1 |  | Z15 |  |  |  | 10001773 | 33 | 1 | [5 empty] | FALSE |  |  |  | SunEarth - SETR A503 TTR U + VFS 20-400 |  | SunEarth - SETR A503 TTR U + VFS 20-400 | City of Palm Desert | FALSE | 6.78 |  | 2014-10-10 |  | 2014-10-31 | 2014-11-20 | 2016-02-19 | 2016-02-23 | 3166 | 25950 | Up-front Payment
SCG-003914 | Commercial Pools | Pool Heating | Gas | Southern California Gas Company | Incentive:Paid | 12850 | 7 |  | 1 | 1940 |  | 1940 |  | 2014-10-31 15:37 | 2014-11-20 | REVCO SOLAR ENGINEERING INC | Retrofit | Palm Desert | Riverside | 92260 | Host Customer is System Owner | [7 empty] | 543.998 | 38.857 |  | Drainback |  |  |  | 1 | 1 |  | Z15 |  |  |  | 10001773 | 14 | 1 | [5 empty] | FALSE |  |  |  | SunEarth - SETR A503 TTR U + VFS 20-400 |  | SunEarth - SETR A503 TTR U + VFS 20-400 | City of Palm Desert | FALSE | 6.62 |  | 2014-10-11 |  | 2014-10-31 | 2014-11-20 | 2016-02-19 | 2016-02-23 | 3166 | 12850 | Up-front Payment
SCG-003915 | Commercial Pools | Pool Heating | Gas | Southern California Gas Company | Incentive:Paid | 17200 | 7 |  | 1 | 2513 |  | 2513 |  | 2014-11-03 09:13 | 2014-11-20 | REVCO SOLAR ENGINEERING INC | Retrofit | Palm Desert | Riverside | 92260 | Host Customer is System Owner | [7 empty] | 759.998 | 33.043 |  | Drainback |  |  |  | 1 | 1 |  | Z15 |  |  |  | 10001773 | 23 | 1 | [5 empty] | FALSE |  |  |  | SunEarth - SETR A503 TTR U + VFS 20-400 |  | SunEarth - SETR A503 TTR U + VFS 20-400 | City of Palm Desert | FALSE | 6.84 |  | 2014-10-11 |  | 2014-11-03 | 2014-11-20 | 2015-11-05 | 2015-11-13 | 3271 | 17200 | Up-front Payment
SCG-003916 | Commercial Pools | Pool Heating | Gas | Southern California Gas Company | Incentive:Paid | 48300 | 7 |  | 1 | 7335 |  | 7335 |  | 2014-11-03 09:38 | 2014-11-20 | REVCO SOLAR ENGINEERING INC | Retrofit | Palm Desert | Riverside | 92260 | Host Customer is System Owner | [7 empty] | 2191.997 | 39.855 |  | Drainback |  |  |  | 1 | 1 |  | Z15 |  |  |  | 10001954 | 55 | 1 | [5 empty] | FALSE |  |  |  | SunEarth - SETR A503 TTR U + VFS 20-400 |  | SunEarth - SETR A503 TTR U + VFS 20-400 | City of Palm Desert | FALSE | 6.58 |  | 2014-10-11 |  | 2014-11-03 | 2014-11-20 | 2016-01-19 | 2016-02-01 | 3190 | 48300 | Up-front Payment
SCG-003917 | Commercial Pools | Pool Heating | Gas | Southern California Gas Company | Incentive:Paid | 16600 | 7 |  | 1 | 2826 |  | 2826 |  | 2014-11-03 09:20 | 2014-11-20 | REVCO SOLAR ENGINEERING INC | Retrofit | Palm Desert | Riverside | 92260 | Host Customer is System Owner | [7 empty] | 960 | 48 |  | Drainback |  |  |  | 1 | 1 |  | Z15 |  |  |  | 10001773 | 20 | 1 | [5 empty] | FALSE |  |  |  | SunEarth - SETR A503 TTR U + VFS 20-400 |  | SunEarth - SETR A503 TTR U + VFS 20-400 | City of Palm Desert | FALSE | 5.87 |  | 2014-10-11 |  | 2014-11-03 | 2014-11-20 | 2016-01-13 | 2016-01-21 | 3196 | 16600 | Up-front Payment
PGE-003918 | Commercial/Multifamily Residential | Domestic Hot Water | Gas | Pacific Gas and Electric | Reservation:Canceled | 21280 | 17.16 |  | 2 | 1054 |  | 1054 |  |  |  | BERGQUAM ENERGY SYSTEMS | New Construction | yuba city | Sutter | 95993 | Host Customer is System Owner | [7 empty] | 321.36 | 40.17 |  | Glycol | Advanced Controller with a Thermal Cycling Function | Solar Storage and Auxiliary Tanks are separate |  | 1 | 1 | 1116 | Z11 | 62 | Beds | Retirement/Nursing Homes | 2010115A | 8 | 1 | 560 | 6 | 400 | 4 | 800000 | TRUE | 140 | 110 | [5 empty] | FALSE | 67.04 |  | 2011-06-01: 2014-10-11 | 3668 | 70660 | Up-front Payment
SCG-003919 | Commercial Pools | Pool Heating | Gas | Southern California Gas Company | Incentive:Canceled | 9965 | 7 |  | 1 | 1424 |  | 1424 |  | 2014-10-13 09:57 | 2014-11-25 | CALIFORNIA SOLAR THERMAL INC | Retrofit | Lake Elsinore | Riverside | 92530 | Host Customer is System Owner | [7 empty] | 579.6 | 48.3 |  | Drainback |  |  |  | 1 | 1 |  | Z10 |  |  |  | 10001888 | 12 | 1 | [5 empty] | FALSE | [7 empty] | FALSE | 7 |  | 2014-10-13 | 2014-11-13 | 2014-10-13 | 2014-11-25 |  |  | 3623 | 9965 | Up-front Payment
SCG-003920 | Single Family Residential | Domestic Hot Water | Gas | Southern California Gas Company | Incentive:Paid | 3821 | 29.85 |  | 1 | 160 |  | 128 |  | 2014-10-20 07:05 | 2014-10-31 | SUNTREK INDUSTRIES INC | Retrofit | San Juan Capistrano | Orange | 92675 | Host Customer is System Owner | 4 |  | 2001001E | SunEarth, Inc. | SOLARAY | TE64P-80-2G | Indirect Forced Circulation (IF) | 65.67 |  | EP-32 / EP-32-0.75 | Glycol | Advanced Controller with a Vacation or Holiday Mode | Solar Storage and Auxiliary Tanks are separate | 80 | 1 | 0.8 | 55 | Z06 | [18 empty] | City of San Juan Capistrano | FALSE | 53.12 |  | 2011-06-01: 2014-10-13; 2011-08-03: 2014-10-20; 2011-09-20: 2014-10-31 | 3412 | 8500 | Up-front Payment
SCG-003921 | Commercial/Multifamily Residential | Domestic Hot Water | Gas | Southern California Gas Company | Incentive:Paid | 51425 | 25 |  | 1 SCG | 2057 |  | 2057 |  | 2014-10-19 19:55 | 2014-11-11 | ELECTRO-THERMAL EQUIPMENT CORP | Retrofit | Los Angeles | Los Angeles | 90027 | Host Customer is System Owner | [7 empty] | 614.25 | 40.95 |  | Drainback |  | Solar Storage and Auxiliary Tanks are separate |  | 1 | 1 | 1200 | Z09 | 30 | Units | Apartments/Condos | 10001803 | 15 | 3 | 660 | 3 | 200 | 2 | 398000 | TRUE | 130 | 130 |  | Amatis Controls - AM-JOULE |  | Amatis Controls - AM-JOULE | Los Angeles | FALSE | 29.33 |  | 2014-10-16 |  | 2014-10-19 | 2014-11-11 | 2016-11-07 | 2016-11-15 | 2882 | 60328 | Up-front Payment
SCG-003922 | Commercial/Multifamily Residential | Domestic Hot Water | Gas | Southern California Gas Company | Incentive:Canceled | 78948 | 25 |  | 1 SCG | 3240 |  | 3240 |  | 2014-10-19 19:59 | 2014-11-11 | ELECTRO-THERMAL EQUIPMENT CORP | Retrofit | Downey | Los Angeles | 90242 | Host Customer is System Owner | [7 empty] | 1023.75 | 40.95 |  | Drainback |  | Solar Storage and Auxiliary Tanks are separate |  | 1 | 1 | 1840 | Z08 | 46 | Units | Apartments/Condos | 10001803 | 25 | 5 | 1200 | 2 | 100 | 1 | 270000 | TRUE | 130 | 130 | [5 empty] | FALSE | 24.37 |  | 2011-06-01: 2014-10-16; 2011-06-23: 2014-10-19; 2011-07-01: 2014-11-11 | 3637 | 78948 | Up-front Payment
SDG-003923 | Commercial Pools | Pool Heating | Gas | San Diego Gas and Electric | Reservation:Canceled | 38792 | 7 |  | 1 | 5542 |  | 5542 |  | 2014-11-18 15:44 |  | SUNUP ENERGY | Retrofit | San Diego | San Diego | 92128 | Host Customer is System Owner | [7 empty] | 1701 | 47.25 |  | Drainback |  |  |  | 1 | 1 |  | Z10 |  |  |  | 10001-5 | 36 | 1 | [5 empty] | FALSE | [7 empty] | FALSE | 7 |  | 2011-06-01: 2014-10-13; 2011-06-21: 2014-11-24; 2011-06-23: 2014-11-18 | 3624 | 38792 | Up-front Payment
SCG-003925 | Commercial/Multifamily Residential | Domestic Hot Water | Gas | Southern California Gas Company | Incentive:Canceled | 118465 | 25 |  | 1 SCG | 4758 |  | 4758 |  | 2014-10-27 14:13 | 2014-11-11 | ELECTRO-THERMAL EQUIPMENT CORP | Retrofit | Torrance | Los Angeles | 90504 | Host Customer is System Owner | [7 empty] | 1310.4 | 40.95 |  | Drainback |  | Solar Storage and Auxiliary Tanks are separate |  | 1 | 1 | 2698 | Z06 | 71 | Units | Apartments/Condos | 10001803 | 32 | 4 | 1686 | 1 | 100 | 1 | 750000 | TRUE | 130 | 130 | [5 empty] | FALSE | 24.9 |  | 2011-06-01: 2014-10-16; 2011-06-23: 2014-10-27; 2011-07-01: 2014-11-11 | 3637 | 118465 | Up-front Payment
SCG-003926 | Single Family Residential | Domestic Hot Water | Gas | Southern California Gas Company | Incentive:Canceled | 3642 | 29.85 |  | 1 | 122 |  | 122 |  | 2014-12-18 09:02 | 2015-01-08 | THE SOLAR ENERGY COMPANY INC | Retrofit | Montecito | Santa Barbara | 93108 | Host Customer is System Owner | 6 |  | 2001003A | SunEarth, Inc. | SOLARAY | TE40P-80-2G-PV | Indirect Forced Circulation (IF) | 40.9 |  | EP-40 / EP-40-0.75 | Glycol | Advanced Controller with a Thermal Cycling Function | Solar Storage and Auxiliary Tanks are separate | 80 | 1 | 1 | 75 | Z06 | [18 empty] | Santa Barbara County | FALSE | 67.21 |  | 2014-10-13 | 2015-04-07 |  |  | 2014-12-18 | 2015-01-08 | 2938 | 8200 | Up-front Payment
SCG-003927 | Commercial Pools | Pool Heating | Gas | Southern California Gas Company | Incentive:Paid | 10675 | 7 |  | 1 | 1525 |  | 1525 |  | 2014-11-12 14:49 | 2014-11-19 | ENERGY SERVICES | New Construction | rancho mirage | Riverside | 92270 | Host Customer is System Owner | [7 empty] | 432.19 | 39.29 |  | Drainback |  |  |  | 1 | 1 |  | Z15 |  |  |  | 10204-10 | 11 | 1 | [5 empty] | FALSE | [6 empty] | rancho mirage | FALSE | 7.16 |  | 2014-10-14 |  | 2014-11-12 | 2014-11-19 | 2015-01-08 | 2015-01-28 | 3524 | 10926 | Up-front Payment
SCG-003928 | Commercial Pools | Pool Heating | Gas | Southern California Gas Company | Incentive:Paid | 10759 | 7 |  | 1 | 1537 |  | 1537 |  | 2014-11-12 14:48 | 2014-11-19 | ENERGY SERVICES | New Construction | rancho mirage | Riverside | 92270 | Host Customer is System Owner | [7 empty] | 432.19 | 39.29 |  | Drainback |  |  |  | 1 | 1 |  | Z15 |  |  |  | 10204-10 | 11 | 1 | [5 empty] | FALSE | [6 empty] | rancho mirage | FALSE | 7.42 |  | 2014-10-14 |  | 2014-11-12 | 2014-11-19 | 2015-01-08 | 2015-01-28 | 3537 | 11409 | Up-front Payment
SCG-003929 | Commercial Pools | Pool Heating | Gas | Southern California Gas Company | Incentive:Paid | 26404 | 7 |  | 1 | 3772 |  | 3772 |  | 2014-12-01 12:40 | 2014-12-11 | CALIFORNIA SOLAR THERMAL INC | Retrofit | Indio | Riverside | 92201 | Host Customer is System Owner | [7 empty] | 1255.8 | 48.3 |  | Drainback |  |  |  | 1 | 1 |  | Z15 |  |  |  | 10001888 | 26 | 1 | [5 empty] | FALSE |  |  |  | SunEarth - SETR A503 TTR U + VFS 20-400 |  | SunEarth - SETR A503 TTR U + VFS 20-400 | Riverside County | FALSE | 7 |  | 2014-10-14 |  | 2014-12-01 | 2014-12-11 | 2016-03-17 | 2016-04-05 | 3119 | 26404 | Up-front Payment
SCG-003930 | Commercial Pools | Pool Heating | Gas | Southern California Gas Company | Incentive:Paid | 10394 | 7 |  | 1 | 1485 |  | 1485 |  | 2014-11-10 07:42 | 2014-12-08 | CALIFORNIA SOLAR THERMAL INC | Retrofit | Fontana | San Bernardino | 92336 | Host Customer is System Owner | [7 empty] | 579.6 | 48.3 |  | Drainback |  |  |  | 1 | 1 |  | Z10 |  |  |  | 10001888 | 12 | 1 | [5 empty] | FALSE |  |  |  | SunEarth - SETR A503 TTR U + VFS 20-400 |  | SunEarth - SETR A503 TTR U + VFS 20-400 | San Bernardino County | FALSE | 7 |  | 2014-10-15 | 2014-11-13 | 2014-11-10 | 2014-12-08 | 2016-09-02 | 2017-02-01 | 2819 | 10394 | Up-front Payment
PGE-003931 | Commercial Pools | Pool Heating | Gas | Pacific Gas and Electric | Incentive:Paid | 50092 | 7 |  | 1 | 7156 |  | 7156 |  | 2014-11-21 14:53 | 2014-12-12 | SUNTREK INDUSTRIES INC | Retrofit | LINCOLN | Placer | 95648 | Host Customer is System Owner | [7 empty] | 2506.086 | 37.971 |  | Drainback |  |  |  | 1 | 1 |  | Z11 |  |  |  | 10001781 | 66 | 2 | [5 empty] | FALSE |  |  |  | SunEarth - SETR A503 TTR U + VFS 20-400 |  | SunEarth - SETR A503 TTR U + VFS 20-400 | City of Lincoln | FALSE | 8.83 |  | 2014-10-15 | 2014-12-02 | 2014-11-21 | 2014-12-12 | 2015-09-23 | 2015-10-07 | 3301 | 63178 | Up-front Payment
PGE-003932 | Single Family Residential | Domestic Hot Water | Gas | Pacific Gas and Electric | Incentive:Paid | 1729 | 29.85 |  | 1 | 93 |  | 93 |  | 2014-12-01 10:18 | 2014-12-19 | NORTH COAST ENERGY SERVICES INCORPORATED | Retrofit | VACAVILLE | Solano | 95687 | Owner/Tenant | 5 |  | 2010068A | Fafco, Inc. | 500 SERIES | 500-48SF-50G-50S | Indirect Forced Circulation (IF) | 48.78 |  | 2x8, 2x12 | Glycol | Advanced Controller with a Vacation or Holiday Mode | Solar Storage and Auxiliary Tanks are separate | 50 | 1 | 1 | 65 | Z12 | [18 empty] | City of Vacaville | FALSE | 32.76 |  | 2014-10-16 | 2014-12-17 |  |  | 2014-12-01 | 2014-12-19 | 3413 | 3046.56 | Up-front Payment
SCG-003933 | Single Family Residential | Domestic Hot Water | Gas | Southern California Gas Company | Incentive:Paid | 3433 | 29.85 |  | 1 | 115 |  | 115 |  | 2014-12-19 14:50 | 2015-03-31 | IRC SERVICES INC | Retrofit | Montebello | Los Angeles | 90640 | Host Customer is System Owner | 4 |  | 2012012D | KIOTO Clear Energy AG | SOLPAL (formerly Solcrafte) | SOLPAL L-GT | Direct Integral Collector Storage (DI) | 26.11 |  | Solpal L |  |  | Solar Storage with Tankless Auxiliary Water Heater | 53 | 1 | 1 | 55 | Z09 | [18 empty] | Los Angeles dept of building and safety | FALSE | 42.62 |  | 2011-06-01: 2014-10-16; 2011-08-03: 2014-12-19; 2011-09-20: 2015-03-31 | 3407 | 4901 | Up-front Payment
SCG-003934 | Single Family Residential | Domestic Hot Water | Gas | Southern California Gas Company | Incentive:Paid | 3089 | 29.85 |  | 1 | 115 |  | 104 |  | 2014-12-19 13:15 | 2015-01-08 | IRC SERVICES INC | Retrofit | Los Angeles | Los Angeles | 90077 | Host Customer is System Owner | 1 |  | 2012012D | KIOTO Clear Energy AG | SOLPAL (formerly Solcrafte) | SOLPAL L-GT | Direct Integral Collector Storage (DI) | 26.11 |  | Solpal L |  |  | Solar Storage with Tankless Auxiliary Water Heater | 53 | 1 | 0.9 | 20 | Z09 | [18 empty] | Los Angeles dept of building and safety | FALSE | 42.61 |  | 2011-06-01: 2014-10-16; 2011-08-03: 2014-12-19; 2011-09-20: 2015-01-08 | 3406 | 4900 | Up-front Payment
SCG-003936 | Commercial Pools | Pool Heating | Gas | Southern California Gas Company | Incentive:Canceled | 20542 | 7 |  | 1 | 2935 |  | 2935 |  | 2014-12-09 14:39 | 2014-12-11 | CALIFORNIA SOLAR THERMAL INC | Retrofit | River | Riverside | 92507 | Host Customer is System Owner | [7 empty] | 1062.6 | 48.3 |  | Drainback |  |  |  | 1 | 1 |  | Z10 |  |  |  | 10001888 | 22 | 1 | [5 empty] | FALSE |  |  |  | SunEarth - SETR A503 TTR U + VFS 20-400 |  | SunEarth - SETR A503 TTR U + VFS 20-400 | Riverside County | FALSE | 7 |  | 2014-10-16 |  | 2014-12-09 | 2014-12-11 | 2016-09-08 |  | 2970 | 20542 | Up-front Payment
PGE-003937 | Single Family Residential | Domestic Hot Water | Gas | Pacific Gas and Electric | Incentive:Paid | 2853 | 29.85 |  | 1 | 118 |  | 96 |  | 2015-04-22 10:30 | 2015-04-27 | JAMES STEVEN SCHWERM INC | Retrofit | MORGAN HILL | Santa Clara | 95037 | Host Customer is System Owner | 2 |  | 30003808 | Solahart Industries | Solahart | ASG 302J & ASG 302J FREE HEAT | Indirect Thermosyphon (IT) | 43.12 |  | J | Glycol | Other | Solar Storage and Auxiliary Tanks are separate | 80 | 0.9 | 0.9 | 35 | Z04 | [18 empty] | Santa Clara County | FALSE | 62.72 |  | 2014-10-16 | 2015-04-27 |  |  | 2015-04-22 | 2015-04-27 | 3431 | 7400.64 | Up-front Payment
PGE-003939 | Low Income Single Family Residential | Domestic Hot Water | Gas | Pacific Gas and Electric | Incentive:Paid | 2716 | 36.9 |  | 1 | 107 |  | 106 |  | 2014-11-04 17:37 | 2014-11-07 | MERCED COUNTY COMMUNITY ACTION BOARD | Retrofit | MERCED | Merced | 95341 | Host Customer is System Owner | 8 |  | 2010068D | Fafco, Inc. | 500 SERIES | 500-96SF-50G-50S | Indirect Forced Circulation (IF) | 97.56 |  | 2x8, 2x12 | Glycol | Advanced Controller with a Vacation or Holiday Mode | Solar Storage and Auxiliary Tanks are separate | 49.929 | 0.99 | 1 | 95 | Z12 | [18 empty] | CITY OF MERCED | FALSE | 65.62 |  | 2011-06-01: 2014-10-16; 2011-08-03: 2014-11-04; 2011-09-20: 2014-11-07 | 3629 | 7020.84 | Up-front Payment
PGE-003940 | Low Income Single Family Residential | Domestic Hot Water | Gas | Pacific Gas and Electric | Incentive:Paid | 2469 | 36.9 |  | 1 | 107 |  | 96 |  | 2014-12-26 11:27 | 2015-01-06 | MERCED COUNTY COMMUNITY ACTION BOARD | Retrofit | MERCED | Merced | 95341 | Host Customer is System Owner | 5 |  | 2010068D | Fafco, Inc. | 500 SERIES | 500-96SF-50G-50S | Indirect Forced Circulation (IF) | 97.56 |  | 2x8, 2x12 | Glycol | Advanced Controller with a Vacation or Holiday Mode | Solar Storage and Auxiliary Tanks are separate | 49.929 | 0.9 | 1 | 65 | Z12 | [18 empty] | CITY OF MERCED | FALSE | 66.14 |  | 2011-06-01: 2014-10-16; 2011-08-03: 2014-12-26; 2011-09-20: 2015-01-06 | 3565 | 7076.53 | Up-front Payment
PGE-003941 | Low Income Single Family Residential | Domestic Hot Water | Gas | Pacific Gas and Electric | Incentive:Paid | 2332 | 36.9 |  | 1 | 107 |  | 91 |  | 2014-11-05 16:20 | 2014-11-14 | MERCED COUNTY COMMUNITY ACTION BOARD | Retrofit | MERCED | Merced | 95341 | Host Customer is System Owner | 4 |  | 2010068D | Fafco, Inc. | 500 SERIES | 500-96SF-50G-50S | Indirect Forced Circulation (IF) | 97.56 |  | 2x8, 2x12 | Glycol | Advanced Controller with a Vacation or Holiday Mode | Solar Storage and Auxiliary Tanks are separate | 49.929 | 1 | 0.85 | 55 | Z12 | [18 empty] | CITY OF MERCED | FALSE | 63.56 |  | 2011-06-01: 2014-10-16; 2011-08-03: 2014-11-05; 2011-09-20: 2014-11-14 | 3613 | 6801.19 | Up-front Payment
SCG-003943 | Single Family Residential | Domestic Hot Water | Gas | Southern California Gas Company | Incentive:Paid | 3433 | 29.85 |  | 1 | 115 |  | 115 |  | 2014-11-03 12:04 | 2014-11-13 | IRC SERVICES INC | Retrofit | Monterey Park | Los Angeles | 91754 | Host Customer is System Owner | 2 |  | 2012012D | KIOTO Clear Energy AG | SOLPAL (formerly Solcrafte) | SOLPAL L-GT | Direct Integral Collector Storage (DI) | 26.11 |  | Solpal L |  |  | Solar Storage with Tankless Auxiliary Water Heater | 53 | 1 | 1 | 35 | Z09 | [18 empty] | Los Angeles dept of building and safety | FALSE | 42.62 |  | 2011-06-01: 2014-10-16; 2011-08-03: 2014-11-03; 2011-09-20: 2014-11-13 | 3406 | 4901 | Up-front Payment
SCG-003944 | Single Family Residential | Domestic Hot Water | Gas | Southern California Gas Company | Incentive:Paid | 3433 | 29.85 |  | 1 | 115 |  | 115 |  | 2015-09-04 08:58 | 2015-09-28 | IRC SERVICES INC | Retrofit | Monterey Park | Los Angeles | 91754 | Host Customer is System Owner | 2 |  | 2012012D | KIOTO Clear Energy AG | SOLPAL (formerly Solcrafte) | SOLPAL L-GT | Direct Integral Collector Storage (DI) | 26.11 |  | Solpal L |  |  | Solar Storage with Tankless Auxiliary Water Heater | 53 | 1 | 1 | 35 | Z09 | [18 empty] | Los Angeles | FALSE | 57.97 |  | 2011-06-01: 2014-10-16; 2011-08-03: 2015-09-04; 2011-09-20: 2015-09-28 | 3313 | 6666 | Up-front Payment
SCG-003945 | Single Family Residential | Domestic Hot Water | Gas | Southern California Gas Company | Incentive:Paid | 3373 | 29.85 |  | 1 | 113 |  | 113 |  | 2014-11-13 12:22 | 2014-12-01 | IRC SERVICES INC | Retrofit | Anaheim | Orange | 92805 | Host Customer is System Owner | 3 |  | 2012012D | KIOTO Clear Energy AG | SOLPAL (formerly Solcrafte) | SOLPAL L-GT | Direct Integral Collector Storage (DI) | 26.11 |  | Solpal L |  |  | Solar Storage with Tankless Auxiliary Water Heater | 53 | 1 | 1 | 45 | Z08 | [18 empty] | Anaheim | FALSE | 43.37 |  | 2011-06-01: 2014-10-16; 2011-08-03: 2014-11-13; 2011-09-20: 2014-12-01 | 3406 | 4901 | Up-front Payment
SCG-003946 | Single Family Residential | Domestic Hot Water | Gas | Southern California Gas Company | Incentive:Paid | 2867 | 29.85 |  | 1 | 113 |  | 96 |  | 2014-12-19 13:40 | 2015-01-26 | IRC SERVICES INC | Retrofit | Orange | Orange | 92867 | Host Customer is System Owner | 5 |  | 2012012D | KIOTO Clear Energy AG | SOLPAL (formerly Solcrafte) | SOLPAL L-GT | Direct Integral Collector Storage (DI) | 26.11 |  | Solpal L |  |  | Solar Storage with Tankless Auxiliary Water Heater | 53 | 1 | 0.85 | 65 | Z08 | [18 empty] | Orange | FALSE | 43.37 |  | 2011-06-01: 2014-10-16; 2011-08-03: 2014-12-19; 2011-09-20: 2015-01-26 | 3406 | 4901 | Up-front Payment
SCG-003947 | Single Family Residential | Domestic Hot Water | Gas | Southern California Gas Company | Incentive:Paid | 2698 | 29.85 |  | 1 | 113 |  | 90 |  | 2014-11-03 11:37 | 2014-11-12 | IRC SERVICES INC | Retrofit | Garden Grove | Orange | 92868 | Host Customer is System Owner | 2 |  | 2012012D | KIOTO Clear Energy AG | SOLPAL (formerly Solcrafte) | SOLPAL L-GT | Direct Integral Collector Storage (DI) | 26.11 |  | Solpal L |  |  | Solar Storage with Tankless Auxiliary Water Heater | 53 | 1 | 0.8 | 35 | Z08 | [18 empty] | Orange County dept. of Building | FALSE | 43.37 |  | 2011-06-01: 2014-10-16; 2011-08-03: 2014-11-03; 2011-09-20: 2014-11-12 | 3406 | 4901 | Up-front Payment
SCG-003948 | Single Family Residential | Domestic Hot Water | Gas | Southern California Gas Company | Incentive:Paid | 3373 | 29.85 |  | 1 | 113 |  | 113 |  | 2014-12-19 11:37 | 2015-01-08 | IRC SERVICES INC | Retrofit | Orange | Orange | 92867 | Host Customer is System Owner | 3 |  | 2012012D | KIOTO Clear Energy AG | SOLPAL (formerly Solcrafte) | SOLPAL L-GT | Direct Integral Collector Storage (DI) | 26.11 |  | Solpal L |  |  | Solar Storage with Tankless Auxiliary Water Heater | 53 | 1 | 1 | 45 | Z08 | [18 empty] | Orange County dept. of Building | FALSE | 43.37 |  | 2011-06-01: 2014-10-16; 2011-08-03: 2014-12-19; 2011-09-20: 2015-01-08 | 3406 | 4901 | Up-front Payment
SCG-003949 | Single Family Residential | Domestic Hot Water | Gas | Southern California Gas Company | Incentive:Paid | 3373 | 29.85 |  | 1 | 113 |  | 113 |  | 2014-10-28 15:17 | 2014-11-02 | IRC SERVICES INC | Retrofit | Orange | Orange | 92867 | Host Customer is System Owner | 4 |  | 2012012D | KIOTO Clear Energy AG | SOLPAL (formerly Solcrafte) | SOLPAL L-GT | Direct Integral Collector Storage (DI) | 26.11 |  | Solpal L |  |  | Solar Storage with Tankless Auxiliary Water Heater | 53 | 1 | 1 | 55 | Z08 | [18 empty] | Orange County dept. of Building | FALSE | 43.37 |  | 2011-06-01: 2014-10-16; 2011-08-03: 2014-10-28; 2011-09-20: 2014-11-02 | 3406 | 4901 | Up-front Payment
SCG-003950 | Single Family Residential | Domestic Hot Water | Gas | Southern California Gas Company | Incentive:Paid | 3261 | 29.85 |  | 1 | 115 |  | 109 |  | 2014-11-05 14:35 | 2015-01-12 | IRC SERVICES INC | Retrofit | Covina | Los Angeles | 91724 | Host Customer is System Owner | 4 |  | 2012012D | KIOTO Clear Energy AG | SOLPAL (formerly Solcrafte) | SOLPAL L-GT | Direct Integral Collector Storage (DI) | 26.11 |  | Solpal L |  |  | Solar Storage with Tankless Auxiliary Water Heater | 53 | 1 | 0.95 | 55 | Z09 | [18 empty] | Los Angeles dept of building and safety | FALSE | 42.62 |  | 2011-06-01: 2014-10-16; 2011-08-03: 2014-11-05; 2011-09-20: 2015-01-12 | 3405 | 4901 | Up-front Payment
SCG-003951 | Commercial/Multifamily Residential | Domestic Hot Water | Gas | Southern California Gas Company | Incentive:Canceled | 67275 | 25 |  | 1 SCG | 2691 |  | 2691 |  | 2014-11-04 14:28 | 2014-12-15 | PROMISE ENERGY INC | New Construction | Los Angeles | Los Angeles | 90013 | Host Customer is System Owner | [7 empty] | 840 | 40 |  | Glycol | Steam Back | Solar Storage and Auxiliary Tanks are separate |  | 1 | 1 | 2622 | Z09 | 69 | Units | Apartments/Condos | 2009058C | 21 | 1 | 1056 | 4 | 335 | 1 | 399000 | TRUE | 140 | 120 | [5 empty] | FALSE | 30.81 |  | 2011-06-01: 2014-10-17; 2011-06-23: 2014-11-04; 2011-07-01: 2014-12-15 | 3604 | 82912 | Up-front Payment
PGE-003952 | Commercial Pools | Pool Heating | Gas | Pacific Gas and Electric | Incentive:Paid | 27784 | 7 |  | 1 | 4178 |  | 3969 |  | 2014-11-21 14:53 | 2014-12-12 | SUNTREK INDUSTRIES INC | Retrofit | LINCOLN | Placer | 95648 | Host Customer is System Owner | [7 empty] | 1783.782 | 33.033 |  | Drainback |  |  |  | 0.95 | 1 |  | Z11 |  |  |  | 10001782 | 54 | 2 | [5 empty] | FALSE |  |  |  | SunEarth - SETR A503 TTR U + VFS 20-400 |  | SunEarth - SETR A503 TTR U + VFS 20-400 | City of Lincoln | FALSE | 11.08 |  | 2014-10-17 | 2014-12-03 | 2014-11-21 | 2014-12-12 | 2015-09-23 | 2015-10-07 | 3301 | 46300 | Up-front Payment
SCG-003953 | Low Income Multifamily Residential | Domestic Hot Water | Gas | Southern California Gas Company | Incentive:Paid | 93217 | 24.89 |  | 1 | 3900 |  | 3744 |  | 2014-12-12 11:49 | 2015-01-28 | PROMISE ENERGY INC | Retrofit | Los Angeles | Los Angeles | 90023 | Lease | [7 empty] | 1356.94 | 39.91 |  | Glycol | Steam Back | Solar Storage and Auxiliary Tanks are separate |  | 0.96 | 1 | 3686 | Z09 | 97 | Units | Apartments/Condos | 2009061E | 34 | 1 | 1848 | 7 | 712 | 1 | 999000 | TRUE | 140 | 120 |  | SunReports - SR1000GVFS20-400 |  | SunReports - SR1000GVFS20-400 | Los Angeles Department of Building & Safety | FALSE | 48.03 |  | 2014-10-17 |  | 2014-12-12 | 2015-01-28 | 2015-08-17 | 2015-09-11 | 3295 | 187335 | Up-front Payment
SCG-003954 | Commercial Pools | Pool Heating | Gas | Southern California Gas Company | Reservation:Canceled | 17313 | 7 |  | 1 | 5208 |  | 5208 |  |  |  | SUNUP ENERGY | Retrofit | Indio | Indio | 92201 | Host Customer is System Owner | [7 empty] | 1701 | 47.25 |  | Drainback |  |  |  | 1 | 1 |  | Z15 |  |  |  | SU412 | 36 | 2 | [5 empty] | FALSE | [7 empty] | FALSE | 6.65 |  | 2011-06-01: 2014-10-17; 2011-06-21: 2015-05-22 | 3445 | 34626 | Up-front Payment
PGE-003956 | Low Income Multifamily Residential | Domestic Hot Water | Gas | Pacific Gas and Electric | Reservation:Canceled | 76711 | 24.89 |  | 1 | 3082 |  | 3082 |  | 2014-12-23 09:17 |  | SOLARIX SYSTEMS | New Construction | SAN FRANCISCO | San Francisco | 94102 | Host Customer is System Owner | [7 empty] | 843.57 | 40.17 |  | Glycol | Pressure Stagnation Protection (PSP) | Solar Storage and Auxiliary Tanks are separate |  | 1 | 1 | 3420 | Z03 | 90 | Units | Apartments/Condos | 2010115A | 21 | 1 | 1050 | 1 | 250 | 1 | 385000 | TRUE | 130 | 120 | [5 empty] | FALSE | 33.07 |  | 2011-06-01: 2014-10-19; 2011-06-21: 2015-01-06; 2011-06-23: 2014-12-23 | 3557 | 101912 | Up-front Payment
SCG-003957 | Commercial Pools | Pool Heating | Gas | Southern California Gas Company | Incentive:Paid | 18158 | 7 |  | 1 | 2756 |  | 2756 |  | 2014-12-08 13:12 | 2014-12-11 | CALIFORNIA SOLAR THERMAL INC | Retrofit | Rancho Mirage | Riverside | 92270 | Host Customer is System Owner | [7 empty] | 966 | 48.3 |  | Drainback |  |  |  | 1 | 1 |  | Z15 |  |  |  | 10001888 | 20 | 1 | [5 empty] | FALSE |  |  |  | SunEarth - SETR A503 TTR U + VFS 20-400 |  | SunEarth - SETR A503 TTR U + VFS 20-400 | Riverside County | FALSE | 6.59 |  | 2014-10-19 |  | 2014-12-08 | 2014-12-11 | 2016-05-04 | 2016-05-12 | 3079 | 18158 | Up-front Payment
SCG-003959 | Commercial Pools | Pool Heating | Gas | Southern California Gas Company | Incentive:Paid | 52185 | 5 |  | 1 | 10437 |  | 10437 |  | 2014-11-20 17:16 | 2015-02-03 | AZTEC SOLAR INC | Retrofit | Manhattan Beach | Los Angeles | 90266 | Host Customer is System Owner | [7 empty] | 5796 | 48.3 |  | Drainback |  |  |  | 1 | 1 |  | Z06 |  |  |  | 10001888 | 120 | 2 | [5 empty] | FALSE |  |  |  | Badger 3050 |  | Badger 3050 | Department of State Architect | FALSE | 19.07 |  | 2014-11-06 |  | 2014-11-20 | 2015-02-03 | 2016-08-25 | 2016-09-02 | 2964 | 198990 | Up-front Payment
SCG-003961 | Commercial Pools | Pool Heating | Gas | Southern California Gas Company | Incentive:Paid | 8925 | 7 |  | 1 | 1275 |  | 1275 |  | 2014-11-06 11:05 | 2014-12-01 | SUNTREK INDUSTRIES INC | Retrofit | Garden Grove | Orange | 92840 | Host Customer is System Owner | [7 empty] | 800 | 40 |  | Drainback |  |  |  | 1 | 1 |  | Z08 |  |  |  | 2007048A | 20 | 1 | [5 empty] | FALSE |  |  |  | SunEarth - SETR A503 TTR U + VFS 20-400 |  | SunEarth - SETR A503 TTR U + VFS 20-400 | City of Garden Grove | FALSE | 10.71 |  | 2014-10-22 | 2015-03-06 | 2014-11-06 | 2014-12-01 | 2015-02-20 | 2015-03-20 | 3495 | 13650 | Up-front Payment
PGE-003962 | Single Family Residential | Domestic Hot Water | Gas | Pacific Gas and Electric | Incentive:Paid | 2866 | 29.85 |  | 1 | 96 |  | 96 |  | 2014-10-31 11:23 | 2014-11-07 | ACR SOLAR INTERNATIONAL CORP | Retrofit | West Sacramento | Yolo | 95691 | Host Customer is System Owner | 2 |  | 2001019A | ACR Solar International | SKYLINE SYSTEM 5 | 200152C80EX2TG | Indirect Forced Circulation (IF) | 40.64 |  | 20-01 | Glycol | Advanced Controller with a Vacation or Holiday Mode | Solar Storage and Auxiliary Tanks are separate | 80 | 1 | 1 | 35 | Z12 | [18 empty] | City of West Sacramento | FALSE | 68.75 |  | 2011-06-01: 2014-10-22; 2011-08-03: 2014-10-31; 2011-09-20: 2014-11-07 | 3424 | 6600 | Up-front Payment
PGE-003963 | Single Family Residential | Domestic Hot Water | Gas | Pacific Gas and Electric | Incentive:Paid | 4366 | 29.85 |  | 1 | 179 |  | 162 |  | 2014-12-01 11:42 | 2014-12-23 | GREG CROSS INC | Retrofit | SANTA CRUZ | Santa Cruz | 95060 | Host Customer is System Owner | 3 |  | 2007023B | HTP, Inc. | PHOENIX SOLAR | PH-119S | Indirect Forced Circulation (IF) | 63.82 |  | SS-32 | Glycol | Advanced Controller with a Thermal Cycling Function | Solar and Auxiliary Storage are the same Tank | 119 | 0.95 | 0.95 | 45 | Z03 | [18 empty] | City of Santa Cruz | FALSE | 134.87 |  | 2011-06-01: 2014-10-22; 2011-08-03: 2014-12-01; 2011-09-20: 2014-12-23 | 3424 | 24141 | Up-front Payment
SCG-003964 | Commercial Pools | Pool Heating | Gas | Southern California Gas Company | Incentive:Paid | 27474 | 7 |  | 1 | 4005 |  | 3925 |  | 2014-10-24 09:17 | 2014-10-31 | REVCO SOLAR ENGINEERING INC | Retrofit | Laguna Niguel | Orange | 92677 | Host Customer is System Owner | [7 empty] | 1440 | 40 |  | Drainback |  |  |  | 0.98 | 1 |  | Z08 |  |  |  | 2007051A | 36 | 1 | [5 empty] | FALSE |  |  |  | SunEarth - SETR A503 TTR U + VFS 20-400 |  | SunEarth - SETR A503 TTR U + VFS 20-400 | City of Laguna Niguel | FALSE | 7.22 |  | 2014-10-23 |  | 2014-10-24 | 2014-10-31 | 2014-12-19 | 2015-01-26 | 3539 | 28920 | Up-front Payment
PGE-003965 | Commercial Pools | Pool Heating | Gas | Pacific Gas and Electric | Incentive:Paid | 44380 | 7 |  | 1 | 6404 |  | 6340 |  | 2014-11-21 14:52 | 2014-12-12 | SUNTREK INDUSTRIES INC | Retrofit | LINCOLN | Placer | 95648 | Host Customer is System Owner | [7 empty] | 2547.74 | 39.196 |  | Drainback |  |  |  | 0.99 | 1 |  | Z11 |  |  |  | 10001781 | 65 | 2 | [5 empty] | FALSE |  |  |  | SunEarth - SETR A503 TTR U + VFS 20-400 |  | SunEarth - SETR A503 TTR U + VFS 20-400 | City of Lincoln | FALSE | 9 |  | 2014-10-24 | 2014-12-03 | 2014-11-21 | 2014-12-12 | 2015-09-14 | 2015-10-07 | 3301 | 57618 | Up-front Payment
PGE-003967 | Single Family Residential | Domestic Hot Water | Gas | Pacific Gas and Electric | Incentive:Paid | 1712 | 29.85 |  | 1 | 93 |  | 92 |  | 2014-12-01 10:14 | 2015-01-21 | NORTH COAST ENERGY SERVICES INCORPORATED | Retrofit | SUISUN CITY | Solano | 94585 | Host Customer is System Owner | 3 |  | 2010068A | Fafco, Inc. | 500 SERIES | 500-48SF-50G-50S | Indirect Forced Circulation (IF) | 48.78 |  | 2x8, 2x12 | Glycol | Advanced Controller with a Vacation or Holiday Mode | Solar Storage and Auxiliary Tanks are separate | 50 | 0.99 | 1 | 45 | Z12 | [18 empty] | City of Suisun City | FALSE | 30.29 |  | 2014-10-24 | 2014-12-17 |  |  | 2014-12-01 | 2015-01-21 | 3413 | 2817.42 | Up-front Payment
SCG-003968 | Single Family Residential | Domestic Hot Water | Gas | Southern California Gas Company | Incentive:Paid | 4366 | 29.85 |  | 1 | 171 |  | 171 |  | 2014-11-05 11:01 | 2014-11-06 | ENVIRONMENTAL SOLAR DESIGN INC | Retrofit | Palos Verdes | Palos Verdes Peninsula | 90274 | Host Customer is System Owner | 4 |  | 2001001S | SunEarth, Inc. | SOLARAY | TE80P-120-2G | Indirect Forced Circulation (IF) | 81.81 |  | EP-40 / EP-40-0.75 | Glycol | Advanced Controller with a Vacation or Holiday Mode | Solar Storage and Auxiliary Tanks are separate | 120 | 1 | 1 | 55 | Z06 | [18 empty] | Palos Verdes Estates | FALSE | 40.94 |  | 2011-06-01: 2014-10-24; 2011-08-03: 2014-11-05; 2011-09-20: 2014-11-06 | 3412 | 7000 | Up-front Payment
PGE-003969 | Single Family Residential | Domestic Hot Water | Gas | Pacific Gas and Electric | Incentive:Paid | 2164 | 29.85 |  | 1 | 120 |  | 116 |  | 2014-10-31 09:05 | 2014-11-07 | FRESNO COUNTY ECONOMIC OPPORTUNITIES COMMISSION | Retrofit | Fresno | Fresno | 93702 | Host Customer is System Owner | 5 |  | 2010068D | Fafco, Inc. | 500 SERIES | 500-96SF-50G-50S | Indirect Forced Circulation (IF) | 97.56 |  | 2x8, 2x12 | Forced Circulation | Advanced Controller with a Thermal Cycling Function | Solar Storage and Auxiliary Tanks are separate | 50 | 0.97 | 1 | 65 | Z13 | [18 empty] | Fresno | FALSE | 33.26 |  | 2011-06-01: 2014-10-24; 2011-08-03: 2014-10-31; 2011-09-20: 2014-11-07 | 3629 | 3991.04 | Up-front Payment
SCG-003970 | Commercial Pools | Pool Heating | Gas | Southern California Gas Company | Incentive:Paid | 15897 | 7 |  | 1 | 2271 |  | 2271 |  | 2014-10-27 19:07 | 2014-11-07 | ENERGY SERVICES | Retrofit | palm springs | Riverside | 92264 | Host Customer is System Owner | [7 empty] | 1039.5 | 47.25 |  | Drainback |  |  |  | 1 | 1 |  | Z15 |  |  |  | 10204-12 | 22 | 1 | [5 empty] | FALSE |  |  |  | SunEarth - SETR0603mcU + VFS 10-200 |  | SunEarth - SETR0603mcU + VFS 10-200 | palm springs | FALSE | 7 |  | 2014-10-27 |  | 2014-10-27 | 2014-11-07 | 2015-02-05 | 2015-03-12 | 3508 | 15897 | Up-front Payment
PGE-003971 | Low Income Multifamily Residential | Domestic Hot Water | Gas | Pacific Gas and Electric | Incentive:Paid | 21629 | 24.89 |  | 1 | 869 |  | 869 |  | 2014-11-23 07:38 | 2014-12-16 | SOLARIX SYSTEMS | Retrofit | SUNNYVALE | Santa Clara | 94087 | Host Customer is System Owner | [7 empty] | 336.96 | 42.12 |  | Glycol | Pressure Stagnation Protection (PSP) | Solar Storage and Auxiliary Tanks are separate |  | 1 | 1 | 504 | Z04 | 12 | Units | Apartments/Condos | 10001912 | 8 | 1 | 462 | 1 | 100 | 1 | 199999 | TRUE | 130 | 120 |  |  |  |  | City of Sunnyvale | FALSE | 47.18 |  | 2014-10-25 |  | 2014-11-23 | 2014-12-16 | 2014-12-25 | 2014-12-30 | 3424 | 41000 | Up-front Payment
PGE-003972 | Low Income Multifamily Residential | Domestic Hot Water | Gas | Pacific Gas and Electric | Incentive:Paid | 20460 | 24.89 |  | 1 | 822 |  | 822 |  | 2014-11-23 08:20 | 2014-12-16 | SOLARIX SYSTEMS | Retrofit | SUNNYVALE | Santa Clara | 94087 | Host Customer is System Owner | [7 empty] | 336.96 | 42.12 |  | Glycol | Pressure Stagnation Protection (PSP) | Solar Storage and Auxiliary Tanks are separate |  | 1 | 1 | 504 | Z04 | 12 | Units | Apartments/Condos | 10001912 | 8 | 1 | 462 | 1 | 100 | 1 | 199999 | TRUE | 130 | 120 |  |  |  |  | City of Sunnyvale | FALSE | 49.88 |  | 2014-10-25 |  | 2014-11-23 | 2014-12-16 | 2014-12-25 | 2014-12-30 | 3425 | 41000 | Up-front Payment
PGE-003973 | Low Income Multifamily Residential | Domestic Hot Water | Gas | Pacific Gas and Electric | Incentive:Paid | 21654 | 24.89 |  | 1 | 870 |  | 870 |  | 2014-11-23 07:59 | 2014-12-16 | SOLARIX SYSTEMS | Retrofit | SUNNYVALE | Santa Clara | 94087 | Host Customer is System Owner | [7 empty] | 336.96 | 42.12 |  | Glycol | Pressure Stagnation Protection (PSP) | Solar Storage and Auxiliary Tanks are separate |  | 1 | 1 | 504 | Z04 | 12 | Units | Apartments/Condos | 10001912 | 8 | 1 | 462 | 1 | 100 | 1 | 199999 | TRUE | 130 | 120 |  |  |  |  | City of Sunnyvale | FALSE | 47.13 |  | 2014-10-25 |  | 2014-11-23 | 2014-12-16 | 2014-12-25 | 2014-12-30 | 3424 | 41000 | Up-front Payment
PGE-003974 | Low Income Multifamily Residential | Domestic Hot Water | Gas | Pacific Gas and Electric | Incentive:Paid | 19165 | 24.89 |  | 1 | 770 |  | 770 |  | 2014-11-23 08:21 | 2014-12-17 | SOLARIX SYSTEMS | Retrofit | SUNNYVALE | Santa Clara | 94087 | Host Customer is System Owner | [7 empty] | 336.96 | 42.12 |  | Glycol | Pressure Stagnation Protection (PSP) | Solar Storage and Auxiliary Tanks are separate |  | 1 | 1 | 504 | Z04 | 12 | Units | Apartments/Condos | 10001912 | 8 | 1 | 462 | 1 | 100 | 1 | 199999 | TRUE | 130 | 120 |  |  |  |  | City of Sunnyvale | FALSE | 53.25 |  | 2014-10-25 |  | 2014-11-23 | 2014-12-17 | 2014-12-25 | 2015-01-09 | 3424 | 41000 | Up-front Payment
PGE-003975 | Low Income Multifamily Residential | Domestic Hot Water | Gas | Pacific Gas and Electric | Incentive:Paid | 21654 | 24.89 |  | 1 | 870 |  | 870 |  | 2014-11-23 08:22 | 2014-12-19 | SOLARIX SYSTEMS | Retrofit | SUNNYVALE | Santa Clara | 94087 | Host Customer is System Owner | [7 empty] | 336.96 | 42.12 |  | Glycol | Pressure Stagnation Protection (PSP) | Solar Storage and Auxiliary Tanks are separate |  | 1 | 1 | 504 | Z04 | 12 | Units | Apartments/Condos | 10001912 | 8 | 1 | 462 | 1 | 100 | 1 | 199999 | TRUE | 130 | 120 |  |  |  |  | City of Sunnyvale | FALSE | 47.13 |  | 2014-10-25 | 2014-12-12 | 2014-11-23 | 2014-12-19 | 2014-12-25 | 2014-12-30 | 3424 | 41000 | Up-front Payment
PGE-003976 | Low Income Multifamily Residential | Domestic Hot Water | Gas | Pacific Gas and Electric | Incentive:Paid | 21829 | 24.89 |  | 1 | 877 |  | 877 |  | 2014-11-23 08:24 | 2014-12-19 | SOLARIX SYSTEMS | Retrofit | SUNNYVALE | Santa Clara | 94087 | Host Customer is System Owner | [7 empty] | 336.96 | 42.12 |  | Glycol | Pressure Stagnation Protection (PSP) | Solar Storage and Auxiliary Tanks are separate |  | 1 | 1 | 504 | Z04 | 12 | Units | Apartments/Condos | 10001912 | 8 | 1 | 534 | 1 | 100 | 1 | 199999 | TRUE | 130 | 120 |  |  |  |  | City of Sunnyvale | FALSE | 46.75 |  | 2014-10-25 | 2014-12-12 | 2014-11-23 | 2014-12-19 | 2014-12-25 | 2014-12-30 | 3424 | 41000 | Up-front Payment
PGE-003977 | Low Income Multifamily Residential | Domestic Hot Water | Gas | Pacific Gas and Electric | Incentive:Paid | 14934 | 24.89 |  | 1 | 600 |  | 600 |  | 2015-04-17 07:28 | 2015-05-13 | SUNRISE ENERGY SOLUTIONS INC | Retrofit | SACRAMENTO | Sacramento | 95814 | Host Customer is System Owner | [7 empty] | 243.84 | 20.32 |  | Glycol | Advanced Controller with a Vacation or Holiday Mode | Solar Storage and Auxiliary Tanks are separate |  | 1 | 1 | 500 | Z12 | 22 | Units | Apartments/Condos | 10001885 | 12 | 4 | 240 | 2 | 100 | 500 | 1999999 | FALSE | 120 | 120 |  |  |  |  | Sacramento City | FALSE | 66.63 |  | 2014-10-25 | 2015-04-22 | 2015-04-17 | 2015-05-13 | 2015-07-20 | 2015-08-14 | 3333 | 39979 | Up-front Payment
SCG-003978 | Single Family Residential | Domestic Hot Water | Gas | Southern California Gas Company | Incentive:Paid | 4366 | 29.85 |  | 1 | 156 |  | 156 |  | 2014-10-27 12:06 | 2014-11-02 | ALL VALLEY SOLAR INC | Retrofit | Los Angeles | Los Angeles | 90045 | Host Customer is System Owner | 5 |  | 2001028H | SunEarth, Inc. | CASCADE | ECRD-64-80-2G | Indirect Forced Circulation (IF) | 65.67 |  | EC-32 / EC-32-0.75 | Automatic Drainback |  | Solar Storage and Auxiliary Tanks are separate | 80 | 1 | 1 | 65 | Z06 | [18 empty] | LADBS | FALSE | 56.79 |  | 2011-06-01: 2014-10-27; 2011-08-03: 2014-10-27; 2011-09-20: 2014-11-02 | 3412 | 8860 | Up-front Payment
PGE-003979 | Commercial Pools | Pool Heating | Gas | Pacific Gas and Electric | Incentive:Paid | 12817 | 7 |  | 1 | 1831 |  | 1831 |  | 2014-10-28 15:49 | 2014-11-19 | SUN FIRST! INC | Retrofit | SAN RAFAEL | Marin | 94901 | Host Customer is System Owner | [7 empty] | 900 | 50 |  | Drainback |  |  |  | 1 | 1 |  | Z02 |  |  |  | 10001888 | 18 | 1 | [5 empty] | FALSE |  |  |  | SunEarth - SETR A503 TTR U + VFS 20-400 |  | SunEarth - SETR A503 TTR U + VFS 20-400 | City of San Rafael | FALSE | 11.14 |  | 2014-10-27 | 2014-10-30 | 2014-10-28 | 2014-11-19 | 2015-02-23 | 2015-04-06 | 3481 | 20395 | Up-front Payment
SCG-003980 | Commercial Pools | Pool Heating | Gas | Southern California Gas Company | Incentive:Paid | 16320 | 7 |  | 1 | 3253 |  | 3253 |  | 2014-11-24 07:31 | 2014-12-05 | ENERGY SERVICES | New Construction | palm springs | Riverside | 92264 | Host Customer is System Owner | [7 empty] | 1039.5 | 47.25 |  | Drainback |  |  |  | 1 | 1 |  | Z15 |  |  |  | 10204-12 | 22 | 1 | [5 empty] | FALSE |  |  |  | SunEarth - SETR0603mcU + VFS 20-400 |  | SunEarth - SETR0603mcU + VFS 20-400 | palm springs | FALSE | 5.02 |  | 2014-11-18 |  | 2014-11-24 | 2014-12-05 | 2015-04-01 | 2015-05-05 | 3457 | 16320 | Up-front Payment
SDG-003981 | Low Income Multifamily Residential | Domestic Hot Water | Gas | San Diego Gas and Electric | Reservation:Canceled | 52501 | 24.89 |  | 1 | 2969 |  | 2969 |  | 2014-10-29 12:51 |  | ALL VALLEY SOLAR INC | Retrofit | San Diego | San Diego | 92105 | Power Purchase Agreements | [7 empty] | 819 | 40.95 |  | Drainback |  | Solar Storage and Auxiliary Tanks are separate |  | 1 | 1 | 1840 | Z07 | 46 | Units | Apartments/Condos | 10001803 | 20 | 4 | 1200 | 1 | 175 | 1 | 500000 | TRUE | 125 | 140 |  | SunEarth - SETR A503 TTR U + VFS 5-100 |  | SunEarth - SETR A503 TTR U + VFS 5-100 |  | FALSE | 19.05 |  | 2011-06-01: 2014-10-29; 2011-06-21: 2015-10-21 | 3272 | 56551 | Up-front Payment
SDG-003982 | Commercial Pools | Pool Heating | Gas | San Diego Gas and Electric | Incentive:Paid | 4431 | 7 |  | 1 | 736 |  | 633 |  | 2014-10-28 15:46 | 2014-11-19 | SUNTREK INDUSTRIES INC | Retrofit | Vista | San Diego | 92081 | Host Customer is System Owner | [7 empty] | 420 | 70 |  | Manual Drainback |  |  |  | 0.86 | 1 |  | Z10 |  |  |  | 2007048A | 6 | 1 | [5 empty] | FALSE | [6 empty] | City of Vista | FALSE | 10.27 |  | 2014-10-28 | 2014-11-04 | 2014-10-28 | 2014-11-19 | 2015-07-23 | 2015-08-27 | 3323 | 7560 | Up-front Payment
SCG-003984 | Commercial Pools | Pool Heating | Gas | Southern California Gas Company | Reservation:Canceled | 20010 | 7 |  | 1 | 6156 |  | 6156 |  |  |  | SUNUP ENERGY | Retrofit | Murrieta | Murrieta | 92562 | Host Customer is System Owner | [7 empty] | 1890 | 47.25 |  | Drainback |  |  |  | 1 | 1 |  | Z10 |  |  |  | SU412 | 40 | 2 | [5 empty] | FALSE | [7 empty] | FALSE | 6.5 |  | 2011-06-01: 2014-10-28; 2011-06-21: 2015-05-22 | 3445 | 40019 | Up-front Payment
SCG-003985 | Commercial Pools | Pool Heating | Gas | Southern California Gas Company | Incentive:Paid | 11592 | 7 |  | 1 | 1656 |  | 1656 |  | 2014-11-05 09:27 | 2014-11-13 | SUNX SOLAR INC | Retrofit | Anaheim | Orange | 92804 | Host Customer is System Owner | [7 empty] | 676.2 | 48.3 |  | Drainback |  |  |  | 1 | 1 |  | Z08 |  |  |  | 10001884 | 14 | 1 | [5 empty] | FALSE |  |  |  | SunEarth - SETR A503 TTR U + VFS 20-400 |  | SunEarth - SETR A503 TTR U + VFS 20-400 | City of Anaheim | FALSE | 7.25 |  | 2014-10-29 |  | 2014-11-05 | 2014-11-13 | 2015-01-06 | 2015-03-31 | 3488 | 12000 | Up-front Payment
SCG-003986 | Commercial Pools | Pool Heating | Gas | Southern California Gas Company | Incentive:Paid | 66899 | 7 |  | 1 | 9557 |  | 9557 |  | 2014-10-30 11:47 | 2014-11-05 | SUNTREK INDUSTRIES INC | Retrofit | Desert Hot Springs | Riverside | 92240 | Host Customer is System Owner | [7 empty] | 3354 | 43 |  | Drainback |  |  |  | 1 | 1 |  | Z15 |  |  |  | 2007048A | 78 | 1 | [5 empty] | FALSE |  |  |  | SunEarth - SETR A503 TTR U + VFS 20-400 |  | SunEarth - SETR A503 TTR U + VFS 20-400 | Riverside County | FALSE | 7 |  | 2014-10-30 |  | 2014-10-30 | 2014-11-05 | 2015-01-21 | 2015-02-02 | 3538 | 66899 | Up-front Payment
SCG-003987 | Commercial Pools | Pool Heating | Gas | Southern California Gas Company | Incentive:Paid | 8834 | 7 |  | 1 | 1262 |  | 1262 |  | 2014-10-31 11:12 | 2014-10-31 | SUNTREK INDUSTRIES INC | Retrofit | Lake Forest | Orange | 92630 | Host Customer is System Owner | [7 empty] | 432 | 24 |  | Drainback |  |  |  | 1 | 1 |  | Z08 |  |  |  | 2007048A | 18 | 1 | [5 empty] | FALSE | [6 empty] | Lake Forest | FALSE | 7.27 |  | 2014-10-30 | 2015-03-06 | 2014-10-31 | 2014-10-31 | 2015-01-27 | 2015-03-20 | 3495 | 9170 | Up-front Payment
SDG-003988 | Single Family Residential | Domestic Hot Water | Gas | San Diego Gas and Electric | Incentive:Paid | 3668 | 29.85 |  | 1 | 128 |  | 123 |  | 2015-03-12 08:29 | 2015-08-17 | CAMPESINOS UNIDOS INC | New Construction | vista | San Diego | 92083 | Host Customer is System Owner | 2 |  | 2010068D | Fafco, Inc. | 500 SERIES | 500-96SF-50G-50S | Indirect Forced Circulation (IF) | 97.56 |  | 2x8, 2x12 | Glycol | Advanced Controller with a Thermal Cycling Function | Solar Storage and Auxiliary Tanks are separate | 50 | 0.96 | 1 | 35 | Z10 | [18 empty] | vista | FALSE | 42.32 |  | 2014-10-30 | 2015-03-31 |  |  | 2015-03-12 | 2015-08-17 | 3342 | 5416.75 | Up-front Payment
SCG-003989 | Commercial Pools | Pool Heating | Gas | Southern California Gas Company | Incentive:Paid | 13600 | 7 |  | 1 | 2447 |  | 2447 |  | 2014-11-05 09:54 | 2014-11-13 | SUNX SOLAR INC | Retrofit | Garden Grove | Orange | 92841 | Host Customer is System Owner | [7 empty] | 1159.2 | 48.3 |  | Drainback |  |  |  | 1 | 1 |  | Z08 |  |  |  | 10001884 | 24 | 4 | [5 empty] | FALSE |  |  |  | SunEarth - SETR A503 TTR U + VFS 20-400 |  | SunEarth - SETR A503 TTR U + VFS 20-400 | City of Garden Grove | FALSE | 5.56 |  | 2014-10-30 |  | 2014-11-05 | 2014-11-13 | 2015-01-22 | 2015-02-11 | 3508 | 13600 | Up-front Payment
SCG-003990 | Commercial Pools | Pool Heating | Gas | Southern California Gas Company | Incentive:Paid | 10087 | 7 |  | 1 | 1441 |  | 1441 |  | 2014-11-05 09:57 | 2014-11-11 | SUNX SOLAR INC | Retrofit | Tustin | Orange | 92780 | Host Customer is System Owner | [7 empty] | 676.2 | 48.3 |  | Drainback |  |  |  | 1 | 1 |  | Z08 |  |  |  | 10001884 | 14 | 1 | [5 empty] | FALSE |  |  |  | SunEarth - SETR A503 TTR U + VFS 20-400 |  | SunEarth - SETR A503 TTR U + VFS 20-400 | City of Tustin | FALSE | 7.98 |  | 2014-10-31 |  | 2014-11-05 | 2014-11-11 | 2015-05-06 | 2015-06-08 | 3397 | 11500 | Up-front Payment
PGE-003991 | Commercial Pools | Pool Heating | Gas | Pacific Gas and Electric | Incentive:Paid | 3623 | 7 |  | 1 | 575 |  | 518 |  | 2014-12-11 14:53 | 2014-12-12 | AZTEC SOLAR INC | Retrofit | SACRAMENTO | Sacramento | 95833 | Host Customer is System Owner | [7 empty] | 262.8 | 29.2 |  | Drainback |  |  |  | 0.9 | 1 |  | Z12 |  |  |  | 10001884 | 9 | 1 | [5 empty] | FALSE | [6 empty] | City of Sacramento | FALSE | 13.87 |  | 2014-10-31 | 2015-02-19 | 2014-12-11 | 2014-12-12 | 2014-12-15 | 2015-02-19 | 3424 | 7975 | Up-front Payment
PGE-003992 | Commercial Pools | Pool Heating | Gas | Pacific Gas and Electric | Incentive:Paid | 4404 | 7 |  | 1 | 699 |  | 629 |  | 2014-12-11 14:54 | 2014-12-12 | AZTEC SOLAR INC | Retrofit | SACRAMENTO | Sacramento | 95833 | Host Customer is System Owner | [7 empty] | 330.3 | 36.7 |  | Drainback |  |  |  | 0.9 | 1 |  | Z12 |  |  |  | 10001884 | 9 | 1 | [5 empty] | FALSE | [6 empty] | City of Sacramento | FALSE | 11.41 |  | 2014-10-31 | 2014-12-12 | 2014-12-11 | 2014-12-12 | 2014-12-15 | 2015-05-21 | 3424 | 7975 | Up-front Payment
SCG-003995 | Commercial Pools | Pool Heating | Gas | Southern California Gas Company | Incentive:Canceled | 3530 | 5 |  | 1 | 706 |  | 706 |  | 2016-02-12 07:37 | 2016-03-23 | ENERGX CONTROLS INC | Retrofit | Los Angeles | Los Angeles | 90012 | Host Customer is System Owner | [7 empty] | 432 | 48 |  | Drainback |  |  |  | 1 | 1 |  | Z09 |  |  |  | 10001773 | 9 | 1 | [5 empty] | FALSE | [6 empty] | Los Angeles, Los Angeles, CA | FALSE | 19.12 |  | 2015-12-08 | 2016-09-15 | 2016-02-12 | 2016-03-23 | 2016-08-22 |  | 2963 | 13500 | Up-front Payment
SCG-003996 | Commercial Pools | Pool Heating | Gas | Southern California Gas Company | Incentive:Canceled | 4484 | 5 |  | 1 | 954 |  | 897 |  | 2016-02-23 13:35 | 2016-03-10 | ENERGX CONTROLS INC | Retrofit | North Hollywood | Los Angeles | 91601 | Host Customer is System Owner | [7 empty] | 480 | 48 |  | Manual Drainback |  |  |  | 0.94 | 1 |  | Z09 |  |  |  | 10001888 | 10 | 1 | [5 empty] | FALSE |  |  |  | Flow meter, Blue White F2000, Model: ASD |  | Flow meter, Blue White F2000, Model: ASD | Los Angeles, Los Angeles, CA | FALSE | 15.2 |  | 2015-12-17 | 2016-10-11 | 2016-02-23 | 2016-03-10 | 2016-09-19 |  | 2938 | 14500 | Up-front Payment
SCG-003997 | Commercial Pools | Pool Heating | Gas | Southern California Gas Company | Reservation:Canceled | 19239 | 7 |  | 1 | 2755 |  | 2755 |  | 2014-11-10 14:40 |  | SUNUP ENERGY | Retrofit | Indio | Indio | 92201 | Host Customer is System Owner | [7 empty] | 992.25 | 47.25 |  | Drainback |  |  |  | 1 | 1 |  | Z15 |  |  |  | SU412 | 21 | 2 | [5 empty] | FALSE | [7 empty] | FALSE | 6.98 |  | 2011-06-01: 2014-11-04; 2011-06-21: 2014-11-20; 2011-06-23: 2014-11-10 | 3628 | 19239 | Up-front Payment
PGE-003998 | Low Income Multifamily Residential | Domestic Hot Water | Gas | Pacific Gas and Electric | Incentive:Paid | 65439 | 24.89 |  | 1 | 3022 |  | 2629 |  | 2015-03-10 15:22 | 2015-04-10 | SUN LIGHT & POWER | New Construction | SAN FRANCISCO | San Francisco | 94115 | Host Customer is System Owner | [7 empty] | 803.4 | 40.17 |  | Glycol | Advanced Controller with a Vacation or Holiday Mode | Solar Storage and Auxiliary Tanks are separate |  | 0.87 | 1 | 3724 | Z03 | 98 | Units | Apartments/Condos | 2010115A | 20 | 2 | 1200 | 1 | 200 | 1 | 750000 | TRUE | 120 | 120 |  | Heliodyne - Delta-T Pro Ethernet |  | Heliodyne - Delta-T Pro Ethernet | City and County of San Francisco | FALSE | 26.86 |  | 2014-11-06 | 2015-03-12 | 2015-03-10 | 2015-04-10 | 2016-10-09 | 2016-12-05 | 2864 | 81172 | Up-front Payment
SCG-003999 | Commercial Pools | Pool Heating | Gas | Southern California Gas Company | Incentive:Paid | 14777 | 7 |  | 1 | 2111 |  | 2111 |  | 2014-11-20 15:29 | 2014-12-11 | CALIFORNIA SOLAR THERMAL INC | Retrofit | Palm Desert | Riverside | 92211 | Host Customer is System Owner | [7 empty] | 772.8 | 48.3 |  | Drainback |  |  |  | 1 | 1 |  | Z15 |  |  |  | 10001888 | 16 | 1 | [5 empty] | FALSE |  |  |  | SunEarth - SETR A503 TTR U + VFS 20-400 |  | SunEarth - SETR A503 TTR U + VFS 20-400 | Riverside County | FALSE | 7 |  | 2014-11-06 |  | 2014-11-20 | 2014-12-11 | 2016-04-12 | 2016-04-15 | 3110 | 14777 | Up-front Payment
SDG-004000 | Commercial Pools | Pool Heating | Gas | San Diego Gas and Electric | Incentive:Paid | 12334 | 7 |  | 1 | 1794 |  | 1794 |  | 2014-12-08 16:05 | 2014-12-10 | CALIFORNIA SOLAR THERMAL INC | Retrofit | La Mesa | San Diego | 91942 | Host Customer is System Owner | [7 empty] | 584 | 29.2 |  | Drainback |  |  |  | 1 | 1 |  | Z10 |  |  |  | 10001888 | 20 | 1 | [5 empty] | FALSE |  |  |  | SunEarth - SETR A503 TTR U + VFS 20-400 |  | SunEarth - SETR A503 TTR U + VFS 20-400 | San Diego County | FALSE | 6.88 |  | 2014-11-06 | 2014-12-08 | 2014-12-08 | 2014-12-10 | 2015-10-20 | 2015-11-13 | 3253 | 12334 | Up-front Payment
SDG-004001 | Commercial/Multifamily Residential | Domestic Hot Water | Gas | San Diego Gas and Electric | Reservation:Canceled | 22875 | 20.19 |  | 1 | 1133 |  | 1133 |  | 2014-11-07 09:24 |  | ADROIT ENERGY INC | Retrofit | Spring Valley | San Diego | 91977 | Power Purchase Agreements | [7 empty] | 286.65 | 40.95 |  | Drainback | Other | Solar Storage and Auxiliary Tanks are separate |  | 1 | 1 | 672 | Z10 | 16 | Units | Apartments/Condos | 10001803 | 7 | 1 | 560 | 1 | 119 | 1 | 250000 | TRUE | 130 | 130 | [5 empty] | FALSE | 22.88 |  | 2011-06-01: 2014-11-06; 2011-06-21: 2014-11-21; 2011-06-23: 2014-11-07 | 3601 | 25918.7 | Up-front Payment
SCG-004002 | Low Income Single Family Residential | Domestic Hot Water | Gas | Southern California Gas Company | Incentive:Canceled | 1681 | 36.9 |  | 1 | 99 |  | 95 |  | 2014-12-06 08:22 |  | COMMUNITY ACTION PARTNERSHIP OF ORANGE COUNTY | Retrofit | Huntington Beach | Orange | 92647 | Host Customer is System Owner | 2 |  | 2010068D | Fafco, Inc. | 500 SERIES | 500-96SF-50G-50S | Indirect Forced Circulation (IF) | 97.56 |  | 2x8, 2x12 | Glycol | Unglazed Collectors | Solar Storage and Auxiliary Tanks are separate | 49.92 | 0.96 | 1 | 35 | Z06 | [18 empty] | Huntington Beach | FALSE | 37.01 |  | 2011-06-01: 2014-11-07; 2011-06-21: 2015-04-01; 2011-08-03: 2014-12-06 | 2935 | 3663.56 | Up-front Payment
PGE-004006 | Single Family Residential | Domestic Hot Water | Gas | Pacific Gas and Electric | Incentive:Paid | 1896 | 29.85 |  | 1 | 120 |  | 102 |  | 2014-12-01 10:22 | 2014-12-05 | NORTH COAST ENERGY SERVICES INCORPORATED | Retrofit | UKIAH | Mendocino | 95482 | Owner/Tenant | 3 |  | 2010068D | Fafco, Inc. | 500 SERIES | 500-96SF-50G-50S | Indirect Forced Circulation (IF) | 97.56 |  | 2x8, 2x12 | Glycol | Advanced Controller with a Vacation or Holiday Mode | Solar Storage and Auxiliary Tanks are separate | 50 | 1 | 0.85 | 45 | Z02 | [18 empty] | City of Ukiah | FALSE | 31.52 |  | 2011-06-01: 2014-11-10; 2011-08-03: 2014-12-01; 2011-09-20: 2014-12-05 | 3413 | 3782.62 | Up-front Payment
PGE-004007 | Single Family Residential | Domestic Hot Water | Gas | Pacific Gas and Electric | Incentive:Paid | 3492 | 29.85 |  | 1 | 117 |  | 117 |  | 2014-11-26 08:58 | 2014-12-01 | SIERRA PACIFIC HOME & COMFORT INC | Retrofit | FOLSOM | Sacramento | 95630 | Host Customer is System Owner | 3 |  | 2010143A | Solene | AURORA/AO SMITH | SLAR40DC-80HE-XG | Indirect Forced Circulation (IF) | 40 |  | SLCO-40 | Glycol | Advanced Controller with a Vacation or Holiday Mode | Solar Storage and Auxiliary Tanks are separate | 80 | 1 | 1 | 45 | Z12 | [18 empty] | City of Folsom | FALSE | 89.12 |  | 2011-06-01: 2014-11-10; 2011-08-03: 2014-11-26; 2011-09-20: 2014-12-01 | 3424 | 10427 | Up-front Payment
PGE-004008 | Single Family Residential | Domestic Hot Water | Gas | Pacific Gas and Electric | Incentive:Paid | 2231 | 29.85 |  | 1 | 120 |  | 120 |  | 2014-12-01 10:17 | 2014-12-17 | NORTH COAST ENERGY SERVICES INCORPORATED | Retrofit | UKIAH | Mendocino | 95482 | Owner/Tenant | 1 |  | 2010068D | Fafco, Inc. | 500 SERIES | 500-96SF-50G-50S | Indirect Forced Circulation (IF) | 97.56 |  | 2x8, 2x12 | Glycol | Advanced Controller with a Vacation or Holiday Mode | Solar Storage and Auxiliary Tanks are separate | 50 | 1 | 1 | 20 | Z02 | [18 empty] | City of Ukiah | FALSE | 23.73 |  | 2014-11-10 | 2014-12-17 |  |  | 2014-12-01 | 2014-12-17 | 3413 | 2847.24 | Up-front Payment
PGE-004009 | Single Family Residential | Domestic Hot Water | Gas | Pacific Gas and Electric | Incentive:Paid | 1896 | 29.85 |  | 1 | 120 |  | 102 |  | 2014-12-01 11:02 | 2014-12-05 | NORTH COAST ENERGY SERVICES INCORPORATED | Retrofit | UKIAH | Mendocino | 95482 | Owner/Tenant | 4 |  | 2010068D | Fafco, Inc. | 500 SERIES | 500-96SF-50G-50S | Indirect Forced Circulation (IF) | 97.56 |  | 2x8, 2x12 | Glycol | Advanced Controller with a Vacation or Holiday Mode | Solar Storage and Auxiliary Tanks are separate | 50 | 1 | 0.85 | 55 | Z02 | [18 empty] | City of Ukiah | FALSE | 27.57 |  | 2011-06-01: 2014-11-10; 2011-08-03: 2014-12-01; 2011-09-20: 2014-12-05 | 3413 | 3308.65 | Up-front Payment
PGE-004010 | Single Family Residential | Domestic Hot Water | Gas | Pacific Gas and Electric | Incentive:Paid | 1896 | 29.85 |  | 1 | 120 |  | 102 |  | 2014-12-01 11:05 | 2014-12-05 | NORTH COAST ENERGY SERVICES INCORPORATED | Retrofit | UKIAH | Mendocino | 95482 | Owner/Tenant | 6 |  | 2010068D | Fafco, Inc. | 500 SERIES | 500-96SF-50G-50S | Indirect Forced Circulation (IF) | 97.56 |  | 2x8, 2x12 | Glycol | Advanced Controller with a Vacation or Holiday Mode | Solar Storage and Auxiliary Tanks are separate | 50 | 1 | 0.85 | 75 | Z02 | [18 empty] | City of Ukiah | FALSE | 32.78 |  | 2011-06-01: 2014-11-10; 2011-08-03: 2014-12-01; 2011-09-20: 2014-12-05 | 3413 | 3933.69 | Up-front Payment
PGE-004011 | Single Family Residential | Domestic Hot Water | Gas | Pacific Gas and Electric | Incentive:Paid | 1877 | 29.85 |  | 1 | 120 |  | 101 |  | 2014-12-01 11:08 | 2014-12-24 | NORTH COAST ENERGY SERVICES INCORPORATED | Retrofit | UKIAH | Mendocino | 95482 | Owner/Tenant | 4 |  | 2010068D | Fafco, Inc. | 500 SERIES | 500-96SF-50G-50S | Indirect Forced Circulation (IF) | 97.56 |  | 2x8, 2x12 | Glycol | Advanced Controller with a Vacation or Holiday Mode | Solar Storage and Auxiliary Tanks are separate | 50 | 0.99 | 0.85 | 55 | Z02 | [18 empty] | City of Ukiah | FALSE | 32.44 |  | 2014-11-10 | 2014-12-05 |  |  | 2014-12-01 | 2014-12-24 | 3413 | 3892.41 | Up-front Payment
PGE-004012 | Single Family Residential | Domestic Hot Water | Gas | Pacific Gas and Electric | Incentive:Paid | 1782 | 29.85 |  | 1 | 120 |  | 96 |  | 2014-12-01 11:12 | 2014-12-16 | NORTH COAST ENERGY SERVICES INCORPORATED | Retrofit | Ukiah | Mendocino | 95482 | Owner/Tenant | 4 |  | 2010068D | Fafco, Inc. | 500 SERIES | 500-96SF-50G-50S | Indirect Forced Circulation (IF) | 97.56 |  | 2x8, 2x12 | Glycol | Advanced Controller with a Vacation or Holiday Mode | Solar Storage and Auxiliary Tanks are separate | 50 | 0.94 | 0.85 | 55 | Z02 | [18 empty] | City of Ukiah | FALSE | 27.37 |  | 2014-11-10 | 2014-12-16 |  |  | 2014-12-01 | 2014-12-16 | 3413 | 3283.83 | Up-front Payment
SCG-004013 | Commercial Pools | Pool Heating | Gas | Southern California Gas Company | Incentive:Paid | 20195 | 7 |  | 1 | 3113 |  | 3113 |  | 2014-12-08 13:14 | 2014-12-11 | CALIFORNIA SOLAR THERMAL INC | Retrofit | Bermuda Dunes | Riverside | 92201 | Host Customer is System Owner | [7 empty] | 966 | 48.3 |  | Drainback |  |  |  | 1 | 1 |  | Z15 |  |  |  | 10001888 | 20 | 1 | [5 empty] | FALSE |  |  |  | SunEarth - SETR A503 TTR U + VFS 20-400 |  | SunEarth - SETR A503 TTR U + VFS 20-400 | Riverside County | FALSE | 6.49 |  | 2014-11-12 |  | 2014-12-08 | 2014-12-11 | 2016-06-09 | 2016-06-17 | 3046 | 20195 | Up-front Payment
SCG-004014 | Commercial/Multifamily Residential | Domestic Hot Water | Gas | Southern California Gas Company | Incentive:Paid | 30386 | 20.19 |  | 1 | 1505 |  | 1505 |  | 2014-12-01 15:48 | 2014-12-05 | ENVIRONMENTAL SOLAR DESIGN INC | Retrofit | Glendale | Glendale | 91201 | Host Customer is System Owner | [7 empty] | 426.92 | 32.84 |  | Glycol | Advanced Controller with a Vacation or Holiday Mode | Solar Storage and Auxiliary Tanks are separate |  | 1 | 1 | 1200 | Z09 | 30 | Units | Apartments/Condos | 2007032D | 13 | 1 | 525 | 3 | 115 | 1 | 500000 | TRUE | 125 | 135 |  |  |  |  | Glendale | FALSE | 32.39 |  | 2014-11-11 |  | 2014-12-01 | 2014-12-05 | 2014-12-10 | 2014-12-29 | 3400 | 48750 | Up-front Payment
PGE-004015 | Single Family Residential | Domestic Hot Water | Gas | Pacific Gas and Electric | Incentive:Paid | 1877 | 29.85 |  | 1 | 120 |  | 101 |  | 2014-12-01 11:16 | 2014-12-09 | NORTH COAST ENERGY SERVICES INCORPORATED | Retrofit | UKIAH | Mendocino | 95482 | Owner/Tenant | 3 |  | 2010068D | Fafco, Inc. | 500 SERIES | 500-96SF-50G-50S | Indirect Forced Circulation (IF) | 97.56 |  | 2x8, 2x12 | Glycol | Advanced Controller with a Vacation or Holiday Mode | Solar Storage and Auxiliary Tanks are separate | 50 | 0.99 | 0.85 | 45 | Z02 | [18 empty] | City of Ukiah | FALSE | 27.57 |  | 2011-06-01: 2014-11-11; 2011-08-03: 2014-12-01; 2011-09-20: 2014-12-09 | 3413 | 3308.21 | Up-front Payment
PGE-004016 | Single Family Residential | Domestic Hot Water | Gas | Pacific Gas and Electric | Incentive:Paid | 1896 | 29.85 |  | 1 | 120 |  | 102 |  | 2014-12-01 11:24 | 2014-12-09 | NORTH COAST ENERGY SERVICES INCORPORATED | Retrofit | UKIAH | Mendocino | 95482 | Owner/Tenant | 7 |  | 2010068D | Fafco, Inc. | 500 SERIES | 500-96SF-50G-50S | Indirect Forced Circulation (IF) | 97.56 |  | 2x8, 2x12 | Glycol | Advanced Controller with a Vacation or Holiday Mode | Solar Storage and Auxiliary Tanks are separate | 50 | 1 | 0.85 | 85 | Z02 | [18 empty] | City of Ukiah | FALSE | 29.02 |  | 2011-06-01: 2014-11-11; 2011-08-03: 2014-12-01; 2011-09-20: 2014-12-09 | 3413 | 3482.62 | Up-front Payment
PGE-004017 | Low Income Multifamily Residential | Domestic Hot Water | Gas | Pacific Gas and Electric | Incentive:Paid | 41591 | 24.89 |  | 1 | 1671 |  | 1671 |  | 2014-12-05 10:54 | 2014-12-11 | AZTEC SOLAR INC | Retrofit | SACRAMENTO | Sacramento | 95814 | Host Customer is System Owner | [7 empty] | 383.28 | 31.94 |  | Glycol | Steam Back | Solar Storage and Auxiliary Tanks are separate |  | 1 | 1 | 2888 | Z12 | 76 | Units | Apartments/Condos | 10001778 | 12 | 1 | 534 | 1 | 260 | 2 | 999800 | TRUE | 120 | 120 |  |  |  |  | City of Sacramento | FALSE | 88.43 |  | 2014-11-11 | 2014-12-09 | 2014-12-05 | 2014-12-11 | 2015-01-22 | 2015-01-26 | 3421 | 147774 | Up-front Payment
PGE-004019 | Low Income Single Family Residential | Domestic Hot Water | Gas | Pacific Gas and Electric | Incentive:Paid | 2201 | 36.9 |  | 1 | 101 |  | 86 |  | 2014-11-13 09:38 | 2014-11-20 | SELF-HELP HOME IMPROVEMENT PROJECT | Retrofit | REDDING | Shasta | 96002 | Host Customer is System Owner | 5 |  | 2010068D | Fafco, Inc. | 500 SERIES | 500-96SF-50G-50S | Indirect Forced Circulation (IF) | 97.56 |  | 2x8, 2x12 | Glycol | Unglazed Collectors | Solar Storage and Auxiliary Tanks are separate | 49.9 | 1 | 0.85 | 65 | Z11 | [18 empty] | City of Redding | FALSE | 25.41 |  | 2014-11-12 | 2014-11-18 |  |  | 2014-11-13 | 2014-11-20 | 3613 | 2566.6 | Up-front Payment
PGE-004020 | Low Income Single Family Residential | Domestic Hot Water | Gas | Pacific Gas and Electric | Incentive:Canceled | 2716 | 36.9 |  | 1 | 101 |  | 94 |  |  |  | SELF-HELP HOME IMPROVEMENT PROJECT | Retrofit | Shasta Lake | Shasta | 96019 | Owner/Tenant | 5 |  | 2010068D | Fafco, Inc. | 500 SERIES | 500-96SF-50G-50S | Indirect Forced Circulation (IF) | 97.56 |  | 2x8, 2x12 | Glycol | Unglazed Collectors | Solar Storage and Auxiliary Tanks are separate | 49.9 | 0.93 | 1 | 65 | Z11 | [18 empty] | City of Shasta Lake | FALSE | 26.89 |  | 2011-06-01: 2014-11-12 | 3636 | 2716.15 | Up-front Payment
PGE-004021 | Low Income Single Family Residential | Domestic Hot Water | Gas | Pacific Gas and Electric | Incentive:Canceled | 2716 | 36.9 |  | 1 | 101 |  | 94 |  |  |  | SELF-HELP HOME IMPROVEMENT PROJECT | Retrofit | Shasta Lake | Shasta | 96019 | Owner/Tenant | 5 |  | 2010068D | Fafco, Inc. | 500 SERIES | 500-96SF-50G-50S | Indirect Forced Circulation (IF) | 97.56 |  | 2x8, 2x12 | Glycol | Unglazed Collectors | Solar Storage and Auxiliary Tanks are separate | 49.9 | 0.93 | 1 | 65 | Z11 | [18 empty] | City of Shasta Lake | FALSE | 26.89 |  | 2011-06-01: 2014-11-12 | 3636 | 2716.15 | Up-front Payment
PGE-004022 | Low Income Single Family Residential | Domestic Hot Water | Gas | Pacific Gas and Electric | Incentive:Canceled | 2716 | 36.9 |  | 1 | 101 |  | 94 |  |  |  | SELF-HELP HOME IMPROVEMENT PROJECT | Retrofit | Shasta Lake | Shasta | 96019 | Owner/Tenant | 5 |  | 2010068D | Fafco, Inc. | 500 SERIES | 500-96SF-50G-50S | Indirect Forced Circulation (IF) | 97.56 |  | 2x8, 2x12 | Glycol | Unglazed Collectors | Solar Storage and Auxiliary Tanks are separate | 49.9 | 0.93 | 1 | 65 | Z11 | [18 empty] | City of Shasta Lake | FALSE | 26.89 |  | 2011-06-01: 2014-11-12 | 3636 | 2716.15 | Up-front Payment
PGE-004023 | Low Income Single Family Residential | Domestic Hot Water | Gas | Pacific Gas and Electric | Incentive:Paid | 2408 | 36.9 |  | 1 | 101 |  | 94 |  | 2014-11-17 14:23 | 2014-11-18 | SELF-HELP HOME IMPROVEMENT PROJECT | Retrofit | SHASTA LAKE | Shasta | 96019 | Owner/Tenant | 5 |  | 2010068D | Fafco, Inc. | 500 SERIES | 500-96SF-50G-50S | Indirect Forced Circulation (IF) | 97.56 |  | 2x8, 2x12 | Glycol | Unglazed Collectors | Solar Storage and Auxiliary Tanks are separate | 49.9 | 0.93 | 1 | 65 | Z11 | [18 empty] | City of Shasta Lake | FALSE | 26.89 |  | 2011-06-01: 2014-11-12; 2011-08-03: 2014-11-17; 2011-09-20: 2014-11-18 | 3613 | 2716.15 | Up-front Payment
PGE-004024 | Single Family Residential | Domestic Hot Water | Gas | Pacific Gas and Electric | Incentive:Paid | 1580 | 29.85 |  | 1 | 101 |  | 85 |  | 2014-11-13 09:39 | 2014-12-11 | SELF-HELP HOME IMPROVEMENT PROJECT | Retrofit | REDDING | Shasta | 96002 | Host Customer is System Owner | 1 |  | 2010068D | Fafco, Inc. | 500 SERIES | 500-96SF-50G-50S | Indirect Forced Circulation (IF) | 97.56 |  | 2x8, 2x12 | Glycol | Unglazed Collectors | Solar Storage and Auxiliary Tanks are separate | 49.9 | 0.99 | 0.85 | 20 | Z11 | [18 empty] | City of Redding | FALSE | 30.22 |  | 2011-06-01: 2014-11-12; 2011-08-03: 2014-11-13; 2011-09-20: 2014-12-11 | 3599 | 3052.18 | Up-front Payment
PGE-004025 | Low Income Single Family Residential | Domestic Hot Water | Gas | Pacific Gas and Electric | Incentive:Canceled | 2575 | 36.9 |  | 1 | 101 |  | 84 |  |  |  | SELF-HELP HOME IMPROVEMENT PROJECT | Retrofit | Redding | Shasta | 96002 | Host Customer is System Owner | 1 |  | 2010068D | Fafco, Inc. | 500 SERIES | 500-96SF-50G-50S | Indirect Forced Circulation (IF) | 97.56 |  | 2x8, 2x12 | Glycol | Unglazed Collectors | Solar Storage and Auxiliary Tanks are separate | 49.9 | 0.98 | 0.85 | 20 | Z11 | [18 empty] | City of Redding | FALSE | 25.5 |  | 2011-06-01: 2014-11-12 | 3636 | 2575.14 | Up-front Payment
PGE-004026 | Low Income Single Family Residential | Domestic Hot Water | Gas | Pacific Gas and Electric | Incentive:Paid | 2157 | 36.9 |  | 1 | 101 |  | 84 |  | 2014-11-13 09:37 | 2014-11-18 | SELF-HELP HOME IMPROVEMENT PROJECT | Retrofit | REDDING | Shasta | 96002 | Host Customer is System Owner | 1 |  | 2010068D | Fafco, Inc. | 500 SERIES | 500-96SF-50G-50S | Indirect Forced Circulation (IF) | 97.56 |  | 2x8, 2x12 | Glycol | Unglazed Collectors | Solar Storage and Auxiliary Tanks are separate | 49.9 | 0.98 | 0.85 | 20 | Z11 | [18 empty] | City of Redding | FALSE | 25.5 |  | 2011-06-01: 2014-11-12; 2011-08-03: 2014-11-13; 2011-09-20: 2014-11-18 | 3613 | 2575.14 | Up-front Payment
PGE-004033 | Single Family Residential | Domestic Hot Water | Gas | Pacific Gas and Electric | Incentive:Paid | 1596 | 29.85 |  | 1 | 101 |  | 86 |  | 2014-11-17 14:23 | 2014-11-19 | SELF-HELP HOME IMPROVEMENT PROJECT | Retrofit | REDDING | Shasta | 96003 | Host Customer is System Owner | 2 |  | 2010068D | Fafco, Inc. | 500 SERIES | 500-96SF-50G-50S | Indirect Forced Circulation (IF) | 97.56 |  | 2x8, 2x12 | Glycol | Unglazed Collectors | Solar Storage and Auxiliary Tanks are separate | 49.9 | 1 | 0.85 | 35 | Z11 | [18 empty] | City of Redding | FALSE | 31.05 |  | 2011-06-01: 2014-11-12; 2011-08-03: 2014-11-17; 2011-09-20: 2014-11-19 | 3613 | 3136.31 | Up-front Payment
PGE-004037 | Low Income Single Family Residential | Domestic Hot Water | Gas | Pacific Gas and Electric | Incentive:Paid | 2069 | 36.9 |  | 1 | 101 |  | 81 |  | 2014-11-17 14:22 | 2014-12-02 | SELF-HELP HOME IMPROVEMENT PROJECT | Retrofit | REDDING | Shasta | 96002 | Host Customer is System Owner | 4 |  | 2010068D | Fafco, Inc. | 500 SERIES | 500-96SF-50G-50S | Indirect Forced Circulation (IF) | 97.56 |  | 2x8, 2x12 | Glycol | Unglazed Collectors | Solar Storage and Auxiliary Tanks are separate | 49.9 | 0.94 | 0.85 | 55 | Z11 | [18 empty] | City of Redding | FALSE | 29.99 |  | 2014-11-12 | 2014-11-19 |  |  | 2014-11-17 | 2014-12-02 | 3611 | 3029.09 | Up-front Payment
SDG-004038 | Commercial Pools | Pool Heating | Gas | San Diego Gas and Electric | Incentive:Paid | 12046 | 7 |  | 1 | 1891 |  | 1721 |  | 2014-12-08 14:01 | 2014-12-12 | ENERGX CONTROLS INC | Retrofit | San Diego | San Diego | 92128 | Host Customer is System Owner | [7 empty] | 573.6 | 47.8 |  | Drainback |  |  |  | 0.91 | 1 |  | Z10 |  |  |  | 2007051A | 12 | 1 | [5 empty] | FALSE |  |  |  | Flow meter, Blue White F2000, Model: ASD |  | Flow meter, Blue White F2000, Model: ASD | San Diego, San Diego, CA | FALSE | 8.65 |  | 2014-11-12 | 2014-12-08 | 2014-12-08 | 2014-12-12 | 2015-04-08 | 2015-07-28 | 3342 | 16358 | Up-front Payment
PGE-004040 | Low Income Multifamily Residential | Domestic Hot Water | Gas | Pacific Gas and Electric | Reservation:Canceled | 75177 | 24.89 |  | 1 | 3082 |  | 3020 |  |  |  |  | Retrofit | San Francisco | San Francisco | 94102 | Host Customer is System Owner | [7 empty] | 883.74 | 40.17 |  | Glycol |  | Solar Storage and Auxiliary Tanks are separate |  | 0.98 | 1 | 3885 | Z03 | 105 | Units | Apartments/Condos | 2010115A | 22 | 2 | 1000 | 2 | 390 | 3 | 800000 | TRUE | 120 | 120 | [5 empty] | FALSE | 52.38 | [7 empty] | 0 | 161444 | Up-front Payment
SCG-004041 | Commercial Pools | Pool Heating | Gas | Southern California Gas Company | Incentive:Paid | 48013 | 7 |  | 1 | 6859 |  | 6859 |  | 2014-11-17 09:41 | 2014-11-21 | REVCO SOLAR ENGINEERING INC | Retrofit | Irvine | Orange | 92612 | Host Customer is System Owner | [7 empty] | 2400 | 48 |  | Drainback |  |  |  | 1 | 1 |  | Z08 |  |  |  | 2007051A | 50 | 1 | [5 empty] | FALSE |  |  |  | SunEarth - SETR A503 TTR U + VFS 20-400 |  | SunEarth - SETR A503 TTR U + VFS 20-400 | City of Irvine | FALSE | 8.46 |  | 2014-11-13 |  | 2014-11-17 | 2014-11-21 | 2015-07-24 | 2015-08-07 | 3357 | 58010 | Up-front Payment
SCG-004042 | Single Family Residential | Domestic Hot Water | Gas | Southern California Gas Company | Incentive:Paid | 3373 | 29.85 |  | 1 | 113 |  | 113 |  | 2014-12-02 14:26 | 2015-01-26 | IRC SERVICES INC | Retrofit | Fullerton | Orange | 92832 | Host Customer is System Owner | 2 |  | 2012012D | KIOTO Clear Energy AG | SOLPAL (formerly Solcrafte) | SOLPAL L-GT | Direct Integral Collector Storage (DI) | 26.11 |  | Solpal L |  |  | Solar Storage with Tankless Auxiliary Water Heater | 52 | 1 | 1 | 35 | Z08 | [18 empty] | Fullerton | FALSE | 43.37 |  | 2011-06-01: 2014-11-13; 2011-08-03: 2014-12-02; 2011-09-20: 2015-01-26 | 3405 | 4901 | Up-front Payment
SCG-004043 | Single Family Residential | Domestic Hot Water | Gas | Southern California Gas Company | Incentive:Paid | 4366 | 29.85 |  | 1 | 167 |  | 167 |  | 2015-02-18 11:35 | 2015-03-20 | SUNTREK INDUSTRIES INC | Retrofit | Pico Rivera | Los Angeles | 90660 | Host Customer is System Owner | 4 |  | 2001001E | SunEarth, Inc. | SOLARAY | TE64P-80-2G | Indirect Forced Circulation (IF) | 65.67 |  | EP-32 / EP-32-0.75 | Glycol | Advanced Controller with a Vacation or Holiday Mode | Solar Storage and Auxiliary Tanks are separate | 80 | 1 | 1 | 55 | Z09 | [18 empty] | Pico Rivera | FALSE | 47.31 |  | 2014-11-14 | 2015-03-06 |  |  | 2015-02-18 | 2015-03-20 | 3412 | 7900 | Up-front Payment
SCG-004044 | Single Family Residential | Domestic Hot Water | Gas | Southern California Gas Company | Incentive:Paid | 1801 | 29.85 |  | 1 | 120 |  | 97 |  | 2014-11-14 16:01 | 2014-12-29 | COMMUNITY SERVICES AND EMPLOYMENT TRAINING INCORPORATED | Retrofit | Porterville | Tulare | 93257 | Host Customer is System Owner | 5 |  | 2010068D | Fafco, Inc. | 500 SERIES | 500-96SF-50G-50S | Indirect Forced Circulation (IF) | 97.56 |  | 2x8, 2x12 | Glycol | Unglazed Collectors | Solar Storage and Auxiliary Tanks are separate | 50 | 0.95 | 0.85 | 65 | Z13 | [18 empty] | City of Porterville | FALSE | 38.67 |  | 2011-06-01: 2014-11-14; 2011-08-03: 2014-11-14; 2011-09-20: 2014-12-29 | 3508 | 4639.95 | Up-front Payment
SDG-004045 | Commercial Pools | Pool Heating | Gas | San Diego Gas and Electric | Incentive:Paid | 22850 | 7 |  | 1 | 3627 |  | 3264 |  | 2014-12-08 13:59 | 2014-12-12 | ENERGX CONTROLS INC | Retrofit | San Diego | San Diego | 92127 | Host Customer is System Owner | [7 empty] | 1242.8 | 47.8 |  | Drainback |  |  |  | 0.9 | 1 |  | Z10 |  |  |  | 2007051A | 26 | 1 | [5 empty] | FALSE |  |  |  | Flow meter, Blue White F2000, Model: ASD |  | Flow meter, Blue White F2000, Model: ASD | San Diego, San Diego, CA | FALSE | 9.05 |  | 2014-11-14 | 2014-12-08 | 2014-12-08 | 2014-12-12 | 2015-07-23 | 2015-09-02 | 3323 | 32840 | Up-front Payment
PGE-004046 | Single Family Residential | Domestic Hot Water | Gas | Pacific Gas and Electric | Incentive:Paid | 1878 | 29.85 |  | 1 | 101 |  | 101 |  | 2014-11-17 14:24 | 2014-12-02 | SELF-HELP HOME IMPROVEMENT PROJECT | Retrofit | REDDING | Shasta | 96002 | Host Customer is System Owner | 1 |  | 2010068D | Fafco, Inc. | 500 SERIES | 500-96SF-50G-50S | Indirect Forced Circulation (IF) | 97.56 |  | 2x8, 2x12 | Glycol | Unglazed Collectors | Solar Storage and Auxiliary Tanks are separate | 49.9 | 1 | 1 | 20 | Z11 | [18 empty] | City of Redding | FALSE | 26.95 |  | 2014-11-17 | 2014-11-19 |  |  | 2014-11-17 | 2014-12-02 | 3611 | 2722.02 | Up-front Payment
PGE-004048 | Low Income Single Family Residential | Domestic Hot Water | Gas | Pacific Gas and Electric | Incentive:Paid | 2716 | 36.9 |  | 1 | 107 |  | 106 |  | 2014-12-26 11:22 | 2015-01-08 | MERCED COUNTY COMMUNITY ACTION BOARD | Retrofit | MERCED | Merced | 95341 | Owner/Tenant | 8 |  | 2010068D | Fafco, Inc. | 500 SERIES | 500-96SF-50G-50S | Indirect Forced Circulation (IF) | 97.56 |  | 2x8, 2x12 | Glycol | Advanced Controller with a Vacation or Holiday Mode | Solar Storage and Auxiliary Tanks are separate | 49.929 | 0.99 | 1 | 95 | Z12 | [18 empty] | CITY OF MERCED | FALSE | 56.57 |  | 2014-11-17 | 2015-01-08 |  |  | 2014-12-26 | 2015-01-08 | 3564 | 6053.08 | Up-front Payment
PGE-004049 | Low Income Single Family Residential | Domestic Hot Water | Gas | Pacific Gas and Electric | Incentive:Paid | 2743 | 36.9 |  | 1 | 107 |  | 107 |  | 2015-01-23 16:39 | 2015-02-03 | MERCED COUNTY COMMUNITY ACTION BOARD | Retrofit | MERCED | Merced | 95340 | Host Customer is System Owner | 2 |  | 2010068D | Fafco, Inc. | 500 SERIES | 500-96SF-50G-50S | Indirect Forced Circulation (IF) | 97.56 |  | 2x8, 2x12 | Glycol | Advanced Controller with a Vacation or Holiday Mode | Solar Storage and Auxiliary Tanks are separate | 49.929 | 1 | 1 | 35 | Z12 | [18 empty] | CITY OF MERCED | FALSE | 54.21 |  | 2011-06-01: 2014-11-17; 2011-08-03: 2015-01-23; 2011-09-20: 2015-02-03 | 3538 | 5800.45 | Up-front Payment
PGE-004050 | Single Family Residential | Domestic Hot Water | Gas | Pacific Gas and Electric | Incentive:Paid | 1852 | 29.85 |  | 1 | 107 |  | 100 |  | 2014-12-26 11:23 | 2015-01-08 | MERCED COUNTY COMMUNITY ACTION BOARD | Retrofit | MERCED | Merced | 95341 | Host Customer is System Owner | 3 |  | 2010068D | Fafco, Inc. | 500 SERIES | 500-96SF-50G-50S | Indirect Forced Circulation (IF) | 97.56 |  | 2x8, 2x12 | Glycol | Advanced Controller with a Vacation or Holiday Mode | Solar Storage and Auxiliary Tanks are separate | 49.929 | 0.98 | 0.95 | 45 | Z12 | [18 empty] | CITY OF MERCED | FALSE | 57.87 |  | 2011-06-01: 2014-11-17; 2011-08-03: 2014-12-26; 2011-09-20: 2015-01-08 | 3564 | 6192.14 | Up-front Payment
PGE-004051 | Single Family Residential | Domestic Hot Water | Gas | Pacific Gas and Electric | Incentive:Paid | 1949 | 29.85 |  | 1 | 107 |  | 105 |  | 2014-12-26 11:24 | 2015-01-28 | MERCED COUNTY COMMUNITY ACTION BOARD | Retrofit | MERCED | Merced | 95341 | Host Customer is System Owner | 4 |  | 2010068D | Fafco, Inc. | 500 SERIES | 500-96SF-50G-50S | Indirect Forced Circulation (IF) | 97.56 |  | 2x8, 2x12 | Glycol | Advanced Controller with a Vacation or Holiday Mode | Solar Storage and Auxiliary Tanks are separate | 49.929 | 0.98 | 1 | 55 | Z12 | [18 empty] | CITY OF MERCED | FALSE | 57.75 |  | 2014-11-17 | 2015-01-08 |  |  | 2014-12-26 | 2015-01-28 | 3547 | 6179.29 | Up-front Payment
PGE-004052 | Low Income Single Family Residential | Domestic Hot Water | Gas | Pacific Gas and Electric | Incentive:Paid | 2716 | 36.9 |  | 1 | 107 |  | 106 |  | 2014-12-26 15:37 | 2015-01-28 | MERCED COUNTY COMMUNITY ACTION BOARD | Retrofit | MERCED | Merced | 95341 | Host Customer is System Owner | 4 |  | 2010068D | Fafco, Inc. | 500 SERIES | 500-96SF-50G-50S | Indirect Forced Circulation (IF) | 97.56 |  | 2x8, 2x12 | Glycol | Advanced Controller with a Vacation or Holiday Mode | Solar Storage and Auxiliary Tanks are separate | 49.929 | 0.99 | 1 | 55 | Z12 | [18 empty] | CITY OF MERCED | FALSE | 55.47 |  | 2011-06-01: 2014-11-17; 2011-08-03: 2014-12-26; 2011-09-20: 2015-01-28 | 3547 | 5935.66 | Up-front Payment
PGE-004053 | Single Family Residential | Domestic Hot Water | Gas | Pacific Gas and Electric | Incentive:Paid | 1969 | 29.85 |  | 1 | 107 |  | 106 |  | 2014-12-26 15:36 | 2014-12-31 | MERCED COUNTY COMMUNITY ACTION BOARD | Retrofit | MERCED | Merced | 95341 | Owner/Tenant | 6 |  | 2010068D | Fafco, Inc. | 500 SERIES | 500-96SF-50G-50S | Indirect Forced Circulation (IF) | 97.56 |  | 2x8, 2x12 | Glycol | Advanced Controller with a Vacation or Holiday Mode | Solar Storage and Auxiliary Tanks are separate | 49.929 | 0.99 | 1 | 75 | Z12 | [18 empty] | CITY OF MERCED | FALSE | 53.69 |  | 2011-06-01: 2014-11-17; 2011-08-03: 2014-12-26; 2011-09-20: 2014-12-31 | 3579 | 5744.79 | Up-front Payment
SCG-004054 | Single Family Residential | Domestic Hot Water | Gas | Southern California Gas Company | Incentive:Paid | 3433 | 29.85 |  | 1 | 115 |  | 115 |  | 2014-12-29 11:51 | 2015-01-26 | ENERGYPROS INC | Retrofit | Reseda | Los Angeles | 91335 | Host Customer is System Owner | 3 |  | 2012012D | KIOTO Clear Energy AG | SOLPAL (formerly Solcrafte) | SOLPAL L-GT | Direct Integral Collector Storage (DI) | 26.11 |  | Solpal L |  |  | Solar Storage with Tankless Auxiliary Water Heater | 52 | 1 | 1 | 45 | Z09 | [18 empty] | LADBS | FALSE | 91.3 |  | 2011-06-01: 2014-11-17; 2011-08-03: 2014-12-29; 2011-09-20: 2015-01-26 | 3410 | 10500 | Up-front Payment
SCG-004055 | Commercial/Multifamily Residential | Domestic Hot Water | Gas | Southern California Gas Company | Incentive:Paid | 7753 | 20.19 |  | 1 | 384 |  | 384 |  | 2014-11-24 09:12 | 2014-11-24 | SYNTHESIS CONSTRUCTION CORP | Retrofit | San Bernardino | San Bernardino | 92408 | Host Customer is System Owner | [7 empty] | 80.34 | 40.17 |  | Glycol | Pressure Stagnation Protection (PSP) | Solar Storage and Auxiliary Tanks are separate |  | 1 | 1 | 4800 | Z16 | 2000 | Full meals served | Meal Service Restaurant | 2010115A | 2 | 1 | 120 | 1 | 200 | 2 | 199000 | TRUE | 120 | 120 |  |  |  |  | City of San Bernardino | FALSE | 31.6 |  | 2014-11-18 |  | 2014-11-24 | 2014-11-24 | 2015-01-26 | 2015-02-11 | 3400 | 12134.91 | Up-front Payment
SCG-004056 | Commercial/Multifamily Residential | Domestic Hot Water | Gas | Southern California Gas Company | Incentive:Paid | 9126 | 20.19 |  | 1 | 452 |  | 452 |  | 2014-11-24 09:13 | 2014-11-24 | SYNTHESIS CONSTRUCTION CORP | Retrofit | Temecula | Riverside | 92591 | Host Customer is System Owner | [7 empty] | 80.34 | 40.17 |  | Glycol | Pressure Stagnation Protection (PSP) | Solar Storage and Auxiliary Tanks are separate |  | 1 | 1 | 4800 | Z10 | 2000 | Full meals served | Meal Service Restaurant | 2010115A | 2 | 1 | 120 | 1 | 120 | 2 | 200000 | TRUE | 120 | 140 |  |  |  |  | City of Temecula | FALSE | 26.85 |  | 2014-11-18 |  | 2014-11-24 | 2014-11-24 | 2015-01-26 | 2015-02-11 | 3400 | 12134.91 | Up-front Payment
SCG-004057 | Commercial/Multifamily Residential | Domestic Hot Water | Gas | Southern California Gas Company | Incentive:Paid | 8904 | 20.19 |  | 1 | 441 |  | 441 |  | 2014-11-24 09:13 | 2014-11-24 | SYNTHESIS CONSTRUCTION CORP | Retrofit | Palm Desert | Riverside | 92260 | Host Customer is System Owner | [7 empty] | 80.34 | 40.17 |  | Glycol | Advanced Controller with a Vacation or Holiday Mode | Solar Storage and Auxiliary Tanks are separate |  | 1 | 1 | 4800 | Z15 | 2000 | Full meals served | Meal Service Restaurant | 2010115A | 2 | 1 | 120 | 1 | 200 | 2 | 199000 | TRUE | 120 | 120 |  |  |  |  | City of Palm Desert | FALSE | 27.52 |  | 2014-11-18 | 2015-12-01 | 2014-11-24 | 2014-11-24 | 2015-10-13 | 2015-12-09 | 3233 | 12134.91 | Up-front Payment
SCG-004058 | Commercial/Multifamily Residential | Domestic Hot Water | Gas | Southern California Gas Company | Incentive:Paid | 8702 | 20.19 |  | 1 | 431 |  | 431 |  | 2014-11-24 09:13 | 2014-11-24 | SYNTHESIS CONSTRUCTION CORP | Retrofit | San Bernardino | San Bernardino | 92408 | Host Customer is System Owner | [7 empty] | 80.34 | 40.17 |  | Glycol | Pressure Stagnation Protection (PSP) | Solar Storage and Auxiliary Tanks are separate |  | 1 | 1 | 4800 | Z15 | 2000 | Full meals served | Meal Service Restaurant | 2010115A | 2 | 1 | 120 | 1 | 200 | 2 | 199000 | TRUE | 120 | 120 |  |  |  |  | City of San Bernardino | FALSE | 28.16 |  | 2014-11-18 |  | 2014-11-24 | 2014-11-24 | 2015-01-26 | 2015-01-27 | 3410 | 12134.92 | Up-front Payment
SCG-004059 | Commercial/Multifamily Residential | Domestic Hot Water | Gas | Southern California Gas Company | Incentive:Paid | 8722 | 20.19 |  | 1 | 432 |  | 432 |  | 2014-11-24 09:13 | 2014-11-24 | SYNTHESIS CONSTRUCTION CORP | Retrofit | Temecula | Riverside | 92591 | Host Customer is System Owner | [7 empty] | 80.34 | 40.17 |  | Glycol | Advanced Controller with a Vacation or Holiday Mode | Solar Storage and Auxiliary Tanks are separate |  | 1 | 1 | 4800 | Z15 | 2000 | Full meals served | Meal Service Restaurant | 2010115A | 2 | 1 | 120 | 1 | 80 | 2 | 199000 | TRUE | 120 | 120 |  |  |  |  | City of Temecula | FALSE | 28.09 |  | 2014-11-18 |  | 2014-11-24 | 2014-11-24 | 2015-01-26 | 2015-02-11 | 3410 | 12134.92 | Up-front Payment
SCG-004060 | Commercial/Multifamily Residential | Domestic Hot Water | Gas | Southern California Gas Company | Incentive:Paid | 8540 | 20.19 |  | 1 | 423 |  | 423 |  | 2014-11-24 09:13 | 2014-11-24 | SYNTHESIS CONSTRUCTION CORP | Retrofit | Palm Desert | Riverside | 92260 | Host Customer is System Owner | [7 empty] | 80.34 | 40.17 |  | Glycol | Pressure Stagnation Protection (PSP) | Solar Storage and Auxiliary Tanks are separate |  | 1 | 1 | 4800 | Z15 | 2000 | Full meals served | Meal Service Restaurant | 2010115A | 2 | 1 | 120 | 1 | 200 | 2 | 199000 | TRUE | 120 | 120 |  |  |  |  | City of Palm Desert | FALSE | 28.69 |  | 2014-11-18 |  | 2014-11-24 | 2014-11-24 | 2015-02-27 | 2015-03-02 | 3410 | 12134.92 | Up-front Payment
SCG-004064 | Single Family Residential | Domestic Hot Water | Gas | Southern California Gas Company | Incentive:Paid | 3373 | 29.85 |  | 1 | 113 |  | 113 |  | 2014-11-25 14:00 | 2015-01-08 | IRC SERVICES INC | Retrofit | Orange | Orange | 92867 | Host Customer is System Owner | 2 |  | 2012012D | KIOTO Clear Energy AG | SOLPAL (formerly Solcrafte) | SOLPAL L-GT | Direct Integral Collector Storage (DI) | 26.11 |  | Solpal L |  |  | Solar Storage with Tankless Auxiliary Water Heater | 53 | 1 | 1 | 35 | Z08 | [18 empty] | Orange County dept. of Building | FALSE | 43.37 |  | 2011-06-01: 2014-11-19; 2011-08-03: 2014-11-25; 2011-09-20: 2015-01-08 | 3405 | 4901 | Up-front Payment
SCG-004065 | Single Family Residential | Domestic Hot Water | Gas | Southern California Gas Company | Incentive:Paid | 2867 | 29.85 |  | 1 | 113 |  | 96 |  | 2014-12-03 12:41 | 2015-01-08 | IRC SERVICES INC | Retrofit | Anaheim | Orange | 92806 | Host Customer is System Owner | 3 |  | 2012012D | KIOTO Clear Energy AG | SOLPAL (formerly Solcrafte) | SOLPAL L-GT | Direct Integral Collector Storage (DI) | 26.11 |  | Solpal L |  |  | Solar Storage with Tankless Auxiliary Water Heater | 53 | 1 | 0.85 | 45 | Z08 | [18 empty] | anaheim | FALSE | 43.37 |  | 2011-06-01: 2014-11-19; 2011-08-03: 2014-12-03; 2011-09-20: 2015-01-08 | 3405 | 4901 | Up-front Payment
SCG-004066 | Single Family Residential | Domestic Hot Water | Gas | Southern California Gas Company | Incentive:Paid | 3373 | 29.85 |  | 1 | 113 |  | 113 |  | 2014-12-02 14:10 | 2015-01-08 | IRC SERVICES INC | Retrofit | Anaheim | Orange | 92807 | Host Customer is System Owner | 3 |  | 2012012D | KIOTO Clear Energy AG | SOLPAL (formerly Solcrafte) | SOLPAL L-GT | Direct Integral Collector Storage (DI) | 26.11 |  | Solpal L |  |  | Solar Storage with Tankless Auxiliary Water Heater | 53 | 1 | 1 | 45 | Z08 | [18 empty] | Anaheim | FALSE | 43.37 |  | 2011-06-01: 2014-11-19; 2011-08-03: 2014-12-02; 2011-09-20: 2015-01-08 | 3405 | 4901 | Up-front Payment
SCG-004067 | Single Family Residential | Domestic Hot Water | Gas | Southern California Gas Company | Incentive:Paid | 3373 | 29.85 |  | 1 | 113 |  | 113 |  | 2014-11-21 09:59 | 2014-12-10 | IRC SERVICES INC | Retrofit | Anaheim | Orange | 92806 | Host Customer is System Owner | 3 |  | 2012012D | KIOTO Clear Energy AG | SOLPAL (formerly Solcrafte) | SOLPAL L-GT | Direct Integral Collector Storage (DI) | 26.11 |  | Solpal L |  |  | Solar Storage with Tankless Auxiliary Water Heater | 53 | 1 | 1 | 45 | Z08 | [18 empty] | anaheim | FALSE | 43.37 |  | 2011-06-01: 2014-11-19; 2011-08-03: 2014-11-21; 2011-09-20: 2014-12-10 | 3405 | 4901 | Up-front Payment
SCG-004068 | Single Family Residential | Domestic Hot Water | Gas | Southern California Gas Company | Incentive:Paid | 3373 | 29.85 |  | 1 | 113 |  | 113 |  | 2014-12-19 14:28 | 2015-01-08 | IRC SERVICES INC | Retrofit | Orange | Orange | 92867 | Host Customer is System Owner | 3 |  | 2012012D | KIOTO Clear Energy AG | SOLPAL (formerly Solcrafte) | SOLPAL L-GT | Direct Integral Collector Storage (DI) | 26.11 |  | Solpal L |  |  | Solar Storage with Tankless Auxiliary Water Heater | 53 | 1 | 1 | 45 | Z08 | [18 empty] | orange | FALSE | 43.37 |  | 2011-06-01: 2014-11-19; 2011-08-03: 2014-12-19; 2011-09-20: 2015-01-08 | 3405 | 4901 | Up-front Payment
SCG-004069 | Single Family Residential | Domestic Hot Water | Gas | Southern California Gas Company | Incentive:Paid | 3373 | 29.85 |  | 1 | 113 |  | 113 |  | 2014-11-21 14:01 | 2015-01-08 | IRC SERVICES INC | Retrofit | Santa Ana | Santa Ana | 92706 | Host Customer is System Owner | 2 |  | 2012012D | KIOTO Clear Energy AG | SOLPAL (formerly Solcrafte) | SOLPAL L-GT | Direct Integral Collector Storage (DI) | 26.11 |  | Solpal L |  |  | Solar Storage with Tankless Auxiliary Water Heater | 53 | 1 | 1 | 35 | Z08 | [18 empty] | Santa Ana | FALSE | 43.37 |  | 2011-06-01: 2014-11-19; 2011-08-03: 2014-11-21; 2011-09-20: 2015-01-08 | 3405 | 4901 | Up-front Payment
SCG-004070 | Single Family Residential | Domestic Hot Water | Gas | Southern California Gas Company | Incentive:Paid | 2746 | 29.85 |  | 1 | 115 |  | 92 |  | 2014-12-12 12:50 | 2015-01-08 | IRC SERVICES INC | Retrofit | Monterey Park | Monterey Park | 91754 | Host Customer is System Owner | 1 |  | 2012012D | KIOTO Clear Energy AG | SOLPAL (formerly Solcrafte) | SOLPAL L-GT | Direct Integral Collector Storage (DI) | 26.11 |  | Solpal L |  |  | Solar Storage with Tankless Auxiliary Water Heater | 53 | 1 | 0.8 | 20 | Z09 | [18 empty] | Monterey Park | FALSE | 42.62 |  | 2011-06-01: 2014-11-19; 2011-08-03: 2014-12-12; 2011-09-20: 2015-01-08 | 3405 | 4901 | Up-front Payment
SCG-004071 | Single Family Residential | Domestic Hot Water | Gas | Southern California Gas Company | Incentive:Paid | 3433 | 29.85 |  | 1 | 115 |  | 115 |  | 2014-11-21 13:35 | 2015-01-08 | IRC SERVICES INC | Retrofit | South Pasadena | South Pasadena | 91030 | Host Customer is System Owner | 1 |  | 2012012D | KIOTO Clear Energy AG | SOLPAL (formerly Solcrafte) | SOLPAL L-GT | Direct Integral Collector Storage (DI) | 26.11 |  | Solpal L |  |  | Solar Storage with Tankless Auxiliary Water Heater | 53 | 1 | 1 | 20 | Z09 | [18 empty] | South Pasadena | FALSE | 42.62 |  | 2011-06-01: 2014-11-19; 2011-08-03: 2014-11-21; 2011-09-20: 2015-01-08 | 3405 | 4901 | Up-front Payment
PGE-004072 | Commercial/Multifamily Residential | Domestic Hot Water | Gas | Pacific Gas and Electric | Incentive:Paid | 26651 | 20.19 |  | 1 | 1320 |  | 1320 |  | 2014-12-11 15:03 | 2014-12-30 | GREATFUL SUN | Retrofit | SAN FRANCISCO | San Francisco | 94108 | Host Customer is System Owner | [7 empty] | 537.12 | 44.76 |  | Glycol | Steam Back | Solar Storage and Auxiliary Tanks are separate |  | 1 | 1 | 880 | Z03 | 22 | Units | Apartments/Condos | 2007033A | 12 | 3 | 700 | 1 | 100 | 1 | 270000 | TRUE | 127 | 120 |  | Amatis Controls - AM-JOULE |  | Amatis Controls - AM-JOULE | City of San Francisco | FALSE | 45.45 |  | 2014-11-19 | 2014-12-17 | 2014-12-11 | 2014-12-30 | 2015-05-26 | 2015-06-09 | 3414 | 60000 | Up-front Payment
SCG-004073 | Commercial Pools | Pool Heating | Gas | Southern California Gas Company | Incentive:Paid | 12117 | 7 |  | 1 | 1731 |  | 1731 |  | 2014-11-25 07:00 | 2014-12-11 | CALIFORNIA SOLAR THERMAL INC | Retrofit | Ontario | San Bernardino | 91761 | Host Customer is System Owner | [7 empty] | 676.2 | 48.3 |  | Drainback |  |  |  | 1 | 1 |  | Z10 |  |  |  | 10001888 | 14 | 1 | [5 empty] | FALSE |  |  |  | SunEarth - SETR A503 TTR U + VFS 20-400 |  | SunEarth - SETR A503 TTR U + VFS 20-400 | San Bernardino County | FALSE | 7 |  | 2014-11-20 |  | 2014-11-25 | 2014-12-11 | 2016-11-03 | 2016-11-15 | 2831 | 12117 | Up-front Payment
SCG-004074 | Commercial Pools | Pool Heating | Gas | Southern California Gas Company | Incentive:Canceled | 30310 | 7 |  | 1 | 4330 |  | 4330 |  | 2014-11-25 07:13 | 2014-12-11 | CALIFORNIA SOLAR THERMAL INC | Retrofit | Temecula | Riverside | 92591 | Host Customer is System Owner | [7 empty] | 1932 | 48.3 |  | Drainback |  |  |  | 1 | 1 |  | Z10 |  |  |  | 10001888 | 40 | 1 | [5 empty] | FALSE |  |  |  | SunEarth - SETR A503 TTR U + VFS 20-400 |  | SunEarth - SETR A503 TTR U + VFS 20-400 | Riverside County | FALSE | 7 |  | 2014-11-20 |  | 2014-11-25 | 2014-12-11 | 2016-09-08 |  | 2970 | 30310 | Up-front Payment
SCG-004075 | Commercial Pools | Pool Heating | Gas | Southern California Gas Company | Incentive:Paid | 16170 | 7 |  | 1 | 2460 |  | 2460 |  | 2014-12-08 13:16 | 2014-12-11 | CALIFORNIA SOLAR THERMAL INC | Retrofit | Bermuda Dunes | Riverside | 92201 | Host Customer is System Owner | [7 empty] | 676.2 | 48.3 |  | Drainback |  |  |  | 1 | 1 |  | Z15 |  |  |  | 10001888 | 14 | 1 | [5 empty] | FALSE |  |  |  | SunEarth - SETR A503 TTR U + VFS 20-400 |  | SunEarth - SETR A503 TTR U + VFS 20-400 | Riverside County | FALSE | 6.57 |  | 2014-11-20 |  | 2014-12-08 | 2014-12-11 | 2016-06-09 | 2016-06-17 | 3046 | 16170 | Up-front Payment
SCG-004076 | Commercial Pools | Pool Heating | Gas | Southern California Gas Company | Incentive:Paid | 9303 | 7 |  | 1 | 1428 |  | 1428 |  | 2014-12-08 13:17 | 2014-12-08 | CALIFORNIA SOLAR THERMAL INC | Retrofit | Bermuda Dunes | Riverside | 92201 | Host Customer is System Owner | [7 empty] | 386.4 | 48.3 |  | Drainback |  |  |  | 1 | 1 |  | Z15 |  |  |  | 10001888 | 8 | 1 | [5 empty] | FALSE | [6 empty] | Riverside County | FALSE | 6.51 |  | 2014-11-20 |  | 2014-12-08 | 2014-12-08 | 2016-06-09 | 2016-06-17 | 3046 | 9303 | Up-front Payment
SCG-004077 | Commercial Pools | Pool Heating | Gas | Southern California Gas Company | Incentive:Paid | 7656 | 7 |  | 1 | 1094 |  | 1094 |  | 2014-11-25 07:23 | 2014-12-11 | CALIFORNIA SOLAR THERMAL INC | New Construction | Redlands | San Bernardino | 92373 | Host Customer is System Owner | [7 empty] | 483 | 48.3 |  | Drainback |  |  |  | 1 | 1 |  | Z10 |  |  |  | 10001888 | 10 | 1 | [5 empty] | FALSE |  |  |  | SunEarth - SETR A503 TTR U + VFS 20-400 |  | SunEarth - SETR A503 TTR U + VFS 20-400 | San Bernardino County | FALSE | 7 |  | 2014-11-20 |  | 2014-11-25 | 2014-12-11 | 2016-09-08 | 2016-11-01 | 2902 | 7656 | Up-front Payment
SCG-004078 | Commercial Pools | Pool Heating | Gas | Southern California Gas Company | Incentive:Paid | 10017 | 7 |  | 1 | 1431 |  | 1431 |  | 2014-11-25 07:19 | 2014-12-11 | CALIFORNIA SOLAR THERMAL INC | Retrofit | Redlands | San Bernardino | 92373 | Host Customer is System Owner | [7 empty] | 579.6 | 48.3 |  | Drainback |  |  |  | 1 | 1 |  | Z10 |  |  |  | 10001888 | 12 | 1 | [5 empty] | FALSE |  |  |  | SunEarth - SETR A503 TTR U + VFS 20-400 |  | SunEarth - SETR A503 TTR U + VFS 20-400 | San Bernardino County | FALSE | 7 |  | 2014-11-20 |  | 2014-11-25 | 2014-12-11 | 2016-09-02 | 2016-09-06 | 2965 | 10017 | Up-front Payment
SCG-004079 | Commercial Pools | Pool Heating | Gas | Southern California Gas Company | Incentive:Canceled | 16709 | 7 |  | 1 | 2387 |  | 2387 |  | 2014-11-25 07:31 | 2014-12-11 | CALIFORNIA SOLAR THERMAL INC | Retrofit | Redlands | San Bernardino | 92373 | Host Customer is System Owner | [7 empty] | 966 | 48.3 |  | Drainback |  |  |  | 1 | 1 |  | Z10 |  |  |  | 10001888 | 20 | 1 | [5 empty] | FALSE |  |  |  | SunEarth - SETR A503 TTR U + VFS 20-400 |  | SunEarth - SETR A503 TTR U + VFS 20-400 | San Bernardino County | FALSE | 7 |  | 2014-11-20 |  | 2014-11-25 | 2014-12-11 | 2016-09-08 |  | 2970 | 16709 | Up-front Payment
SCG-004080 | Commercial Pools | Pool Heating | Gas | Southern California Gas Company | Incentive:Paid | 5663 | 7 |  | 1 | 809 |  | 809 |  | 2014-12-01 10:01 | 2014-12-01 | MOHR POWER SOLAR INC | Retrofit | Inglewood | Los Angeles | 90302 | Host Customer is System Owner | [7 empty] | 350 | 50 |  | Drainback |  |  |  | 1 | 1 |  | Z08 |  |  |  | 10001884 | 7 | 1 | [5 empty] | FALSE | [6 empty] | City of Inglewood | FALSE | 7.57 |  | 2014-11-20 |  | 2014-12-01 | 2014-12-01 | 2015-04-02 | 2015-04-13 | 3473 | 6125 | Up-front Payment
SCG-004081 | Commercial Pools | Pool Heating | Gas | Southern California Gas Company | Incentive:Paid | 10710 | 7 |  | 1 | 1530 |  | 1530 |  | 2014-11-24 16:18 | 2014-12-11 | MOHR POWER SOLAR INC | Retrofit | San Bernardino | San Bernadino | 92410 | Host Customer is System Owner | [7 empty] | 600 | 50 |  | Drainback |  |  |  | 1 | 1 |  | Z10 |  |  |  | 10001884 | 12 | 1 | [5 empty] | FALSE |  |  |  | SunEarth - SETR A503 TTR U + VFS 20-400 |  | SunEarth - SETR A503 TTR U + VFS 20-400 | City of Rialto | FALSE | 7 |  | 2014-11-20 |  | 2014-11-24 | 2014-12-11 | 2015-04-09 | 2015-04-13 | 3473 | 10710 | Up-front Payment
SDG-004082 | Commercial Pools | Pool Heating | Gas | San Diego Gas and Electric | Reservation:Canceled | 2825 | 5 |  | 1 | 565 |  | 565 |  | 2014-12-15 11:11 |  | SUNTREK INDUSTRIES INC | Retrofit | Oceanside | San Diego | 92057 | Host Customer is System Owner | [7 empty] | 400 | 50 |  | Drainback |  |  |  | 1 | 1 |  | Z07 |  |  |  | 2007048A | 8 | 1 | [5 empty] | FALSE | [7 empty] | FALSE | 12.92 |  | 2011-06-01: 2014-11-20; 2011-06-21: 2014-12-17; 2011-06-23: 2014-12-15 | 3579 | 7300 | Up-front Payment
PGE-004083 | Single Family Residential | Domestic Hot Water | Gas | Pacific Gas and Electric | Incentive:Paid | 1730 | 29.85 |  | 1 | 61 |  | 58 |  | 2014-11-21 15:36 | 2014-11-26 | SUNTREK INDUSTRIES INC | Retrofit | REDWOOD CITY | San Mateo | 94062 | Host Customer is System Owner | 5 |  | 30003825 | SunEarth, Inc. | CopperHeart | CP-40G | Direct Integral Collector Storage (DI) | 24.96 |  | CP-40 |  |  | Solar and Auxiliary Storage are the same Tank |  | 1 | 0.95 | 65 | Z03 | [18 empty] | Redwood City | FALSE | 113.93 |  | 2011-06-01: 2014-11-20; 2011-08-03: 2014-11-21; 2011-09-20: 2014-11-26 | 3424 | 6950 | Up-front Payment
SCG-004084 | Single Family Residential | Domestic Hot Water | Gas | Southern California Gas Company | Incentive:Paid | 3224 | 29.85 |  | 1 | 108 |  | 108 |  | 2014-12-17 15:35 | 2015-01-26 | ENERGYPROS INC | Retrofit | Los Angeles | Los Angeles | 90049 | Host Customer is System Owner | 5 |  | 2012012D | KIOTO Clear Energy AG | SOLPAL (formerly Solcrafte) | SOLPAL L-GT | Direct Integral Collector Storage (DI) | 26.11 |  | Solpal L |  |  | Solar Storage with Tankless Auxiliary Water Heater | 52 | 1 | 1 | 65 | Z06 | [18 empty] | LADBS | FALSE | 101.85 |  | 2011-06-01: 2014-11-20; 2011-08-03: 2014-12-17; 2011-09-20: 2015-01-26 | 3410 | 11000 | Up-front Payment
SCG-004085 | Commercial Pools | Pool Heating | Gas | Southern California Gas Company | Incentive:Paid | 12138 | 7 |  | 1 | 1911 |  | 1911 |  | 2014-12-08 15:57 | 2014-12-11 | CALIFORNIA SOLAR THERMAL INC | Retrofit | Moreno Valley | Riverside | 92553 | Host Customer is System Owner | [7 empty] | 676.2 | 48.3 |  | Drainback |  |  |  | 1 | 1 |  | Z10 |  |  |  | 10001888 | 14 | 1 | [5 empty] | FALSE |  |  |  | SunEarth - SETR A503 TTR U + VFS 20-400 |  | SunEarth - SETR A503 TTR U + VFS 20-400 | Riverside County | FALSE | 6.35 |  | 2014-11-21 |  | 2014-12-08 | 2014-12-11 | 2016-08-29 | 2016-08-31 | 2965 | 12138 | Up-front Payment
SCG-004086 | Commercial Pools | Pool Heating | Gas | Southern California Gas Company | Incentive:Paid | 11347 | 7 |  | 1 | 1621 |  | 1621 |  | 2014-12-08 15:58 | 2014-12-11 | CALIFORNIA SOLAR THERMAL INC | Retrofit | Hemet | Riverside | 92543 | Host Customer is System Owner | [7 empty] | 651.2 | 40.7 |  | Drainback |  |  |  | 1 | 1 |  | Z10 |  |  |  | 10001888 | 16 | 1 | [5 empty] | FALSE |  |  |  | SunEarth - SETR A503 TTR U + VFS 20-400 |  | SunEarth - SETR A503 TTR U + VFS 20-400 | Riverside County | FALSE | 7 |  | 2014-11-21 |  | 2014-12-08 | 2014-12-11 | 2016-08-29 | 2016-08-30 | 2965 | 11347 | Up-front Payment
SCG-004087 | Commercial Pools | Pool Heating | Gas | Southern California Gas Company | Incentive:Paid | 14523 | 7 |  | 1 | 2225 |  | 2225 |  | 2014-12-08 15:56 | 2014-12-11 | CALIFORNIA SOLAR THERMAL INC | Retrofit | Coachella | Riverside | 92236 | Host Customer is System Owner | [7 empty] | 676.2 | 48.3 |  | Drainback |  |  |  | 1 | 1 |  | Z15 |  |  |  | 10001888 | 14 | 1 | [5 empty] | FALSE |  |  |  | SunEarth - SETR A503 TTR U + VFS 20-400 |  | SunEarth - SETR A503 TTR U + VFS 20-400 | Riverside County | FALSE | 6.53 |  | 2014-11-21 |  | 2014-12-08 | 2014-12-11 | 2016-05-06 | 2016-05-12 | 3079 | 14523 | Up-front Payment
SCG-004088 | Commercial Pools | Pool Heating | Gas | Southern California Gas Company | Incentive:Canceled | 8525 | 7 |  | 1 | 1218 |  | 1218 |  | 2014-12-08 15:50 | 2014-12-09 |  | Retrofit | Moreno Valley | Riverside | 92551 | Host Customer is System Owner | [7 empty] | 442.44 | 36.87 |  | Drainback |  |  |  | 1 | 1 |  | Z10 |  |  |  | 10001888 | 12 | 1 | [5 empty] | FALSE | [7 empty] | FALSE | 7 |  | 2011-06-01: 2014-11-21; 2011-06-23: 2014-12-08; 2011-07-01: 2014-12-09 | 3610 | 8525 | Up-front Payment
SCG-004089 | Commercial Pools | Pool Heating | Gas | Southern California Gas Company | Incentive:Paid | 11975 | 7 |  | 1 | 1711 |  | 1711 |  | 2014-12-08 15:48 | 2014-12-11 | CALIFORNIA SOLAR THERMAL INC | Retrofit | San Jacinto | Riverside | 92583 | Host Customer is System Owner | [7 empty] | 637.98 | 45.57 |  | Drainback |  |  |  | 1 | 1 |  | Z10 |  |  |  | 10001888 | 14 | 1 | [5 empty] | FALSE |  |  |  | SunEarth - SETR A503 TTR U + VFS 20-400 |  | SunEarth - SETR A503 TTR U + VFS 20-400 | Riverside County | FALSE | 7 |  | 2014-11-21 |  | 2014-12-08 | 2014-12-11 | 2016-08-29 | 2016-09-06 | 2965 | 11975 | Up-front Payment
SCG-004090 | Commercial Pools | Pool Heating | Gas | Southern California Gas Company | Incentive:Canceled | 16499 | 7 |  | 1 | 2357 |  | 2357 |  | 2014-12-08 15:47 | 2014-12-11 | CALIFORNIA SOLAR THERMAL INC | Retrofit | Fontana | San Bernardino | 92336 | Host Customer is System Owner | [7 empty] | 869.4 | 48.3 |  | Drainback |  |  |  | 1 | 1 |  | Z10 |  |  |  | 10001888 | 18 | 1 | [5 empty] | FALSE | [7 empty] | FALSE | 7 |  | 2011-06-01: 2014-11-21; 2011-06-23: 2014-12-08; 2011-07-01: 2014-12-11 | 3607 | 16499 | Up-front Payment
SCG-004091 | Commercial Pools | Pool Heating | Gas | Southern California Gas Company | Incentive:Canceled | 10507 | 7 |  | 1 | 1501 |  | 1501 |  | 2014-12-08 16:01 | 2014-12-11 | CALIFORNIA SOLAR THERMAL INC | Retrofit | Menifee | Riverside | 92586 | Host Customer is System Owner | [7 empty] | 525.6 | 29.2 |  | Drainback |  |  |  | 1 | 1 |  | Z10 |  |  |  | 10001888 | 18 | 1 | [5 empty] | FALSE | [7 empty] | FALSE | 7 |  | 2011-06-01: 2014-11-21; 2011-06-23: 2014-12-08; 2011-07-01: 2014-12-11 | 3607 | 10507 | Up-front Payment
SCG-004092 | Commercial Pools | Pool Heating | Gas | Southern California Gas Company | Incentive:Paid | 4991 | 7 |  | 1 | 713 |  | 713 |  | 2014-11-26 09:52 | 2014-12-10 | ENVIRONMENTAL SOLAR DESIGN INC | Retrofit | El Segundo | El Segundo | 90245 | Host Customer is System Owner | [7 empty] | 338.1 | 24.15 |  | Drainback |  |  |  | 1 | 1 |  | Z06 |  |  |  | 10001884 | 14 | 1 | [5 empty] | FALSE | [6 empty] | El Segundo | FALSE | 16.83 |  | 2014-11-21 |  | 2014-11-26 | 2014-12-10 | 2014-12-17 | 2014-12-31 | 3539 | 12000 | Up-front Payment
SCG-004093 | Commercial Pools | Pool Heating | Gas | Southern California Gas Company | Incentive:Paid | 26550 | 7 |  | 1 | 3933 |  | 3933 |  | 2014-12-02 10:31 | 2014-12-12 | REVCO SOLAR ENGINEERING INC | Retrofit | Palm Springs | Riverside | 92264 | Host Customer is System Owner | [7 empty] | 1440 | 48 |  | Drainback |  |  |  | 1 | 1 |  | Z15 |  |  |  | 10001773 | 30 | 1 | [5 empty] | FALSE |  |  |  | SunEarth - SETR A503 TTR U + VFS 20-400 |  | SunEarth - SETR A503 TTR U + VFS 20-400 | City of Palm Springs | FALSE | 6.75 |  | 2014-11-21 |  | 2014-12-02 | 2014-12-12 | 2015-07-10 | 2015-07-22 | 3354 | 26550 | Up-front Payment
SCG-004094 | Commercial Pools | Pool Heating | Gas | Southern California Gas Company | Incentive:Paid | 14350 | 7 |  | 1 | 2051 |  | 2051 |  | 2014-11-24 12:49 | 2014-12-05 | REVCO SOLAR ENGINEERING INC | Retrofit | Palm Springs | Riverside | 92264 | Host Customer is System Owner | [7 empty] | 768 | 48 |  | Drainback |  |  |  | 1 | 1 |  | Z15 |  |  |  | 10001773 | 16 | 1 | [5 empty] | FALSE |  |  |  | SunEarth - SETR A503 TTR U + VFS 20-400 |  | SunEarth - SETR A503 TTR U + VFS 20-400 | City of Palm Springs | FALSE | 7 |  | 2014-11-22 |  | 2014-11-24 | 2014-12-05 | 2015-05-08 | 2015-05-12 | 3431 | 14350 | Up-front Payment
SCG-004095 | Commercial Pools | Pool Heating | Gas | Southern California Gas Company | Incentive:Paid | 27500 | 7 |  | 1 | 4255 |  | 4255 |  | 2014-12-02 13:55 | 2014-12-12 | REVCO SOLAR ENGINEERING INC | Retrofit | Monarch Beach | Orange | 92629 | Host Customer is System Owner | [7 empty] | 1400 | 40 |  | Drainback |  |  |  | 1 | 1 |  | Z08 |  |  |  | 10001954 | 35 | 1 | [5 empty] | FALSE |  |  |  | SunEarth - SETR A503 TTR U + VFS 20-400 |  | SunEarth - SETR A503 TTR U + VFS 20-400 | City of Dana Point | FALSE | 6.46 |  | 2014-11-22 |  | 2014-12-02 | 2014-12-12 | 2015-12-24 | 2016-01-07 | 3211 | 27500 | Up-front Payment
SCG-004096 | Commercial Pools | Pool Heating | Gas | Southern California Gas Company | Incentive:Paid | 15565 | 5 |  | 1 | 3113 |  | 3113 |  | 2014-12-02 15:05 | 2014-12-10 | TENCO SOLAR | New Construction | Los Angeles | Los Angeles | 90015 | Host Customer is System Owner | [7 empty] | 858.9 | 40.9 |  | Glycol | Pressure Stagnation Protection (PSP) |  |  | 1 | 1 |  | Z09 |  |  |  | EP-40 | 21 | 1 | [5 empty] | FALSE |  |  |  | Heliodyne - Delta-T Pro Ethernet |  | Heliodyne - Delta-T Pro Ethernet | Los Angeles | FALSE | 43.82 |  | 2014-11-23 |  | 2014-12-02 | 2014-12-10 | 2017-02-09 | 2017-04-21 | 2711 | 136400 | Up-front Payment
SCG-004097 | Commercial Pools | Pool Heating | Gas | Southern California Gas Company | Incentive:Canceled | 19475 | 7 |  | 1 | 2898 |  | 2782 |  | 2014-12-02 15:08 | 2014-12-11 | TENCO SOLAR | New Construction | Los Angeles | Los Angeles | 90031 | Host Customer is System Owner | [7 empty] | 803.4 | 40.17 |  | Glycol |  |  |  | 0.96 | 1 |  | Z09 |  |  |  | 2010115A | 20 | 1 | [5 empty] | FALSE | [7 empty] | FALSE | 37.99 |  | 2011-06-01: 2014-11-23; 2011-06-23: 2014-12-02; 2011-07-01: 2014-12-11 | 3607 | 110100 | Up-front Payment
SCG-004098 | Commercial/Multifamily Residential | Domestic Hot Water | Gas | Southern California Gas Company | Incentive:Paid | 15375 | 25 |  | 1 SCG | 615 |  | 615 |  | 2014-12-26 11:52 | 2014-12-29 | SUNLIGHT ENERGY SYSTEMS INC | Retrofit | la HABRA | Orange | 90631 | Host Customer is System Owner | [7 empty] | 204.5 | 40.9 |  | Drainback |  | Solar Storage and Auxiliary Tanks are separate |  | 1 | 1 | 336 | Z08 | 8 | Units | Apartments/Condos | 2007032A | 5 | 1 | 240 | 2 | 100 | 1 | 85000 | FALSE | 130 | 130 |  |  |  |  | la habrÃ¡ | FALSE | 30.64 |  | 2014-11-24 |  | 2014-12-26 | 2014-12-29 | 2016-06-22 | 2016-07-13 | 3019 | 18844 | Up-front Payment
SCG-004099 | Commercial Pools | Pool Heating | Gas | Southern California Gas Company | Incentive:Paid | 36456 | 7 |  | 1 | 5208 |  | 5208 |  | 2014-12-08 16:56 | 2014-12-12 | SUNUP SOLAR SYSTEMS INC | Retrofit | Indio | Indio | 92201 | Host Customer is System Owner | [7 empty] | 1701 | 47.25 |  | Drainback |  |  |  | 1 | 1 |  | Z15 |  |  |  | SU412 | 36 | 2 | [5 empty] | FALSE |  |  |  | SunEarth - SETR A503 TTR U + VFS 20-400 |  | SunEarth - SETR A503 TTR U + VFS 20-400 | City of Indio | FALSE | 7 |  | 2014-11-24 |  | 2014-12-08 | 2014-12-12 | 2015-04-01 | 2015-05-08 | 3448 | 36456 | Up-front Payment
SCG-004100 | Commercial Pools | Pool Heating | Gas | Southern California Gas Company | Incentive:Paid | 20485 | 7 |  | 1 | 3104 |  | 3104 |  | 2014-12-02 15:21 | 2014-12-10 | SUNUP SOLAR SYSTEMS INC | Retrofit | Palm Springs | Palm Springs | 92264 | Host Customer is System Owner | [7 empty] | 1323 | 47.25 |  | Drainback |  |  |  | 1 | 1 |  | Z15 |  |  |  | SU412 | 28 | 2 | [5 empty] | FALSE |  |  |  | TR A 503 TTR U + VFS 20-400 NPT |  | TR A 503 TTR U + VFS 20-400 NPT | City of Palm Sprimgs | FALSE | 6.6 |  | 2014-11-24 |  | 2014-12-02 | 2014-12-10 | 2015-02-03 | 2015-02-26 | 3505 | 20485 | Up-front Payment
SCG-004101 | Commercial Pools | Pool Heating | Gas | Southern California Gas Company | Incentive:Paid | 12530 | 7 |  | 1 | 1790 |  | 1790 |  | 2014-12-05 10:37 | 2014-12-12 | SUNUP SOLAR SYSTEMS INC | Retrofit | Rancho Mirage | Rancho Mirage | 92270 | Host Customer is System Owner | [7 empty] | 661.5 | 47.25 |  | Drainback |  |  |  | 1 | 1 |  | Z15 |  |  |  | SU412 | 14 | 1 | [5 empty] | FALSE |  |  |  | SunEarth - SETR A503 TTR U + VFS 20-400 |  | SunEarth - SETR A503 TTR U + VFS 20-400 | City of Rancho Mirage | FALSE | 7.25 |  | 2014-11-24 |  | 2014-12-05 | 2014-12-12 | 2015-02-03 | 2015-05-08 | 3448 | 12985 | Up-front Payment
SCG-004102 | Commercial Pools | Pool Heating | Gas | Southern California Gas Company | Incentive:Paid | 15022 | 7 |  | 1 | 2146 |  | 2146 |  | 2014-12-05 10:39 | 2014-12-12 | SUNUP SOLAR SYSTEMS INC | Retrofit | Rancho Mirage | Rancho Mirage | 92270 | Host Customer is System Owner | [7 empty] | 756 | 47.25 |  | Drainback |  |  |  | 1 | 1 |  | Z15 |  |  |  | SU412 | 16 | 2 | [5 empty] | FALSE |  |  |  | SunEarth - SETR A503 TTR U + VFS 20-400 |  | SunEarth - SETR A503 TTR U + VFS 20-400 | City of Rancho Mirage | FALSE | 7.25 |  | 2014-11-24 |  | 2014-12-05 | 2014-12-12 | 2015-02-03 | 2015-05-08 | 3448 | 15568 | Up-front Payment
SCG-004103 | Commercial/Multifamily Residential | Domestic Hot Water | Gas | Southern California Gas Company | Incentive:Paid | 8399 | 20.19 |  | 1 | 416 |  | 416 |  | 2014-12-26 11:48 | 2014-12-29 | SUNLIGHT ENERGY SYSTEMS INC | Retrofit | La HABRA | Orange | 90631 | Host Customer is System Owner | [7 empty] | 122.7 | 40.9 |  | Drainback |  | Solar Storage and Auxiliary Tanks are separate |  | 1 | 1 | 336 | Z08 | 8 | Units | Apartments/Condos | 2007032A | 3 | 1 | 120 | 1 | 100 | 1 | 85000 | FALSE | 130 | 130 |  |  |  |  | LA HABRA | FALSE | 33.4 |  | 2014-11-24 |  | 2014-12-26 | 2014-12-29 | 2016-04-05 | 2016-04-06 | 3120 | 13895 | Up-front Payment
SCG-004104 | Commercial Pools | Pool Heating | Gas | Southern California Gas Company | Incentive:Paid | 26527 | 7 |  | 1 | 3867 |  | 3867 |  | 2014-12-02 15:22 | 2014-12-10 | SUNUP SOLAR SYSTEMS INC | Retrofit | Palm Springs | Palm Springs | 92264 | Host Customer is System Owner | [7 empty] | 1323 | 47.25 |  | Drainback |  |  |  | 1 | 1 |  | Z15 |  |  |  | SU412 | 28 | 2 | [5 empty] | FALSE |  |  |  | SunEarth - SETR0603mcU + VFS 10-200 |  | SunEarth - SETR0603mcU + VFS 10-200 | City of Palm Springs | FALSE | 6.86 |  | 2014-11-24 |  | 2014-12-02 | 2014-12-10 | 2015-02-03 | 2015-03-12 | 3505 | 26527 | Up-front Payment
SCG-004106 | Commercial Pools | Pool Heating | Gas | Southern California Gas Company | Incentive:Paid | 21182 | 7 |  | 1 | 3026 |  | 3026 |  | 2014-12-02 15:22 | 2014-12-11 | SUNUP SOLAR SYSTEMS INC | Retrofit | Palm Springs | Palm Desert | 92264 | Host Customer is System Owner | [7 empty] | 992.25 | 47.25 |  | Drainback |  |  |  | 1 | 1 |  | Z15 |  |  |  | SU412 | 21 | 2 | [5 empty] | FALSE |  |  |  | SunEarth - SETR0603mcU + VFS 10-200 |  | SunEarth - SETR0603mcU + VFS 10-200 | City of Palm Springs | FALSE | 7.02 |  | 2014-11-24 |  | 2014-12-02 | 2014-12-11 | 2015-02-03 | 2015-03-12 | 3505 | 21244 | Up-front Payment
SCG-004107 | Commercial/Multifamily Residential | Domestic Hot Water | Gas | Southern California Gas Company | Incentive:Paid | 11777 | 20.19 |  | 1 | 614 |  | 583 |  | 2014-12-24 11:42 | 2014-12-29 | SUNLIGHT ENERGY SYSTEMS INC | Retrofit | La HABRA | Orange | 90631 | Host Customer is System Owner | [7 empty] | 204.5 | 40.9 |  | Drainback |  | Solar Storage and Auxiliary Tanks are separate |  | 0.95 | 1 | 336 | Z08 | 8 | Units | Apartments/Condos | 2007032A | 5 | 1 | 240 | 2 | 100 | 1 | 85000 | FALSE | 130 | 130 |  |  |  |  | LA HABRA | FALSE | 30.85 |  | 2014-11-24 |  | 2014-12-24 | 2014-12-29 | 2016-04-05 | 2016-04-06 | 3120 | 18944 | Up-front Payment
SCG-004109 | Commercial/Multifamily Residential | Domestic Hot Water | Gas | Southern California Gas Company | Incentive:Paid | 15068 | 25 |  | 1 SCG | 615 |  | 603 |  | 2014-12-26 11:39 | 2014-12-29 | SUNLIGHT ENERGY SYSTEMS INC | Retrofit | La HABRA | Orange | 90631 | Host Customer is System Owner | [7 empty] | 204.5 | 40.9 |  | Drainback |  | Solar Storage and Auxiliary Tanks are separate |  | 0.98 | 1 | 336 | Z08 | 8 | Units | Apartments/Condos | 2007032A | 5 | 1 | 240 | 2 | 100 | 1 | 85000 | FALSE | 130 | 130 |  |  |  |  | LA HABRA | FALSE | 30.8 |  | 2014-11-24 |  | 2014-12-26 | 2014-12-29 | 2016-06-22 | 2016-07-13 | 3019 | 18944 | Up-front Payment
SCG-004110 | Commercial Pools | Pool Heating | Gas | Southern California Gas Company | Incentive:Paid | 51414 | 7 |  | 1 | 8128 |  | 8128 |  | 2014-12-08 16:00 | 2014-12-12 | SUNUP SOLAR SYSTEMS INC | Retrofit | Palm Springs | Palm Springs | 92262 | Host Customer is System Owner | [7 empty] | 2268 | 47.25 |  | Drainback |  |  |  | 1 | 1 |  | Z15 |  |  |  | SU412 | 48 | 2 | [5 empty] | FALSE |  |  |  | SunEarth - SETR A503 TTR U + VFS 20-400 |  | SunEarth - SETR A503 TTR U + VFS 20-400 | City Of Palm Springs | FALSE | 6.33 |  | 2014-11-24 |  | 2014-12-08 | 2014-12-12 | 2015-02-18 | 2015-03-30 | 3488 | 51414 | Up-front Payment
SCG-004111 | Commercial/Multifamily Residential | Domestic Hot Water | Gas | Southern California Gas Company | Incentive:Paid | 15068 | 25 |  | 1 SCG | 615 |  | 603 |  | 2014-12-26 11:43 | 2014-12-29 | SUNLIGHT ENERGY SYSTEMS INC | Retrofit | La HABRA | Orange | 90631 | Host Customer is System Owner | [7 empty] | 204.5 | 40.9 |  | Drainback |  | Solar Storage and Auxiliary Tanks are separate |  | 0.98 | 1 | 336 | Z08 | 8 | Units | Apartments/Condos | 2007032A | 5 | 1 | 240 | 2 | 100 | 1 | 85000 | FALSE | 130 | 130 |  |  |  |  | LA HABRA | FALSE | 30.8 |  | 2014-11-24 |  | 2014-12-26 | 2014-12-29 | 2016-06-22 | 2016-07-13 | 3019 | 18944 | Up-front Payment
SCG-004112 | Commercial Pools | Pool Heating | Gas | Southern California Gas Company | Incentive:Paid | 18891 | 7 |  | 1 | 2844 |  | 2844 |  | 2014-12-08 15:52 | 2014-12-12 | SUNUP SOLAR SYSTEMS INC | Retrofit | Palm Springs | Palm Springs | 92264 | Host Customer is System Owner | [7 empty] | 945 | 47.25 |  | Drainback |  |  |  | 1 | 1 |  | Z15 |  |  |  | SU412 | 20 | 1 | [5 empty] | FALSE |  |  |  | TR A 503 TTR U + VFS 20-400 NPT |  | TR A 503 TTR U + VFS 20-400 NPT | City of Palm Springs | FALSE | 6.64 |  | 2014-11-24 |  | 2014-12-08 | 2014-12-12 | 2015-01-09 | 2015-03-25 | 3488 | 18891 | Up-front Payment
SCG-004113 | Commercial Pools | Pool Heating | Gas | Southern California Gas Company | Incentive:Paid | 14784 | 7 |  | 1 | 2279 |  | 2279 |  | 2014-12-08 15:53 | 2014-12-12 | SUNUP SOLAR SYSTEMS INC | Retrofit | Palm Springs | Palm Springs | 92264 | Host Customer is System Owner | [7 empty] | 756 | 47.25 |  | Drainback |  |  |  | 1 | 1 |  | Z15 |  |  |  | SU412 | 16 | 1 | [5 empty] | FALSE |  |  |  | TR A 503 TTR U + VFS 20-400 NPT |  | TR A 503 TTR U + VFS 20-400 NPT | City of Palm Springs | FALSE | 6.49 |  | 2014-11-24 |  | 2014-12-08 | 2014-12-12 | 2015-01-09 | 2015-03-25 | 3488 | 14784 | Up-front Payment
SCG-004114 | Commercial Pools | Pool Heating | Gas | Southern California Gas Company | Incentive:Paid | 17080 | 7 |  | 1 | 2440 |  | 2440 |  | 2014-11-24 15:39 | 2014-12-10 | SUNTREK INDUSTRIES INC | Retrofit | Palm Desert | Riverside | 92260 | Host Customer is System Owner | [7 empty] | 1080 | 45 |  | Drainback |  |  |  | 1 | 1 |  | Z15 |  |  |  | 2007048A | 24 | 1 | [5 empty] | FALSE |  |  |  | SunEarth - SETR A503 TTR U + VFS 20-400 |  | SunEarth - SETR A503 TTR U + VFS 20-400 | City of Palm Desert | FALSE | 8.01 |  | 2014-11-24 |  | 2014-11-24 | 2014-12-10 | 2015-02-09 | 2015-03-31 | 3488 | 19536 | Up-front Payment
SCG-004115 | Commercial Pools | Pool Heating | Gas | Southern California Gas Company | Incentive:Paid | 38675 | 7 |  | 1 | 5525 |  | 5525 |  | 2014-11-24 15:39 | 2014-12-10 | SUNTREK INDUSTRIES INC | Retrofit | Palm Desert | Riverside | 92260 | Host Customer is System Owner | [7 empty] | 2570.91 | 50.41 |  | Drainback |  |  |  | 1 | 1 |  | Z15 |  |  |  | 2007048A | 51 | 1 | [5 empty] | FALSE |  |  |  | SunEarth - SETR A503 TTR U + VFS 20-400 |  | SunEarth - SETR A503 TTR U + VFS 20-400 | City of Palm Desert | FALSE | 7.35 |  | 2014-11-24 | 2015-03-02 | 2014-11-24 | 2014-12-10 | 2015-02-09 | 2015-03-30 | 3488 | 40600 | Up-front Payment
SCG-004116 | Commercial Pools | Pool Heating | Gas | Southern California Gas Company | Incentive:Paid | 9163 | 7 |  | 1 | 1309 |  | 1309 |  | 2014-11-24 15:39 | 2014-12-10 | SUNTREK INDUSTRIES INC | Retrofit | Palm Desert | Riverside | 92260 | Host Customer is System Owner | [7 empty] | 600 | 50 |  | Drainback |  |  |  | 1 | 1 |  | Z15 |  |  |  | 2007048A | 12 | 1 | [5 empty] | FALSE |  |  |  | SunEarth - SETR A503 TTR U + VFS 20-400 |  | SunEarth - SETR A503 TTR U + VFS 20-400 | City of Palm Desert | FALSE | 9.09 |  | 2014-11-24 |  | 2014-11-24 | 2014-12-10 | 2015-02-09 | 2015-03-30 | 3488 | 11900 | Up-front Payment
SCG-004117 | Commercial Pools | Pool Heating | Gas | Southern California Gas Company | Incentive:Paid | 19103 | 7 |  | 1 | 2729 |  | 2729 |  | 2014-12-08 15:54 | 2014-12-12 | SUNUP SOLAR SYSTEMS INC | Retrofit | Palm Springs | Palm Springs | 92264 | Host Customer is System Owner | [7 empty] | 945 | 47.25 |  | Drainback |  |  |  | 1 | 1 |  | Z15 |  |  |  | SU412 | 20 | 1 | [5 empty] | FALSE |  |  |  | TR A 503 TTR U + VFS 20-400 NPT |  | TR A 503 TTR U + VFS 20-400 NPT | City of Palm Springs | FALSE | 7 |  | 2014-11-24 |  | 2014-12-08 | 2014-12-12 | 2015-01-09 | 2015-03-25 | 3488 | 19104 | Up-front Payment
SCG-004119 | Commercial Pools | Pool Heating | Gas | Southern California Gas Company | Incentive:Paid | 23212 | 7 |  | 1 | 3353 |  | 3353 |  | 2014-12-03 12:49 | 2014-12-10 | SUNUP SOLAR SYSTEMS INC | Retrofit | Cathedral City | Cathedral City | 92234 | Host Customer is System Owner | [7 empty] | 1134 | 47.25 |  | Drainback |  |  |  | 1 | 1 |  | Z15 |  |  |  | SU412 | 24 | 1 | [5 empty] | FALSE |  |  |  | SunEarth - SETR0603mcU + VFS 10-200 |  | SunEarth - SETR0603mcU + VFS 10-200 | City of Palm Springs | FALSE | 6.92 |  | 2014-11-24 |  | 2014-12-03 | 2014-12-10 | 2015-02-03 | 2015-03-12 | 3473 | 23212 | Up-front Payment
SDG-004120 | Commercial Pools | Pool Heating | Gas | San Diego Gas and Electric | Incentive:Paid | 37947 | 7 |  | 1 | 5421 |  | 5421 |  | 2014-12-05 09:57 | 2014-12-08 | SUNUP SOLAR SYSTEMS INC | Retrofit | San Diego | San Diego | 92128 | Host Customer is System Owner | [7 empty] | 1701 | 47.25 |  | Drainback |  |  |  | 1 | 1 |  | Z10 |  |  |  | SU412 | 36 | 1 | [5 empty] | FALSE |  |  |  | SunEarth - SETR0603mcU + VFS 10-200 |  | SunEarth - SETR0603mcU + VFS 10-200 | City of San Diego | FALSE | 7.16 |  | 2014-11-24 | 2015-02-04 | 2014-12-05 | 2014-12-08 | 2015-01-08 | 2015-02-04 | 3511 | 38792 | Up-front Payment
SCG-004121 | Commercial Pools | Pool Heating | Gas | Southern California Gas Company | Incentive:Paid | 8790 | 5 |  | 1 | 1894 |  | 1894 |  | 2015-10-03 10:48 | 2015-10-05 | SUNUP SOLAR SYSTEMS INC | Retrofit | Panorama City | Panorama City | 91402 | Host Customer is System Owner | [7 empty] | 756 | 47.25 |  | Drainback |  |  |  | 1 | 1 |  | Z09 |  |  |  | SU412 | 16 | 1 | [5 empty] | FALSE |  |  |  | SunEarth - SETR A503 TTR U + VFS 20-400 |  | SunEarth - SETR A503 TTR U + VFS 20-400 | City of Los Angeles | FALSE | 9.28 |  | 2014-11-24 |  | 2015-10-03 | 2015-10-05 | 2015-12-04 | 2015-12-09 | 3232 | 17580 | Up-front Payment
SDG-004122 | Commercial Pools | Pool Heating | Gas | San Diego Gas and Electric | Incentive:Paid | 5250 | 5 |  | 1 | 1629 |  | 1629 |  | 2015-06-15 21:05 | 2015-06-29 | SUNUP SOLAR SYSTEMS INC | Retrofit | Oceanside | Oceanside | 92056 | Host Customer is System Owner | [7 empty] | 746.08 | 46.63 |  | Drainback |  |  |  | 1 | 1 |  | Z07 |  |  |  | SU412 | 16 | 1 | [5 empty] | FALSE |  |  |  | SunEarth - SETR A503 TTR U + VFS 20-400 |  | SunEarth - SETR A503 TTR U + VFS 20-400 | City of Oceanside | FALSE | 6.45 |  | 2014-11-24 |  | 2015-06-15 | 2015-06-29 | 2015-10-29 | 2015-11-13 | 3253 | 10500 | Up-front Payment
SDG-004124 | Commercial Pools | Pool Heating | Gas | San Diego Gas and Electric | Reservation:Canceled | 38792 | 7 |  | 1 | 5542 |  | 5542 |  | 2014-12-11 22:58 |  | SUNUP SOLAR SYSTEMS INC | Retrofit | San Diego | San Diego | 92128 | Host Customer is System Owner | [7 empty] | 1701 | 47.25 |  | Drainback |  |  |  | 1 | 1 |  | Z10 |  |  |  | SU412 | 36 | 1 | [5 empty] | FALSE | [7 empty] | FALSE | 7 |  | 2011-06-01: 2014-11-25; 2011-06-23: 2014-12-11 | 3607 | 38792 | Up-front Payment
SCG-004125 | Commercial Pools | Pool Heating | Gas | Southern California Gas Company | Incentive:Paid | 13601 | 7 |  | 1 | 2141 |  | 2141 |  | 2014-12-01 13:31 | 2014-12-11 | CALIFORNIA SOLAR THERMAL INC | Retrofit | Homeland | Riverside | 92548 | Host Customer is System Owner | [7 empty] | 768.9 | 34.95 |  | Drainback |  |  |  | 1 | 1 |  | Z10 |  |  |  | 10001888 | 22 | 1 | [5 empty] | FALSE |  |  |  | SunEarth - SETR A503 TTR U + VFS 20-400 |  | SunEarth - SETR A503 TTR U + VFS 20-400 | Riverside County | FALSE | 6.35 |  | 2014-11-25 |  | 2014-12-01 | 2014-12-11 | 2016-08-29 | 2016-09-06 | 2962 | 13601 | Up-front Payment
SCG-004126 | Commercial Pools | Pool Heating | Gas | Southern California Gas Company | Incentive:Paid | 25121 | 7 |  | 1 | 3589 |  | 3589 |  | 2014-11-30 07:25 | 2014-12-11 | CALIFORNIA SOLAR THERMAL INC | Retrofit | Riverside | Riverside | 91764 | Host Customer is System Owner | [7 empty] | 1642.2 | 48.3 |  | Drainback |  |  |  | 1 | 1 |  | Z10 |  |  |  | 10001888 | 34 | 1 | [5 empty] | FALSE |  |  |  | SunEarth - SETR A503 TTR U + VFS 20-400 |  | SunEarth - SETR A503 TTR U + VFS 20-400 | San Bernardino County | FALSE | 7 |  | 2014-11-25 |  | 2014-11-30 | 2014-12-11 | 2017-01-30 | 2017-02-01 | 2819 | 25121 | Up-front Payment
SCG-004127 | Commercial Pools | Pool Heating | Gas | Southern California Gas Company | Incentive:Paid | 15421 | 7 |  | 1 | 2328 |  | 2328 |  | 2014-12-02 14:54 | 2014-12-12 | SUNUP SOLAR SYSTEMS INC | Retrofit | Palm Springs | Palm Springs | 92264 | Host Customer is System Owner | [7 empty] | 756 | 47.25 |  | Drainback |  |  |  | 1 | 1 |  | Z15 |  |  |  | SU412 | 16 | 2 | [5 empty] | FALSE |  |  |  | SunEarth - SETR A503 TTR U + VFS 20-400 |  | SunEarth - SETR A503 TTR U + VFS 20-400 | City of Palm Springs | FALSE | 6.62 |  | 2014-11-25 |  | 2014-12-02 | 2014-12-12 | 2016-05-21 | 2016-05-26 | 3064 | 15421 | Up-front Payment
SCG-004129 | Commercial Pools | Pool Heating | Gas | Southern California Gas Company | Incentive:Paid | 11788 | 7 |  | 1 | 1810 |  | 1810 |  | 2014-12-02 14:56 | 2014-12-12 | SUNUP SOLAR SYSTEMS INC | Retrofit | Palm Springs | Palm Springs | 92264 | Host Customer is System Owner | [7 empty] | 567 | 47.25 |  | Drainback |  |  |  | 1 | 1 |  | Z15 |  |  |  | SU412 | 12 | 1 | [5 empty] | FALSE |  |  |  | SunEarth - SETR A503 TTR U + VFS 20-400 |  | SunEarth - SETR A503 TTR U + VFS 20-400 | City of Palm Springs | FALSE | 6.51 |  | 2014-11-25 |  | 2014-12-02 | 2014-12-12 | 2016-05-21 | 2016-05-26 | 3064 | 11788 | Up-front Payment
SCG-004130 | Commercial Pools | Pool Heating | Gas | Southern California Gas Company | Incentive:Paid | 8100 | 5 |  | 1 | 1742 |  | 1620 |  | 2014-12-10 07:15 | 2015-01-08 | JOHN AUSTIN INC | Retrofit | La Mirada | Los Angeles | 90638 | Host Customer is System Owner | [7 empty] | 628.6 | 31.43 |  | Drainback |  |  |  | 0.93 | 1 |  | Z09 |  |  |  | 16070-08 | 20 | 1 | [5 empty] | FALSE |  |  |  | SunEarth - SETR A503 TTR U + VFS 20-400 |  | SunEarth - SETR A503 TTR U + VFS 20-400 | HCD Riverside | FALSE | 11.21 |  | 2014-11-25 |  | 2014-12-10 | 2015-01-08 | 2015-05-01 | 2015-06-05 | 3414 | 19521 | Up-front Payment
SCG-004131 | Commercial Pools | Pool Heating | Gas | Southern California Gas Company | Incentive:Paid | 9268 | 7 |  | 1 | 1379 |  | 1379 |  | 2014-12-02 14:57 | 2014-12-05 | SUNUP SOLAR SYSTEMS INC | Retrofit | Palm Springs | Palm Springs | 92264 | Host Customer is System Owner | [7 empty] | 425.25 | 47.25 |  | Drainback |  |  |  | 1 | 1 |  | Z15 |  |  |  | SU412 | 9 | 2 | [5 empty] | FALSE | [6 empty] | County of Riverside | FALSE | 6.72 |  | 2014-11-25 |  | 2014-12-02 | 2014-12-05 | 2016-11-30 | 2017-02-06 | 2811 | 9268 | Up-front Payment
SCG-004132 | Commercial Pools | Pool Heating | Gas | Southern California Gas Company | Incentive:Paid | 12159 | 7 |  | 1 | 1784 |  | 1784 |  | 2014-12-02 14:58 | 2014-12-12 | SUNUP SOLAR SYSTEMS INC | Retrofit | Palm Springs | Palm Springs | 92264 | Host Customer is System Owner | [7 empty] | 567 | 47.25 |  | Drainback |  |  |  | 1 | 1 |  | Z15 |  |  |  | SU412 | 12 | 2 | [5 empty] | FALSE |  |  |  | SunEarth - SETR A503 TTR U + VFS 20-400 |  | SunEarth - SETR A503 TTR U + VFS 20-400 | City of Palm Springs | FALSE | 6.82 |  | 2014-11-25 |  | 2014-12-02 | 2014-12-12 | 2016-05-21 | 2016-05-26 | 3064 | 12159 | Up-front Payment
SCG-004133 | Commercial Pools | Pool Heating | Gas | Southern California Gas Company | Incentive:Paid | 12886 | 7 |  | 1 | 1915 |  | 1915 |  | 2014-12-02 15:00 | 2014-12-12 | SUNUP SOLAR SYSTEMS INC | Retrofit | Palm Springs | Palm Springs | 92264 | Host Customer is System Owner | [7 empty] | 567 | 47.25 |  | Drainback |  |  |  | 1 | 1 |  | Z15 |  |  |  | SU412 | 12 | 2 | [5 empty] | FALSE |  |  |  | SunEarth - SETR A503 TTR U + VFS 20-400 |  | SunEarth - SETR A503 TTR U + VFS 20-400 | County of Riverside | FALSE | 6.73 |  | 2014-11-25 | 2016-12-09 | 2014-12-02 | 2014-12-12 | 2016-12-08 | 2016-12-09 | 2811 | 12886 | Up-front Payment
SCG-004134 | Commercial Pools | Pool Heating | Gas | Southern California Gas Company | Incentive:Paid | 12886 | 7 |  | 1 | 1915 |  | 1915 |  | 2014-12-02 15:01 | 2014-12-12 | SUNUP SOLAR SYSTEMS INC | Retrofit | Palm Springs | Palm Springs | 92264 | Host Customer is System Owner | [7 empty] | 567 | 47.25 |  | Drainback |  |  |  | 1 | 1 |  | Z15 |  |  |  | SU412 | 12 | 2 | [5 empty] | FALSE |  |  |  | SunEarth - SETR A503 TTR U + VFS 20-400 |  | SunEarth - SETR A503 TTR U + VFS 20-400 | County of Riverside | FALSE | 6.73 |  | 2014-11-25 |  | 2014-12-02 | 2014-12-12 | 2016-12-08 | 2017-02-06 | 2811 | 12886 | Up-front Payment
SCG-004135 | Commercial Pools | Pool Heating | Gas | Southern California Gas Company | Incentive:Paid | 20020 | 7 |  | 1 | 2860 |  | 2860 |  | 2014-12-02 15:02 | 2014-12-12 | SUNUP SOLAR SYSTEMS INC | Retrofit | Palm Springs | Palm Springs | 92264 | Host Customer is System Owner | [7 empty] | 945 | 47.25 |  | Drainback |  |  |  | 1 | 1 |  | Z15 |  |  |  | SU412 | 20 | 2 | [5 empty] | FALSE |  |  |  | SunEarth - SETR A503 TTR U + VFS 20-400 |  | SunEarth - SETR A503 TTR U + VFS 20-400 | City of Palm Springs | FALSE | 7 |  | 2014-11-25 |  | 2014-12-02 | 2014-12-12 | 2016-05-21 | 2016-05-26 | 3064 | 20020 | Up-front Payment
SCG-004136 | Low Income Multifamily Residential | Domestic Hot Water | Gas | Southern California Gas Company | Incentive:Paid | 30988 | 24.89 |  | 1 | 1245 |  | 1245 |  | 2014-12-03 14:01 | 2015-02-20 | SUNUP SOLAR SYSTEMS INC | Retrofit | Compton | Los Angeles | 90222 | Host Customer is System Owner | [7 empty] | 409.5 | 40.95 |  | Drainback | Advanced Controller with a Vacation or Holiday Mode | Solar Storage and Auxiliary Tanks are separate |  | 1 | 1 | 760 | Z08 | 20 | Units | Apartments/Condos | 10001803 | 10 | 1 | 528 | 4 | 200 | 2 | 398000 | TRUE | 140 | 140 |  |  |  |  | Los Angeles County | FALSE | 37.22 |  | 2014-11-25 |  | 2014-12-03 | 2015-02-20 | 2015-03-24 | 2015-06-08 | 3407 | 46333 | Up-front Payment
SCG-004137 | Low Income Multifamily Residential | Domestic Hot Water | Gas | Southern California Gas Company | Incentive:Paid | 31312 | 24.89 |  | 1 | 1258 |  | 1258 |  | 2014-12-03 14:00 | 2015-02-20 | SUNUP SOLAR SYSTEMS INC | Retrofit | Compton | Los Angeles | 90222 | Host Customer is System Owner | [7 empty] | 409.5 | 40.95 |  | Drainback | Pressure Stagnation Protection (PSP) | Solar Storage and Auxiliary Tanks are separate |  | 1 | 1 | 760 | Z08 | 20 | Units | Apartments/Condos | 10001803 | 10 | 1 | 528 | 2 | 200 | 2 | 398000 | TRUE | 140 | 140 |  |  |  |  | Los Angeles | FALSE | 36.83 |  | 2014-11-25 |  | 2014-12-03 | 2015-02-20 | 2015-03-24 | 2015-06-08 | 3414 | 46333 | Up-front Payment
SCG-004138 | Low Income Single Family Residential | Domestic Hot Water | Gas | Southern California Gas Company | Incentive:Canceled |  | 36.9 |  | 1 | 0 |  | 0 |  |  |  | COMMUNITY SERVICES AND EMPLOYMENT TRAINING INCORPORATED | Retrofit | Dinuba | Tulare | 93618 | Host Customer is System Owner | 1 | [15 empty] | 20 | [20 empty] | FALSE | 0 |  | 2011-06-01: 2014-11-25 | 3623 |  | Up-front Payment
SCG-004139 | Low Income Single Family Residential | Domestic Hot Water | Gas | Southern California Gas Company | Incentive:Paid | 3077 | 36.9 |  | 1 | 120 |  | 120 |  | 2014-11-26 14:35 | 2015-01-02 | COMMUNITY SERVICES AND EMPLOYMENT TRAINING INCORPORATED | Retrofit | Dinuba | Tulare | 93618 | Host Customer is System Owner | 1 |  | 2010068D | Fafco, Inc. | 500 SERIES | 500-96SF-50G-50S | Indirect Forced Circulation (IF) | 97.56 |  | 2x8, 2x12 | Glycol | Unglazed Collectors | Solar Storage and Auxiliary Tanks are separate | 50 | 1 | 1 | 20 | Z13 | [18 empty] | City of Dinuba | FALSE | 37.44 |  | 2011-06-01: 2014-11-25; 2011-08-03: 2014-11-26; 2011-09-20: 2015-01-02 | 3567 | 4492.95 | Up-front Payment
SCG-004140 | Low Income Multifamily Residential | Domestic Hot Water | Gas | Southern California Gas Company | Incentive:Paid | 31312 | 24.89 |  | 1 | 1258 |  | 1258 |  | 2014-12-03 13:58 | 2015-02-20 | SUNUP SOLAR SYSTEMS INC | Retrofit | Compton | Los Angeles | 90222 | Host Customer is System Owner | [7 empty] | 409.5 | 40.95 |  | Drainback | Advanced Controller with a Vacation or Holiday Mode | Solar Storage and Auxiliary Tanks are separate |  | 1 | 1 | 760 | Z08 | 20 | Units | Apartments/Condos | 10001803 | 10 | 1 | 528 | 2 | 200 | 2 | 398000 | TRUE | 140 | 140 |  |  |  |  | County of Los Angeles | FALSE | 36.83 |  | 2014-11-25 | 2015-06-08 | 2014-12-03 | 2015-02-20 | 2015-03-24 | 2015-04-01 | 3414 | 46333 | Up-front Payment
SCG-004141 | Commercial Pools | Pool Heating | Gas | Southern California Gas Company | Incentive:Paid | 10213 | 7 |  | 1 | 1459 |  | 1459 |  | 2014-12-03 16:22 | 2014-12-05 | ENERGY SERVICES | New Construction | palm springs | Riverside | 92264 | Host Customer is System Owner | [7 empty] | 432.19 | 39.29 |  | Drainback |  |  |  | 1 | 1 |  | Z15 |  |  |  | 10204-10 | 11 | 1 | [5 empty] | FALSE | [6 empty] | palm springs | FALSE | 7 |  | 2014-11-26 |  | 2014-12-03 | 2014-12-05 | 2015-03-26 | 2015-04-20 | 3457 | 10213 | Up-front Payment
SCG-004142 | Commercial Pools | Pool Heating | Gas | Southern California Gas Company | Incentive:Paid | 9247 | 7 |  | 1 | 1408 |  | 1408 |  | 2014-12-03 16:20 | 2014-12-05 | ENERGY SERVICES | New Construction | palmsprings | Riverside | 92264 | Host Customer is System Owner | [7 empty] | 425.25 | 47.25 |  | Drainback |  |  |  | 1 | 1 |  | Z15 |  |  |  | 10204-12 | 9 | 1 | [5 empty] | FALSE | [6 empty] | palm springs | FALSE | 6.57 |  | 2014-11-26 |  | 2014-12-03 | 2014-12-05 | 2015-03-26 | 2015-06-24 | 3410 | 9247 | Up-front Payment
SCG-004143 | Commercial Pools | Pool Heating | Gas | Southern California Gas Company | Incentive:Paid | 21021 | 7 |  | 1 | 3003 |  | 3003 |  | 2014-12-02 15:03 | 2014-12-12 | SUNUP SOLAR SYSTEMS INC | Retrofit | Palm Springs | Palm Springs | 92264 | Host Customer is System Owner | [7 empty] | 945 | 47.25 |  | Drainback |  |  |  | 1 | 1 |  | Z15 |  |  |  | SU412 | 20 | 2 | [5 empty] | FALSE |  |  |  | SunEarth - SETR A503 TTR U + VFS 20-400 |  | SunEarth - SETR A503 TTR U + VFS 20-400 | City of Palm Springs | FALSE | 7 |  | 2014-11-26 |  | 2014-12-02 | 2014-12-12 | 2016-05-21 | 2016-05-26 | 3064 | 21021 | Up-front Payment
SCG-004144 | Commercial Pools | Pool Heating | Gas | Southern California Gas Company | Incentive:Paid | 12953 | 7 |  | 1 | 1928 |  | 1928 |  | 2014-12-02 15:04 | 2014-12-12 | SUNUP SOLAR SYSTEMS INC | Retrofit | Palm Springs | Palm Springs | 92264 | Host Customer is System Owner | [7 empty] | 567 | 47.25 |  | Drainback |  |  |  | 1 | 1 |  | Z15 |  |  |  | SU412 | 12 | 2 | [5 empty] | FALSE |  |  |  | SunEarth - SETR A503 TTR U + VFS 20-400 |  | SunEarth - SETR A503 TTR U + VFS 20-400 | County of Riverside | FALSE | 6.72 |  | 2014-11-26 |  | 2014-12-02 | 2014-12-12 | 2016-12-08 | 2016-12-12 | 2868 | 12953 | Up-front Payment
SCG-004145 | Commercial Pools | Pool Heating | Gas | Southern California Gas Company | Incentive:Paid | 14714 | 7 |  | 1 | 2122 |  | 2122 |  | 2014-12-02 18:12 | 2014-12-12 | SUNUP SOLAR SYSTEMS INC | Retrofit | Palm Springs | Palm Springs | 92264 | Host Customer is System Owner | [7 empty] | 708.75 | 47.25 |  | Drainback |  |  |  | 1 | 1 |  | Z15 |  |  |  | SU412 | 15 | 2 | [5 empty] | FALSE |  |  |  | SunEarth - SETR A503 TTR U + VFS 20-400 |  | SunEarth - SETR A503 TTR U + VFS 20-400 | City of Palm Springs | FALSE | 6.93 |  | 2014-11-26 |  | 2014-12-02 | 2014-12-12 | 2016-05-21 | 2016-06-03 | 3062 | 14714 | Up-front Payment
SCG-004146 | Commercial Pools | Pool Heating | Gas | Southern California Gas Company | Incentive:Paid | 16877 | 7 |  | 1 | 2411 |  | 2411 |  | 2014-12-02 18:13 | 2014-12-12 | SUNUP SOLAR SYSTEMS INC | Retrofit | Palm Springs | Palm Springs | 92264 | Host Customer is System Owner | [7 empty] | 756 | 47.25 |  | Drainback |  |  |  | 1 | 1 |  | Z15 |  |  |  | SU412 | 16 | 2 | [5 empty] | FALSE |  |  |  | SunEarth - SETR A503 TTR U + VFS 20-400 |  | SunEarth - SETR A503 TTR U + VFS 20-400 | City of Palm Springs | FALSE | 7 |  | 2014-11-26 |  | 2014-12-02 | 2014-12-12 | 2016-05-21 | 2016-06-02 | 3062 | 16877 | Up-front Payment
SCG-004147 | Commercial Pools | Pool Heating | Gas | Southern California Gas Company | Incentive:Paid | 14868 | 7 |  | 1 | 2139 |  | 2139 |  | 2014-12-02 18:14 | 2014-12-12 | SUNUP SOLAR SYSTEMS INC | Retrofit | Palm Springs | Palm Springs | 92264 | Host Customer is System Owner | [7 empty] | 708.75 | 47.25 |  | Drainback |  |  |  | 1 | 1 |  | Z15 |  |  |  | SU412 | 15 | 2 | [5 empty] | FALSE |  |  |  | SunEarth - SETR A503 TTR U + VFS 20-400 |  | SunEarth - SETR A503 TTR U + VFS 20-400 | City of Palm Springs | FALSE | 6.95 |  | 2014-11-26 |  | 2014-12-02 | 2014-12-12 | 2016-05-21 | 2016-06-02 | 3062 | 14868 | Up-front Payment
SCG-004148 | Commercial Pools | Pool Heating | Gas | Southern California Gas Company | Incentive:Paid | 21336 | 7 |  | 1 | 3048 |  | 3048 |  | 2014-12-11 05:05 | 2014-12-19 | SUNX SOLAR INC | Retrofit | Palm Springs | Riverside | 92264 | Host Customer is System Owner | [7 empty] | 814 | 40.7 |  | Drainback |  |  |  | 1 | 1 |  | Z15 |  |  |  | 10001884 | 20 | 1 | [5 empty] | FALSE |  |  |  | SunEarth - SETR A503 TTR U + VFS 20-400 |  | SunEarth - SETR A503 TTR U + VFS 20-400 | City of Palm Springs | FALSE | 7.35 |  | 2014-11-26 |  | 2014-12-11 | 2014-12-19 | 2015-04-07 | 2015-06-09 | 3410 | 22400 | Up-front Payment
SCG-004149 | Commercial Pools | Pool Heating | Gas | Southern California Gas Company | Incentive:Paid | 11823 | 7 |  | 1 | 1689 |  | 1689 |  | 2014-12-11 05:03 | 2014-12-19 | SUNX SOLAR INC | Retrofit | Palm Springs | Riverside | 92264 | Host Customer is System Owner | [7 empty] | 531.3 | 48.3 |  | Drainback |  |  |  | 1 | 1 |  | Z15 |  |  |  | 10001884 | 11 | 1 | [5 empty] | FALSE |  |  |  | SunEarth - SETR A503 TTR U + VFS 20-400 |  | SunEarth - SETR A503 TTR U + VFS 20-400 | City of Palm Springs | FALSE | 9.12 |  | 2014-12-01 |  | 2014-12-11 | 2014-12-19 | 2015-04-07 | 2015-06-09 | 3410 | 15400 | Up-front Payment
SCG-004150 | Commercial Pools | Pool Heating | Gas | Southern California Gas Company | Incentive:Paid | 15113 | 7 |  | 1 | 2159 |  | 2159 |  | 2014-12-05 09:14 | 2014-12-12 | SUNUP SOLAR SYSTEMS INC | Retrofit | Fontana | Fontana | 92335 | Host Customer is System Owner | [7 empty] | 945 | 47.25 |  | Drainback |  |  |  | 1 | 1 |  | Z10 |  |  |  | SU412 | 20 | 2 | [5 empty] | FALSE |  |  |  | SunEarth - SETR A503 TTR U + VFS 20-400 |  | SunEarth - SETR A503 TTR U + VFS 20-400 | County of San Bernardino | FALSE | 8.57 |  | 2014-11-26 |  | 2014-12-05 | 2014-12-12 | 2015-12-15 | 2016-01-07 | 3211 | 18500 | Up-front Payment
SCG-004151 | Commercial Pools | Pool Heating | Gas | Southern California Gas Company | Incentive:Paid | 12593 | 7 |  | 1 | 1799 |  | 1799 |  | 2014-12-05 09:13 | 2014-12-12 | SUNUP SOLAR SYSTEMS INC | Retrofit | Fontana | Fontana | 92335 | Host Customer is System Owner | [7 empty] | 661.5 | 47.25 |  | Drainback |  |  |  | 1 | 1 |  | Z10 |  |  |  | SU412 | 14 | 2 | [5 empty] | FALSE |  |  |  | SunEarth - SETR A503 TTR U + VFS 20-400 |  | SunEarth - SETR A503 TTR U + VFS 20-400 | County of San Bernardino | FALSE | 8.06 |  | 2014-11-26 |  | 2014-12-05 | 2014-12-12 | 2015-10-20 | 2015-10-22 | 3280 | 14500 | Up-front Payment
SCG-004152 | Commercial Pools | Pool Heating | Gas | Southern California Gas Company | Incentive:Paid | 15761 | 7 |  | 1 | 3700 |  | 3700 |  | 2014-12-05 09:13 | 2014-12-12 | SUNUP SOLAR SYSTEMS INC | Retrofit | Ontario | Ontario | 91762 | Host Customer is System Owner | [7 empty] | 1323 | 47.25 |  | Drainback |  |  |  | 1 | 1 |  | Z10 |  |  |  | SU412 | 28 | 2 | [5 empty] | FALSE |  |  |  | SunEarth - SETR A503 TTR U + VFS 20-400 |  | SunEarth - SETR A503 TTR U + VFS 20-400 | County of San Bernardio | FALSE | 4.26 |  | 2014-11-26 |  | 2014-12-05 | 2014-12-12 | 2015-10-20 | 2015-10-22 | 3288 | 15761 | Up-front Payment
SCG-004153 | Low Income Multifamily Residential | Domestic Hot Water | Gas | Southern California Gas Company | Incentive:Paid | 8587 | 24.89 |  | 1 | 345 |  | 345 |  | 2015-03-24 19:14 | 2015-05-08 | DOCTOR PIPER INC | Retrofit | Thousand Oaks | Ventura | 91360 | Power Purchase Agreements | [7 empty] | 103.84 | 25.96 |  | Glycol | Advanced Controller with a Vacation or Holiday Mode | Solar Storage and Auxiliary Tanks are separate |  | 1 | 1 | 252 | Z09 | 8 | Units | Apartments/Condos | 2007043A | 4 | 1 | 120 | 1 | 120 | 1 | 181000 | TRUE | 125 | 125 |  |  | Nextility |  | City of Thousand Oaks | FALSE | 30.1 |  | 2015-03-24 |  | 2015-03-24 | 2015-05-08 | 2015-05-27 | 2015-07-01 | 3385 | 10385.72 | Up-front Payment
SCG-004154 | Low Income Multifamily Residential | Domestic Hot Water | Gas | Southern California Gas Company | Incentive:Paid | 10386 | 24.89 |  | 1 | 433 |  | 433 |  | 2015-03-24 19:19 | 2015-05-08 | DOCTOR PIPER INC | Retrofit | Thousand Oaks | Ventura | 91362 | Power Purchase Agreements | [7 empty] | 129.8 | 25.96 |  | Glycol | Advanced Controller with a Vacation or Holiday Mode | Solar Storage and Auxiliary Tanks are separate |  | 1 | 1 | 336 | Z09 | 24 | Units | Apartments/Condos | 2007043A | 5 | 1 | 240 | 2 | 120 | 1 | 181000 | TRUE | 125 | 125 |  |  |  |  | City of Thousand Oaks | FALSE | 23.99 |  | 2015-03-24 |  | 2015-03-24 | 2015-05-08 | 2015-05-27 | 2015-07-01 | 3385 | 10385.72 | Up-front Payment
SCG-004155 | Low Income Multifamily Residential | Domestic Hot Water | Gas | Southern California Gas Company | Incentive:Paid | 8886 | 24.89 |  | 1 | 357 |  | 357 |  | 2015-03-24 19:23 | 2015-05-08 | DOCTOR PIPER INC | Retrofit | Thousand Oaks | Ventura | 91360 | Power Purchase Agreements | [7 empty] | 103.84 | 25.96 |  | Glycol | Advanced Controller with a Vacation or Holiday Mode | Solar Storage and Auxiliary Tanks are separate |  | 1 | 1 | 252 | Z09 | 16 | Units | Apartments/Condos | 2007043A | 4 | 1 | 240 | 2 | 100 | 1 | 199000 | TRUE | 125 | 125 |  |  | Nextility |  | City of Thousand Oaks | FALSE | 34.42 |  | 2015-03-24 | 2015-07-02 | 2015-03-24 | 2015-05-08 | 2015-05-28 | 2015-07-01 | 3385 | 12287.6 | Up-front Payment
SCG-004156 | Low Income Multifamily Residential | Domestic Hot Water | Gas | Southern California Gas Company | Incentive:Paid | 8612 | 24.89 |  | 1 | 346 |  | 346 |  | 2015-03-24 19:26 | 2015-05-08 | DOCTOR PIPER INC | Retrofit | Thousand Oaks | Ventura | 91360 | Power Purchase Agreements | [7 empty] | 103.84 | 25.96 |  | Glycol | Advanced Controller with a Vacation or Holiday Mode | Solar Storage and Auxiliary Tanks are separate |  | 1 | 1 | 252 | Z09 | 16 | Units | Apartments/Condos | 2007043A | 4 | 1 | 240 | 2 | 100 | 1 | 199000 | TRUE | 125 | 125 |  |  | Nextility |  | city of thousand oaks | FALSE | 35.51 |  | 2015-03-24 |  | 2015-03-24 | 2015-05-08 | 2015-05-27 | 2015-07-01 | 3385 | 12287.6 | Up-front Payment
SCG-004157 | Low Income Multifamily Residential | Domestic Hot Water | Gas | Southern California Gas Company | Incentive:Paid | 7915 | 24.89 |  | 1 | 318 |  | 318 |  | 2015-03-24 19:28 | 2015-05-08 | DOCTOR PIPER INC | Retrofit | Thousand Oaks | Ventura | 91360 | Power Purchase Agreements | [7 empty] | 103.84 | 25.96 |  | Glycol | Advanced Controller with a Vacation or Holiday Mode | Solar Storage and Auxiliary Tanks are separate |  | 1 | 1 | 252 | Z09 | 16 | Units | Apartments/Condos | 2007043A | 4 | 1 | 120 | 1 | 115 | 1 | 199900 | TRUE | 125 | 125 |  |  | Nextility |  | City of Thousand Oaks | FALSE | 32.66 |  | 2015-03-24 |  | 2015-03-24 | 2015-05-08 | 2015-05-27 | 2015-07-01 | 3385 | 10385.72 | Up-front Payment
SCG-004158 | Low Income Multifamily Residential | Domestic Hot Water | Gas | Southern California Gas Company | Incentive:Paid | 9035 | 24.89 |  | 1 | 363 |  | 363 |  | 2015-03-24 19:34 | 2015-05-08 | DOCTOR PIPER INC | Retrofit | Thousand Oaks | Ventura | 91360 | Power Purchase Agreements | [7 empty] | 103.8 | 25.95 |  | Glycol | Advanced Controller with a Vacation or Holiday Mode | Solar Storage and Auxiliary Tanks are separate |  | 1 | 1 | 252 | Z09 | 16 | Units | Apartments/Condos | 2007006A | 4 | 1 | 240 | 2 | 75 | 1 | 120000 | TRUE | 125 | 125 |  |  | Nextility |  | City of Thousand Oaks | FALSE | 39.09 |  | 2015-03-24 |  | 2015-03-24 | 2015-05-08 | 2015-05-27 | 2015-07-01 | 3385 | 14189.49 | Up-front Payment
SCG-004159 | Low Income Multifamily Residential | Domestic Hot Water | Gas | Southern California Gas Company | Incentive:Paid | 8612 | 24.89 |  | 1 | 346 |  | 346 |  | 2015-03-24 19:36 | 2015-05-08 | DOCTOR PIPER INC | Retrofit | Thousand Oaks | Ventura | 91360 | Power Purchase Agreements | [7 empty] | 103.84 | 25.96 |  | Glycol | Advanced Controller with a Vacation or Holiday Mode | Solar Storage and Auxiliary Tanks are separate |  | 1 | 1 | 252 | Z09 | 16 | Units | Apartments/Condos | 2007043A | 4 | 1 | 240 | 2 | 100 | 1 | 270000 | TRUE | 125 | 125 |  |  | Nextility |  | City of Thousand Oaks | FALSE | 41.01 |  | 2015-03-24 |  | 2015-03-24 | 2015-05-08 | 2015-05-27 | 2015-07-01 | 3385 | 14189.49 | Up-front Payment
SCG-004160 | Low Income Multifamily Residential | Domestic Hot Water | Gas | Southern California Gas Company | Incentive:Paid | 79205 | 24.89 |  | 1 | 3255 |  | 3255 |  | 2015-03-24 19:32 | 2015-05-18 | DOCTOR PIPER INC | Retrofit | Thousand Oaks | Ventura | 91360 | Power Purchase Agreements | [7 empty] | 1038.4 | 25.96 |  | Glycol | Advanced Controller with a Vacation or Holiday Mode | Solar Storage and Auxiliary Tanks are separate |  | 1 | 1 | 2166 | Z09 | 60 | Units | Apartments/Condos | 2007043A | 40 | 1 | 2200 | 1 | 120 | 1 | 10000000 | TRUE | 125 | 125 |  | SunEarth - SETR A503 TTR U + VFS 5-100 | Nextility | SunEarth - SETR A503 TTR U + VFS 5-100 | City of Thousand Oaks | FALSE | 24.33 |  | 2015-03-24 |  | 2015-03-24 | 2015-05-18 | 2015-05-27 | 2015-06-30 | 3385 | 79204.78 | Up-front Payment
SCG-004163 | Commercial Pools | Pool Heating | Gas | Southern California Gas Company | Incentive:Canceled | 23513 | 7 |  | 1 | 3499 |  | 3359 |  | 2014-12-02 15:11 | 2014-12-12 | TENCO SOLAR | New Construction | Los Angeles | Los Angeles | 90015 | Host Customer is System Owner | [7 empty] | 1004.25 | 40.17 |  | Glycol |  |  |  | 0.96 | 1 |  | Z09 |  |  |  | 2010115A | 25 | 1 | [5 empty] | FALSE | [7 empty] | FALSE | 42.96 |  | 2011-06-01: 2014-11-28; 2011-06-23: 2014-12-02; 2011-07-01: 2014-12-12 | 3606 | 150300 | Up-front Payment
SCG-004164 | Commercial/Multifamily Residential | Domestic Hot Water | Gas | Southern California Gas Company | Reservation:Canceled | 119179 | 17.16 |  | 2 | 8544 |  | 8202 |  |  |  | TENCO SOLAR | New Construction | Los Angeles | Los Angeles | 90015 | Host Customer is System Owner | [7 empty] | 2530.71 | 40.17 |  | Glycol | Pressure Stagnation Protection (PSP) | Solar Storage with Tankless Auxiliary Water Heater |  | 0.96 | 1 | 4699 | Z09 | 127 | Units | Apartments/Condos | 2010115A | 63 | 1 | 3800 | 1 | 15 | 0 | 2985000 | TRUE | 120 | 140 | [5 empty] | FALSE | 45.72 |  | 2011-06-01: 2014-11-28; 2011-06-21: 2015-02-17 | 3539 | 390600 | Up-front Payment
SCG-004165 | Commercial/Multifamily Residential | Domestic Hot Water | Gas | Southern California Gas Company | Reservation:Canceled | 109889 | 17.16 |  | 2 | 7878 |  | 7563 |  |  |  | TENCO SOLAR | New Construction | Los Angeles | Los Angeles | 90015 | Host Customer is System Owner | [7 empty] | 2530.71 | 40.17 |  | Glycol | Pressure Stagnation Protection (PSP) | Solar Storage with Tankless Auxiliary Water Heater |  | 0.96 | 1 | 4033 | Z09 | 109 | Units | Apartments/Condos | 2010115A | 63 | 1 | 3800 | 1 | 14 | 0 | 2786000 | TRUE | 120 | 140 | [5 empty] | FALSE | 49.58 |  | 2011-06-01: 2014-11-28; 2011-06-21: 2015-02-17 | 3539 | 390600 | Up-front Payment
SCG-004166 | Commercial/Multifamily Residential | Domestic Hot Water | Gas | Southern California Gas Company | Reservation:Canceled | 126739 | 17.16 |  | 2 | 9086 |  | 8723 |  |  |  | TENCO SOLAR | New Construction | Los Angeles | Los Angeles | 90015 | Host Customer is System Owner | [7 empty] | 2932.41 | 40.17 |  | Glycol | Pressure Stagnation Protection (PSP) | Solar Storage with Tankless Auxiliary Water Heater |  | 0.96 | 1 | 4736 | Z09 | 128 | Units | Apartments/Condos | 2010115A | 73 | 1 | 4400 | 1 | 0 | 13 | 2587000 | TRUE | 120 | 140 | [5 empty] | FALSE | 65.05 |  | 2011-06-01: 2014-11-28; 2011-06-21: 2015-02-17 | 3539 | 591066 | Up-front Payment
SCG-004167 | Commercial/Multifamily Residential | Domestic Hot Water | Gas | Southern California Gas Company | Reservation:Canceled | 133309 | 17.16 |  | 2 | 9557 |  | 9175 |  |  |  | TENCO SOLAR | New Construction | Los Angeles | Los Angeles | 90015 | Host Customer is System Owner | [7 empty] | 2932.41 | 40.17 |  | Glycol | Pressure Stagnation Protection (PSP) | Solar Storage with Tankless Auxiliary Water Heater |  | 0.96 | 1 | 5217 | Z09 | 141 | Units | Apartments/Condos | 2010115A | 73 | 1 | 4400 | 1 | 0 | 14 | 2786000 | TRUE | 120 | 140 | [5 empty] | FALSE | 61.85 |  | 2011-06-01: 2014-11-28; 2011-06-21: 2015-02-17 | 3539 | 591066 | Up-front Payment
SCG-004168 | Commercial/Multifamily Residential | Domestic Hot Water | Gas | Southern California Gas Company | Reservation:Canceled | 134606 | 17.16 |  | 2 | 9650 |  | 9264 |  |  |  | TENCO SOLAR | New Construction | Los Angeles | Los Angeles | 90015 | Host Customer is System Owner | [7 empty] | 2932.41 | 40.17 |  | Glycol | Pressure Stagnation Protection (PSP) | Solar Storage with Tankless Auxiliary Water Heater |  | 0.96 | 1 | 5328 | Z09 | 144 | Units | Apartments/Condos | 2010115A | 73 | 1 | 4400 | 1 | 0 | 16 | 3184000 | TRUE | 120 | 140 | [5 empty] | FALSE | 61.25 |  | 2011-06-01: 2014-11-28; 2011-06-21: 2015-02-17 | 3539 | 591068 | Up-front Payment
SCG-004169 | Commercial Pools | Pool Heating | Gas | Southern California Gas Company | Incentive:Paid | 11298 | 7 |  | 1 | 1614 |  | 1614 |  | 2014-12-09 08:32 | 2014-12-11 | CALIFORNIA SOLAR THERMAL INC | Retrofit | Desert Hot Springs | Riverside | 92240 | Host Customer is System Owner | [7 empty] | 488.4 | 40.7 |  | Drainback |  |  |  | 1 | 1 |  | Z15 |  |  |  | 10001888 | 12 | 1 | [5 empty] | FALSE |  |  |  | SunEarth - SETR A503 TTR U + VFS 20-400 |  | SunEarth - SETR A503 TTR U + VFS 20-400 | Riverside County | FALSE | 7 |  | 2014-12-01 |  | 2014-12-09 | 2014-12-11 | 2016-04-27 | 2016-04-27 | 3096 | 11298 | Up-front Payment
SCG-004170 | Commercial Pools | Pool Heating | Gas | Southern California Gas Company | Incentive:Paid | 9478 | 7 |  | 1 | 1436 |  | 1436 |  | 2014-12-09 08:31 | 2014-12-11 | CALIFORNIA SOLAR THERMAL INC | Retrofit | Desert Hot Springs | Riverside | 92240 | Host Customer is System Owner | [7 empty] | 489.3 | 34.95 |  | Drainback |  |  |  | 1 | 1 |  | Z15 |  |  |  | 10001888 | 14 | 1 | [5 empty] | FALSE |  |  |  | SunEarth - SETR A503 TTR U + VFS 20-400 |  | SunEarth - SETR A503 TTR U + VFS 20-400 | Riverside County | FALSE | 6.6 |  | 2014-12-01 |  | 2014-12-09 | 2014-12-11 | 2016-06-17 | 2016-06-20 | 3046 | 9478 | Up-front Payment
PGE-004171 | Single Family Residential | Domestic Hot Water | Gas | Pacific Gas and Electric | Incentive:Paid | 1512 | 29.85 |  | 1 | 83 |  | 81 |  | 2014-12-31 09:36 | 2015-01-26 | REDWOOD COMMUNITY ACTION AGENCY | Retrofit | EUREKA | Humboldt | 95501 | Host Customer is System Owner | 1 |  | 2010068D | Fafco, Inc. | 500 SERIES | 500-96SF-50G-50S | Indirect Forced Circulation (IF) | 97.56 |  | 2x8, 2x12 | Glycol | Unglazed Collectors | Solar Storage and Auxiliary Tanks are separate | 50 | 0.98 | 1 | 20 | Z01 | [18 empty] | Eureka, CA Humboldt Co. | FALSE | 42.67 |  | 2011-06-01: 2014-12-01; 2011-08-03: 2014-12-31; 2011-09-20: 2015-01-26 | 3547 | 3541.57 | Up-front Payment
PGE-004172 | Commercial Pools | Pool Heating | Gas | Pacific Gas and Electric | Incentive:Paid | 9268 | 7 |  | 1 | 1324 |  | 1324 |  | 2014-12-08 10:50 | 2014-12-12 | SUNTREK INDUSTRIES INC | Retrofit | SALINAS | Monterey | 93908 | Host Customer is System Owner | [7 empty] | 639.6 | 42.64 |  | Drainback |  |  |  | 1 | 1 |  | Z03 |  |  |  | 10001781 | 15 | 1 | [5 empty] | FALSE |  |  |  | SunEarth - SETR A503 TTR U + VFS 20-400 |  | SunEarth - SETR A503 TTR U + VFS 20-400 | Monterey County | FALSE | 11.56 |  | 2014-12-01 | 2014-12-11 | 2014-12-08 | 2014-12-12 | 2016-06-28 | 2016-10-10 | 2917 | 15307 | Up-front Payment
PGE-004173 | Single Family Residential | Domestic Hot Water | Gas | Pacific Gas and Electric | Incentive:Paid | 1528 | 29.85 |  | 1 | 83 |  | 82 |  | 2015-01-08 10:17 | 2015-01-20 | REDWOOD COMMUNITY ACTION AGENCY | Retrofit | EUREKA | Humboldt | 95503 | Owner/Tenant | 5 |  | 2010068D | Fafco, Inc. | 500 SERIES | 500-96SF-50G-50S | Indirect Forced Circulation (IF) | 97.56 |  | 2x8, 2x12 | Glycol | Unglazed Collectors | Solar Storage and Auxiliary Tanks are separate | 50 | 0.99 | 1 | 65 | Z01 | [18 empty] | Eureka, CA Humboldt Co. | FALSE | 37.11 |  | 2011-06-01: 2014-12-01; 2011-08-03: 2015-01-08; 2011-09-20: 2015-01-20 | 3413 | 3079.82 | Up-front Payment
SCG-004174 | Commercial Pools | Pool Heating | Gas | Southern California Gas Company | Incentive:Paid | 18263 | 7 |  | 1 | 2609 |  | 2609 |  | 2014-12-08 16:22 | 2014-12-12 | SUNUP SOLAR SYSTEMS INC | Retrofit | Indio | Indio | 92201 | Host Customer is System Owner | [7 empty] | 945 | 47.25 |  | Drainback |  |  |  | 1 | 1 |  | Z15 |  |  |  | SU412 | 20 | 2 | [5 empty] | FALSE |  |  |  | SunEarth - SETR A503 TTR U + VFS 20-400 |  | SunEarth - SETR A503 TTR U + VFS 20-400 | City of Indio | FALSE | 7 |  | 2014-12-01 |  | 2014-12-08 | 2014-12-12 | 2015-03-11 | 2015-05-08 | 3448 | 18263 | Up-front Payment
SCG-004175 | Commercial Pools | Pool Heating | Gas | Southern California Gas Company | Incentive:Paid | 19239 | 7 |  | 1 | 2755 |  | 2755 |  | 2014-12-05 09:09 | 2014-12-10 | SUNUP SOLAR SYSTEMS INC | Retrofit | Indio | Indio | 92201 | Host Customer is System Owner | [7 empty] | 992.25 | 47.25 |  | Drainback |  |  |  | 1 | 1 |  | Z15 |  |  |  | SU412 | 21 | 2 | [5 empty] | FALSE |  |  |  | SunEarth - SETR A503 TTR U + VFS 20-400 |  | SunEarth - SETR A503 TTR U + VFS 20-400 | City of Indio | FALSE | 6.98 |  | 2014-12-01 |  | 2014-12-05 | 2014-12-10 | 2015-05-20 | 2015-06-19 | 3410 | 19239 | Up-front Payment
SCG-004177 | Commercial Pools | Pool Heating | Gas | Southern California Gas Company | Incentive:Paid | 11907 | 7 |  | 1 | 1701 |  | 1701 |  | 2014-12-05 15:22 | 2014-12-12 | REVCO SOLAR ENGINEERING INC | Retrofit | Palm Desert | Riverside | 92260 | Host Customer is System Owner | [7 empty] | 520 | 40 |  | Drainback |  |  |  | 1 | 1 |  | Z15 |  |  |  | 10001773 | 13 | 1 | [5 empty] | FALSE |  |  |  | SunEarth - SETR A503 TTR U + VFS 20-400 |  | SunEarth - SETR A503 TTR U + VFS 20-400 | City of Palm Desert | FALSE | 7.35 |  | 2014-12-01 |  | 2014-12-05 | 2014-12-12 | 2015-03-18 | 2015-03-31 | 3488 | 12510 | Up-front Payment
SCG-004178 | Commercial Pools | Pool Heating | Gas | Southern California Gas Company | Incentive:Paid | 10870 | 7 |  | 1 | 1586 |  | 1586 |  | 2014-12-05 15:28 | 2014-12-09 | REVCO SOLAR ENGINEERING INC | Retrofit | Palm Desert | Riverside | 92260 | Host Customer is System Owner | [7 empty] | 440 | 44 |  | Drainback |  |  |  | 1 | 1 |  | Z15 |  |  |  | 10001773 | 10 | 1 | [5 empty] | FALSE | [6 empty] | City of Palm Desert | FALSE | 6.85 |  | 2014-12-01 |  | 2014-12-05 | 2014-12-09 | 2015-03-18 | 2015-03-31 | 3488 | 10870 | Up-front Payment
SDG-004179 | Commercial Pools | Pool Heating | Gas | San Diego Gas and Electric | Reservation:Canceled | 8900 | 5 |  | 1 | 1780 |  | 1780 |  | 2014-12-16 13:37 |  | SUNUP SOLAR SYSTEMS INC | Retrofit | San Diego | San Diego | 92115 | Host Customer is System Owner | [7 empty] | 567 | 47.25 |  | Drainback |  |  |  | 1 | 1 |  | Z10 |  |  |  | SU412 | 12 | 1 | [5 empty] | FALSE | [7 empty] | FALSE | 6.56 |  | 2011-06-01: 2014-12-01; 2011-06-21: 2014-12-18; 2011-06-23: 2014-12-16 | 3573 | 11679 | Up-front Payment
SCG-004180 | Commercial Pools | Pool Heating | Gas | Southern California Gas Company | Incentive:Paid | 11907 | 7 |  | 1 | 1701 |  | 1701 |  | 2014-12-05 15:35 | 2014-12-12 | REVCO SOLAR ENGINEERING INC | Retrofit | Palm Desert | Riverside | 92260 | Host Customer is System Owner | [7 empty] | 520 | 40 |  | Drainback |  |  |  | 1 | 1 |  | Z15 |  |  |  | 10001773 | 13 | 1 | [5 empty] | FALSE |  |  |  | SunEarth - SETR A503 TTR U + VFS 20-400 |  | SunEarth - SETR A503 TTR U + VFS 20-400 | City of Palm Desert | FALSE | 7 |  | 2014-12-01 |  | 2014-12-05 | 2014-12-12 | 2015-03-18 | 2015-03-31 | 3488 | 11907 | Up-front Payment
SCG-004181 | Commercial Pools | Pool Heating | Gas | Southern California Gas Company | Incentive:Paid | 5782 | 7 |  | 1 | 826 |  | 826 |  | 2014-12-05 15:40 | 2014-12-09 | REVCO SOLAR ENGINEERING INC | Retrofit | Palm Desert | Riverside | 92260 | Host Customer is System Owner | [7 empty] | 240 | 48 |  | Drainback |  |  |  | 1 | 1 |  | Z15 |  |  |  | 10001773 | 5 | 1 | [5 empty] | FALSE | [6 empty] | City of Palm Desert | FALSE | 8.2 |  | 2014-12-01 |  | 2014-12-05 | 2014-12-09 | 2015-08-03 | 2015-08-10 | 3357 | 6770 | Up-front Payment
SCG-004182 | Commercial Pools | Pool Heating | Gas | Southern California Gas Company | Incentive:Paid | 7000 | 7 |  | 1 | 1000 |  | 1000 |  | 2014-12-05 15:45 | 2014-12-09 | REVCO SOLAR ENGINEERING INC | Retrofit | Palm Desert | Riverside | 92260 | Host Customer is System Owner | [7 empty] | 288 | 48 |  | Drainback |  |  |  | 1 | 1 |  | Z15 |  |  |  | 10001773 | 6 | 1 | [5 empty] | FALSE | [6 empty] | City of Palm Desert | FALSE | 7.75 |  | 2014-12-01 |  | 2014-12-05 | 2014-12-09 | 2015-03-18 | 2015-03-31 | 3488 | 7754 | Up-front Payment
SCG-004183 | Commercial Pools | Pool Heating | Gas | Southern California Gas Company | Incentive:Paid | 7000 | 7 |  | 1 | 1000 |  | 1000 |  | 2014-12-05 15:50 | 2014-12-09 | REVCO SOLAR ENGINEERING INC | Retrofit | Palm Desert | Riverside | 92260 | Host Customer is System Owner | [7 empty] | 288 | 48 |  | Drainback |  |  |  | 1 | 1 |  | Z15 |  |  |  | 10001773 | 6 | 1 | [5 empty] | FALSE | [6 empty] | City of Palm Desert | FALSE | 7.75 |  | 2014-12-01 |  | 2014-12-05 | 2014-12-09 | 2015-08-03 | 2015-08-10 | 3357 | 7754 | Up-front Payment
SDG-004184 | Commercial Pools | Pool Heating | Gas | San Diego Gas and Electric | Incentive:Paid | 7490 | 5 |  | 1 | 1498 |  | 1498 |  | 2015-01-25 08:18 | 2015-02-02 | SUNUP SOLAR SYSTEMS INC | Retrofit | San Diego | San Diego | 92064 | Host Customer is System Owner | [7 empty] | 466.3 | 46.63 |  | Drainback |  |  |  | 1 | 1 |  | Z10 |  |  |  | SU412 | 10 | 1 | [5 empty] | FALSE |  |  |  | SunEarth - SETR A503 TTR U + VFS 20-400 |  | SunEarth - SETR A503 TTR U + VFS 20-400 | City of Poway | FALSE | 6.49 |  | 2014-12-01 | 2015-01-28 | 2015-01-25 | 2015-02-02 | 2015-06-24 | 2015-07-10 | 3384 | 9715 | Up-front Payment
SDG-004185 | Commercial/Multifamily Residential | Domestic Hot Water | Gas | San Diego Gas and Electric | Incentive:Paid | 28024 | 20.19 |  | 1 | 1388 |  | 1388 |  | 2014-12-06 10:58 | 2015-01-07 | SUNUP SOLAR SYSTEMS INC | Retrofit | San Diego | San Diego | 92106 | Host Customer is System Owner | [7 empty] | 409.5 | 40.95 |  | Glycol | Advanced Controller with a Vacation or Holiday Mode | Solar Storage and Auxiliary Tanks are separate |  | 1 | 1 | 960 | Z07 | 24 | Units | Apartments/Condos | 10001803 | 10 | 1 | 480 | 4 | 100 | 1 | 275000 | TRUE | 140 | 140 |  |  |  |  | City of San Diego | FALSE | 25.89 |  | 2014-12-01 | 2014-12-16 | 2014-12-06 | 2015-01-07 | 2015-02-19 | 2015-03-31 | 3431 | 35935 | Up-front Payment
SDG-004186 | Commercial Pools | Pool Heating | Gas | San Diego Gas and Electric | Incentive:Paid | 5250 | 5 |  | 1 | 1050 |  | 1050 |  | 2014-12-06 10:59 | 2015-01-07 | SUNUP SOLAR SYSTEMS INC | Retrofit | San Diego | San Diego | 92107 | Host Customer is System Owner | [7 empty] | 567 | 47.25 |  | Drainback |  |  |  | 1 | 1 |  | Z07 |  |  |  | SU412 | 12 | 1 | [5 empty] | FALSE |  |  |  | SunEarth - SETR A503 TTR U + VFS 20-400 |  | SunEarth - SETR A503 TTR U + VFS 20-400 | City of San Diego | FALSE | 8.43 |  | 2014-12-01 | 2014-12-08 | 2014-12-06 | 2015-01-07 | 2015-02-18 | 2015-03-31 | 3480 | 8855 | Up-front Payment
SDG-004187 | Commercial Pools | Pool Heating | Gas | San Diego Gas and Electric | Reservation:Canceled | 9140 | 5 |  | 1 | 1828 |  | 1828 |  | 2014-12-08 16:34 |  | SUNUP SOLAR SYSTEMS INC | Retrofit | San Diego | San Diego | 92117 | Host Customer is System Owner | [7 empty] | 661.5 | 47.25 |  | Drainback |  |  |  | 1 | 1 |  | Z07 |  |  |  | SU412 | 14 | 1 | [5 empty] | FALSE | [7 empty] | FALSE | 5.91 |  | 2011-06-01: 2014-12-01; 2011-06-21: 2014-12-08; 2011-06-23: 2014-12-08 | 3573 | 10800 | Up-front Payment
SCG-004188 | Commercial Pools | Pool Heating | Gas | Southern California Gas Company | Incentive:Paid | 37408 | 7 |  | 1 | 5344 |  | 5344 |  | 2014-12-10 10:43 | 2014-12-12 | SUNUP SOLAR SYSTEMS INC | Retrofit | Murrieta | Murrieta | 92562 | Host Customer is System Owner | [7 empty] | 1701 | 47.25 |  | Drainback |  |  |  | 1 | 1 |  | Z10 |  |  |  | SU412 | 36 | 2 | [5 empty] | FALSE |  |  |  | SunEarth - SETR0603mcU + VFS 20-400 |  | SunEarth - SETR0603mcU + VFS 20-400 | City of Murrieta | FALSE | 7.11 |  | 2014-12-01 |  | 2014-12-10 | 2014-12-12 | 2016-04-27 | 2016-05-16 | 3078 | 38019 | Up-front Payment
SDG-004189 | Commercial Pools | Pool Heating | Gas | San Diego Gas and Electric | Incentive:Paid | 8020 | 5 |  | 1 | 1604 |  | 1604 |  | 2014-12-10 09:52 | 2015-01-28 | SUNUP SOLAR SYSTEMS INC | Retrofit | San Diego | San Diego | 92126 | Host Customer is System Owner | [7 empty] | 628.6 | 31.43 |  | Drainback |  |  |  | 1 | 1 |  | Z07 |  |  |  | SU408 | 20 | 2 | [5 empty] | FALSE |  |  |  | SunEarth - SETR A503 TTR U + VFS 20-400 |  | SunEarth - SETR A503 TTR U + VFS 20-400 | City of San Diego | FALSE | 6.81 |  | 2014-12-01 | 2014-12-10 | 2014-12-10 | 2015-01-28 | 2015-05-27 | 2015-06-04 | 3396 | 10916 | Up-front Payment
SDG-004190 | Commercial Pools | Pool Heating | Gas | San Diego Gas and Electric | Incentive:Paid | 6955 | 5 |  | 1 | 1391 |  | 1391 |  | 2014-12-10 09:51 | 2015-01-28 | SUNUP SOLAR SYSTEMS INC | Retrofit | San Diego | San Diego | 92126 | Host Customer is System Owner | [7 empty] | 628.6 | 31.43 |  | Drainback |  |  |  | 1 | 1 |  | Z07 |  |  |  | SU408 | 20 | 2 | [5 empty] | FALSE |  |  |  | SunEarth - SETR A503 TTR U + VFS 2-40 |  | SunEarth - SETR A503 TTR U + VFS 2-40 | City of San Diego | FALSE | 7.85 |  | 2014-12-01 | 2014-12-10 | 2014-12-10 | 2015-01-28 | 2015-05-27 | 2015-06-04 | 3396 | 10916 | Up-front Payment
SCG-004191 | Commercial Pools | Pool Heating | Gas | Southern California Gas Company | Incentive:Canceled | 14833 | 7 |  | 1 | 2119 |  | 2119 |  | 2014-12-10 17:19 | 2014-12-12 | MOHR POWER SOLAR INC | Retrofit | La Quinta | Riverside | 92253 | Host Customer is System Owner | [7 empty] | 550 | 50 |  | Drainback |  |  |  | 1 | 1 |  | Z15 |  |  |  | 10001884 | 11 | 1 | [5 empty] | FALSE | [7 empty] | FALSE | 7 |  | 2011-06-01: 2014-12-01; 2011-06-23: 2014-12-10; 2011-07-01: 2014-12-12 | 3606 | 14833 | Up-front Payment
SCG-004192 | Commercial Pools | Pool Heating | Gas | Southern California Gas Company | Incentive:Paid | 15939 | 7 |  | 1 | 2277 |  | 2277 |  | 2014-12-10 17:21 | 2014-12-12 | MOHR POWER SOLAR INC | Retrofit | La Quinta | Riverside | 92253 | Host Customer is System Owner | [7 empty] | 600 | 50 |  | Drainback |  |  |  | 1 | 1 |  | Z15 |  |  |  | 10001884 | 12 | 1 | [5 empty] | FALSE |  |  |  | SunEarth - SETR A503 TTR U + VFS 20-400 |  | SunEarth - SETR A503 TTR U + VFS 20-400 | City of La Quinta | FALSE | 7 |  | 2014-12-01 |  | 2014-12-10 | 2014-12-12 | 2016-04-06 | 2016-04-15 | 3107 | 15939 | Up-front Payment
SCG-004193 | Commercial Pools | Pool Heating | Gas | Southern California Gas Company | Incentive:Canceled | 15883 | 7 |  | 1 | 2269 |  | 2269 |  | 2014-12-10 17:22 | 2014-12-12 | MOHR POWER SOLAR INC | Retrofit | La Quinta | Riverside | 92253 | Host Customer is System Owner | [7 empty] | 600 | 50 |  | Drainback |  |  |  | 1 | 1 |  | Z15 |  |  |  | 10001884 | 12 | 1 | [5 empty] | FALSE | [7 empty] | FALSE | 7 |  | 2011-06-01: 2014-12-01; 2011-06-23: 2014-12-10; 2011-07-01: 2014-12-12 | 3606 | 15883 | Up-front Payment
SDG-004194 | Commercial Pools | Pool Heating | Gas | San Diego Gas and Electric | Reservation:Canceled | 5870 | 5 |  | 1 | 1174 |  | 1174 |  | 2014-12-06 10:12 |  | SUNUP SOLAR SYSTEMS INC | Retrofit | Santee | Santee | 92071 | Host Customer is System Owner | [7 empty] | 377.16 | 31.43 |  | Drainback |  |  |  | 1 | 1 |  | Z10 |  |  |  | 10001-1 | 12 | 1 | [5 empty] | FALSE | [7 empty] | FALSE | 6.62 |  | 2011-06-01: 2014-12-01; 2011-06-21: 2014-12-08; 2011-06-23: 2014-12-06 | 3573 | 7774 | Up-front Payment
SCG-004195 | Commercial Pools | Pool Heating | Gas | Southern California Gas Company | Incentive:Canceled | 15827 | 7 |  | 1 | 2261 |  | 2261 |  | 2014-12-10 17:08 | 2014-12-12 | MOHR POWER SOLAR INC | Retrofit | La Quinta | Riverside | 92253 | Host Customer is System Owner | [7 empty] | 600 | 50 |  | Drainback |  |  |  | 1 | 1 |  | Z15 |  |  |  | 10001884 | 12 | 1 | [5 empty] | FALSE | [7 empty] | FALSE | 7 |  | 2011-06-01: 2014-12-01; 2011-06-23: 2014-12-10; 2011-07-01: 2014-12-12 | 3606 | 15827 | Up-front Payment
SCG-004196 | Commercial Pools | Pool Heating | Gas | Southern California Gas Company | Incentive:Paid | 7217 | 7 |  | 1 | 1031 |  | 1031 |  | 2014-12-10 12:57 | 2014-12-10 | SUNTREK INDUSTRIES INC | Retrofit | Laguna Beach | Orange | 92651 | Host Customer is System Owner | [7 empty] | 468 | 26 |  | Drainback |  |  |  | 1 | 1 |  | Z06 |  |  |  | 2007048A | 18 | 1 | [5 empty] | FALSE |  |  |  | SunEarth - SETR A503 TTR U + VFS 20-400 |  | SunEarth - SETR A503 TTR U + VFS 20-400 | City of Laguna Beach | FALSE | 8.11 |  | 2014-12-01 |  | 2014-12-10 | 2014-12-10 | 2015-04-13 | 2015-05-08 | 3448 | 8359 | Up-front Payment
SCG-004197 | Commercial Pools | Pool Heating | Gas | Southern California Gas Company | Reservation:Canceled | 14910 | 7 |  | 1 | 2130 |  | 2130 |  | 2014-12-10 17:30 |  | MOHR POWER SOLAR INC | Retrofit | La Quinta | Riverside | 92253 | Host Customer is System Owner | [7 empty] | 550 | 50 |  | Drainback |  |  |  | 1 | 1 |  | Z15 |  |  |  | 10001884 | 11 | 1 | [5 empty] | FALSE | [7 empty] | FALSE | 7.46 |  | 2011-06-01: 2014-12-01; 2011-06-21: 2014-12-12; 2011-06-23: 2014-12-10 | 3606 | 15883 | Up-front Payment
SCG-004198 | Commercial Pools | Pool Heating | Gas | Southern California Gas Company | Incentive:Canceled | 19880 | 7 |  | 1 | 2840 |  | 2840 |  | 2014-12-10 17:24 | 2014-12-12 | MOHR POWER SOLAR INC | Retrofit | La Quinta | Riverside | 92253 | Host Customer is System Owner | [7 empty] | 850 | 50 |  | Drainback |  |  |  | 1 | 1 |  | Z15 |  |  |  | 10001884 | 17 | 1 | [5 empty] | FALSE | [7 empty] | FALSE | 7 |  | 2011-06-01: 2014-12-01; 2011-06-23: 2014-12-10; 2011-07-01: 2014-12-12 | 3606 | 19880 | Up-front Payment
SCG-004199 | Commercial Pools | Pool Heating | Gas | Southern California Gas Company | Incentive:Canceled | 11242 | 7 |  | 1 | 1606 |  | 1606 |  | 2014-12-10 17:32 | 2014-12-11 | MOHR POWER SOLAR INC | Retrofit | La Quinta | Riverside | 92253 | Host Customer is System Owner | [7 empty] | 400 | 50 |  | Drainback |  |  |  | 1 | 1 |  | Z15 |  |  |  | 10001884 | 8 | 1 | [5 empty] | FALSE | [7 empty] | FALSE | 7 |  | 2011-06-01: 2014-12-01; 2011-06-23: 2014-12-10; 2011-07-01: 2014-12-11 | 3608 | 11242 | Up-front Payment
SCG-004200 | Commercial Pools | Pool Heating | Gas | Southern California Gas Company | Incentive:Canceled | 13657 | 7 |  | 1 | 1951 |  | 1951 |  | 2014-12-10 17:26 | 2014-12-12 | MOHR POWER SOLAR INC | Retrofit | La Quinta | Riverside | 92253 | Host Customer is System Owner | [7 empty] | 500 | 50 |  | Drainback |  |  |  | 1 | 1 |  | Z15 |  |  |  | 10001884 | 10 | 1 | [5 empty] | FALSE | [7 empty] | FALSE | 7 |  | 2011-06-01: 2014-12-01; 2011-06-23: 2014-12-10; 2011-07-01: 2014-12-12 | 3606 | 13657 | Up-front Payment
SCG-004201 | Commercial Pools | Pool Heating | Gas | Southern California Gas Company | Incentive:Paid | 15316 | 7 |  | 1 | 2188 |  | 2188 |  | 2014-12-10 17:27 | 2014-12-12 | MOHR POWER SOLAR INC | Retrofit | La Quinta | Riverside | 92253 | Host Customer is System Owner | [7 empty] | 550 | 50 |  | Drainback |  |  |  | 1 | 1 |  | Z15 |  |  |  | 10001884 | 11 | 1 | [5 empty] | FALSE |  |  |  | SunEarth - SETR A503 TTR U + VFS 20-400 |  | SunEarth - SETR A503 TTR U + VFS 20-400 | City of La Quinta | FALSE | 7 |  | 2014-12-01 |  | 2014-12-10 | 2014-12-12 | 2016-12-05 | 2016-12-09 | 2868 | 15316 | Up-front Payment
SCG-004202 | Commercial Pools | Pool Heating | Gas | Southern California Gas Company | Incentive:Paid | 14847 | 7 |  | 1 | 2121 |  | 2121 |  | 2014-12-10 17:29 | 2014-12-12 | MOHR POWER SOLAR INC | Retrofit | La Quinta | Riverside | 92253 | Host Customer is System Owner | [7 empty] | 550 | 50 |  | Drainback |  |  |  | 1 | 1 |  | Z15 |  |  |  | 10001884 | 11 | 1 | [5 empty] | FALSE |  |  |  | SunEarth - SETR A503 TTR U + VFS 20-400 |  | SunEarth - SETR A503 TTR U + VFS 20-400 | City of La Quinta | FALSE | 7 |  | 2014-12-01 |  | 2014-12-10 | 2014-12-12 | 2015-04-28 | 2015-05-11 | 3432 | 14847 | Up-front Payment
SCG-004203 | Commercial Pools | Pool Heating | Gas | Southern California Gas Company | Incentive:Paid | 15351 | 7 |  | 1 | 2193 |  | 2193 |  | 2014-12-10 17:33 | 2014-12-12 | MOHR POWER SOLAR INC | Retrofit | La Quinta | Riverside | 92253 | Host Customer is System Owner | [7 empty] | 579.6 | 48.3 |  | Drainback |  |  |  | 1 | 1 |  | Z15 |  |  |  | 10001884 | 12 | 1 | [5 empty] | FALSE |  |  |  | SunEarth - SETR A503 TTR U + VFS 20-400 |  | SunEarth - SETR A503 TTR U + VFS 20-400 | City of La Quinta | FALSE | 7.27 |  | 2014-12-01 |  | 2014-12-10 | 2014-12-12 | 2015-06-24 | 2015-08-24 | 3340 | 15946 | Up-front Payment
SCG-004204 | Commercial Pools | Pool Heating | Gas | Southern California Gas Company | Incentive:Canceled | 15113 | 7 |  | 1 | 2159 |  | 2159 |  | 2014-12-10 17:04 | 2014-12-12 | MOHR POWER SOLAR INC | Retrofit | La Quinta | Riverside | 92253 | Host Customer is System Owner | [7 empty] | 546 | 42 |  | Drainback |  |  |  | 1 | 1 |  | Z15 |  |  |  | 10001884 | 13 | 1 | [5 empty] | FALSE | [7 empty] | FALSE | 7 |  | 2011-06-01: 2014-12-01; 2011-06-23: 2014-12-10; 2011-07-01: 2014-12-12 | 3606 | 15113 | Up-front Payment
SCG-004205 | Commercial/Multifamily Residential | Domestic Hot Water | Gas | Southern California Gas Company | Incentive:Canceled | 25475 | 25 |  | 1 SCG | 1019 |  | 1019 |  | 2014-12-08 15:03 | 2015-01-08 | SUNUP SOLAR SYSTEMS INC | Retrofit | los angeles | Los Angeles | 90004 | Host Customer is System Owner | [7 empty] | 327.6 | 40.95 |  | Glycol | Advanced Controller with a Vacation or Holiday Mode | Solar Storage and Auxiliary Tanks are separate |  | 1 | 1 | 504 | Z09 | 12 | Units | Apartments/Condos | 10001803 | 8 | 1 | 396 | 3 | 100 | 1 | 199000 | TRUE | 140 | 140 |  |  |  |  | City of Glendale | FALSE | 29.37 |  | 2011-06-01: 2014-12-01; 2011-06-23: 2014-12-08; 2011-07-01: 2015-01-08 | 3579 | 29925 | Up-front Payment
SCG-004206 | Commercial Pools | Pool Heating | Gas | Southern California Gas Company | Incentive:Paid | 14056 | 7 |  | 1 | 2008 |  | 2008 |  | 2014-12-10 17:27 | 2014-12-12 | MOHR POWER SOLAR INC | Retrofit | La Quinta | Riverside | 92253 | Host Customer is System Owner | [7 empty] | 500 | 50 |  | Drainback |  |  |  | 1 | 1 |  | Z15 |  |  |  | 10001884 | 10 | 1 | [5 empty] | FALSE |  |  |  | SunEarth - SETR A503 TTR U + VFS 20-400 |  | SunEarth - SETR A503 TTR U + VFS 20-400 | City of La Quinta | FALSE | 7 |  | 2014-12-01 |  | 2014-12-10 | 2014-12-12 | 2016-12-05 | 2016-12-09 | 2868 | 14056 | Up-front Payment
SCG-004207 | Commercial Pools | Pool Heating | Gas | Southern California Gas Company | Incentive:Canceled | 12740 | 7 |  | 1 | 1820 |  | 1820 |  | 2014-12-10 17:10 | 2014-12-11 | MOHR POWER SOLAR INC | Retrofit | La Quinta | Riverside | 92253 | Host Customer is System Owner | [7 empty] | 450 | 50 |  | Drainback |  |  |  | 1 | 1 |  | Z15 |  |  |  | 10001884 | 9 | 1 | [5 empty] | FALSE | [7 empty] | FALSE | 7 |  | 2011-06-01: 2014-12-01; 2011-06-23: 2014-12-10; 2011-07-01: 2014-12-11 | 3608 | 12740 | Up-front Payment
SCG-004208 | Commercial Pools | Pool Heating | Gas | Southern California Gas Company | Incentive:Paid | 13643 | 7 |  | 1 | 1949 |  | 1949 |  | 2014-12-10 17:22 | 2014-12-12 | MOHR POWER SOLAR INC | Retrofit | La Quinta | Riverside | 92253 | Host Customer is System Owner | [7 empty] | 500 | 50 |  | Drainback |  |  |  | 1 | 1 |  | Z15 |  |  |  | 10001884 | 10 | 1 | [5 empty] | FALSE |  |  |  | SunEarth - SETR A503 TTR U + VFS 20-400 |  | SunEarth - SETR A503 TTR U + VFS 20-400 | City of La Quinta | FALSE | 7.01 |  | 2014-12-01 |  | 2014-12-10 | 2014-12-12 | 2016-11-03 | 2016-11-15 | 2882 | 13671 | Up-front Payment
SCG-004209 | Commercial Pools | Pool Heating | Gas | Southern California Gas Company | Incentive:Canceled | 12740 | 7 |  | 1 | 1820 |  | 1820 |  | 2014-12-10 17:34 | 2014-12-11 | MOHR POWER SOLAR INC | Retrofit | La Quinta | Riverside | 92253 | Host Customer is System Owner | [7 empty] | 450 | 50 |  | Drainback |  |  |  | 1 | 1 |  | Z15 |  |  |  | 10001884 | 9 | 1 | [5 empty] | FALSE | [7 empty] | FALSE | 7 |  | 2011-06-01: 2014-12-01; 2011-06-23: 2014-12-10; 2011-07-01: 2014-12-11 | 3608 | 12740 | Up-front Payment
SCG-004210 | Commercial Pools | Pool Heating | Gas | Southern California Gas Company | Incentive:Canceled | 15057 | 7 |  | 1 | 2151 |  | 2151 |  | 2014-12-10 17:26 | 2014-12-12 | MOHR POWER SOLAR INC | Retrofit | La Quinta | Riverside | 92253 | Host Customer is System Owner | [7 empty] | 546 | 42 |  | Drainback |  |  |  | 1 | 1 |  | Z15 |  |  |  | 10001884 | 13 | 1 | [5 empty] | FALSE | [7 empty] | FALSE | 7 |  | 2011-06-01: 2014-12-01; 2011-06-23: 2014-12-10; 2011-07-01: 2014-12-12 | 3606 | 15057 | Up-front Payment
SCG-004211 | Commercial Pools | Pool Heating | Gas | Southern California Gas Company | Incentive:Canceled | 14301 | 7 |  | 1 | 2043 |  | 2043 |  | 2014-12-10 17:01 | 2014-12-12 | MOHR POWER SOLAR INC | Retrofit | La Quinta | Riverside | 92253 | Host Customer is System Owner | [7 empty] | 504 | 42 |  | Drainback |  |  |  | 1 | 1 |  | Z15 |  |  |  | 10001884 | 12 | 1 | [5 empty] | FALSE | [7 empty] | FALSE | 7 |  | 2011-06-01: 2014-12-01; 2011-06-23: 2014-12-10; 2011-07-01: 2014-12-12 | 3606 | 14301 | Up-front Payment
SCG-004212 | Commercial Pools | Pool Heating | Gas | Southern California Gas Company | Incentive:Paid | 12243 | 7 |  | 1 | 1749 |  | 1749 |  | 2014-12-10 17:05 | 2014-12-12 | MOHR POWER SOLAR INC | Retrofit | La Quinta | Riverside | 92253 | Host Customer is System Owner | [7 empty] | 409.5 | 34.125 |  | Drainback |  |  |  | 1 | 1 |  | Z15 |  |  |  | 10001884 | 12 | 1 | [5 empty] | FALSE | [6 empty] | City of La Quinta | FALSE | 7 |  | 2014-12-01 |  | 2014-12-10 | 2014-12-12 | 2016-12-05 | 2016-12-09 | 2868 | 12243 | Up-front Payment
SCG-004213 | Commercial Pools | Pool Heating | Gas | Southern California Gas Company | Incentive:Canceled | 16709 | 7 |  | 1 | 2387 |  | 2387 |  | 2014-12-10 17:35 | 2014-12-12 | MOHR POWER SOLAR INC | Retrofit | La Quinta | Riverside | 92253 | Host Customer is System Owner | [7 empty] | 650 | 50 |  | Drainback |  |  |  | 1 | 1 |  | Z15 |  |  |  | 10001884 | 13 | 1 | [5 empty] | FALSE | [7 empty] | FALSE | 7 |  | 2011-06-01: 2014-12-01; 2011-06-23: 2014-12-10; 2011-07-01: 2014-12-12 | 3606 | 16709 | Up-front Payment
SCG-004214 | Commercial Pools | Pool Heating | Gas | Southern California Gas Company | Incentive:Paid | 10052 | 7 |  | 1 | 1436 |  | 1436 |  | 2014-12-10 17:36 | 2014-12-11 | MOHR POWER SOLAR INC | Retrofit | La Quinta | Riverside | 92253 | Host Customer is System Owner | [7 empty] | 350 | 50 |  | Drainback |  |  |  | 1 | 1 |  | Z15 |  |  |  | 10001884 | 7 | 1 | [5 empty] | FALSE | [6 empty] | City of La Quinta | FALSE | 7 |  | 2014-12-01 |  | 2014-12-10 | 2014-12-11 | 2016-10-19 | 2016-10-20 | 2902 | 10052 | Up-front Payment
SCG-004215 | Commercial Pools | Pool Heating | Gas | Southern California Gas Company | Incentive:Paid | 14980 | 7 |  | 1 | 2140 |  | 2140 |  | 2014-12-10 17:37 | 2014-12-12 | MOHR POWER SOLAR INC | Retrofit | La Quinta | Riverside | 92253 | Host Customer is System Owner | [7 empty] | 550 | 50 |  | Drainback |  |  |  | 1 | 1 |  | Z15 |  |  |  | 10001884 | 11 | 1 | [5 empty] | FALSE |  |  |  | SunEarth - SETR A503 TTR U + VFS 20-400 |  | SunEarth - SETR A503 TTR U + VFS 20-400 | City of La Quinta | FALSE | 7 |  | 2014-12-01 |  | 2014-12-10 | 2014-12-12 | 2016-12-05 | 2016-12-09 | 2868 | 14980 | Up-front Payment
SCG-004216 | Commercial Pools | Pool Heating | Gas | Southern California Gas Company | Incentive:Paid | 14847 | 7 |  | 1 | 2156 |  | 2156 |  | 2014-12-10 17:38 | 2014-12-12 | MOHR POWER SOLAR INC | Retrofit | La Quinta | Riverside | 92253 | Host Customer is System Owner | [7 empty] | 550 | 50 |  | Drainback |  |  |  | 1 | 1 |  | Z15 |  |  |  | 10001884 | 11 | 1 | [5 empty] | FALSE |  |  |  | SunEarth - SETR A503 TTR U + VFS 20-400 |  | SunEarth - SETR A503 TTR U + VFS 20-400 | City of La Quinta | FALSE | 6.89 |  | 2014-12-01 |  | 2014-12-10 | 2014-12-12 | 2016-06-29 | 2016-07-01 | 3019 | 14847 | Up-front Payment
SCG-004217 | Commercial Pools | Pool Heating | Gas | Southern California Gas Company | Incentive:Paid | 12684 | 7 |  | 1 | 1812 |  | 1812 |  | 2014-12-10 16:58 | 2014-12-11 | MOHR POWER SOLAR INC | Retrofit | La Quinta | Riverside | 92253 | Host Customer is System Owner | [7 empty] | 450 | 50 |  | Drainback |  |  |  | 1 | 1 |  | Z15 |  |  |  | 10001884 | 9 | 1 | [5 empty] | FALSE | [6 empty] | City of La Quinta | FALSE | 7 |  | 2014-12-01 |  | 2014-12-10 | 2014-12-11 | 2016-09-26 | 2016-10-07 | 2920 | 12684 | Up-front Payment
SCG-004218 | Commercial Pools | Pool Heating | Gas | Southern California Gas Company | Incentive:Canceled | 11298 | 7 |  | 1 | 1614 |  | 1614 |  | 2014-12-10 17:28 | 2014-12-11 | MOHR POWER SOLAR INC | Retrofit | La Quinta | Riverside | 92253 | Host Customer is System Owner | [7 empty] | 400 | 50 |  | Drainback |  |  |  | 1 | 1 |  | Z15 |  |  |  | 10001884 | 8 | 1 | [5 empty] | FALSE | [7 empty] | FALSE | 7 |  | 2011-06-01: 2014-12-01; 2011-06-23: 2014-12-10; 2011-07-01: 2014-12-11 | 3607 | 11298 | Up-front Payment
SCG-004219 | Commercial Pools | Pool Heating | Gas | Southern California Gas Company | Incentive:Canceled | 13321 | 7 |  | 1 | 1903 |  | 1903 |  | 2014-12-10 17:39 | 2014-12-12 | MOHR POWER SOLAR INC | Retrofit | La Quinta | Riverside | 92253 | Host Customer is System Owner | [7 empty] | 462 | 42 |  | Drainback |  |  |  | 1 | 1 |  | Z15 |  |  |  | 10001884 | 11 | 1 | [5 empty] | FALSE | [7 empty] | FALSE | 7 |  | 2011-06-01: 2014-12-01; 2011-06-23: 2014-12-10; 2011-07-01: 2014-12-12 | 3606 | 13321 | Up-front Payment
SCG-004220 | Commercial Pools | Pool Heating | Gas | Southern California Gas Company | Incentive:Paid | 13671 | 7 |  | 1 | 1965 |  | 1965 |  | 2014-12-10 17:39 | 2014-12-12 | MOHR POWER SOLAR INC | Retrofit | La Quinta | Riverside | 92253 | Host Customer is System Owner | [7 empty] | 500 | 50 |  | Drainback |  |  |  | 1 | 1 |  | Z15 |  |  |  | 10001884 | 10 | 1 | [5 empty] | FALSE |  |  |  | SunEarth - SETR A503 TTR U + VFS 20-400 |  | SunEarth - SETR A503 TTR U + VFS 20-400 | City of La Quinta | FALSE | 6.96 |  | 2014-12-01 |  | 2014-12-10 | 2014-12-12 | 2016-06-29 | 2016-07-01 | 3020 | 13671 | Up-front Payment
SCG-004221 | Commercial Pools | Pool Heating | Gas | Southern California Gas Company | Incentive:Paid | 18571 | 7 |  | 1 | 2840 |  | 2840 |  | 2014-12-10 17:39 | 2014-12-12 | MOHR POWER SOLAR INC | Retrofit | La Quinta | Riverside | 92253 | Host Customer is System Owner | [7 empty] | 850 | 50 |  | Drainback |  |  |  | 1 | 1 |  | Z15 |  |  |  | 10001884 | 17 | 1 | [5 empty] | FALSE |  |  |  | SunEarth - SETR A503 TTR U + VFS 20-400 |  | SunEarth - SETR A503 TTR U + VFS 20-400 | City of La Quinta | FALSE | 6.54 |  | 2014-12-01 |  | 2014-12-10 | 2014-12-12 | 2015-08-04 | 2015-08-07 | 3357 | 18571 | Up-front Payment
SCG-004222 | Commercial Pools | Pool Heating | Gas | Southern California Gas Company | Incentive:Canceled | 7385 | 7 |  | 1 | 1055 |  | 1055 |  | 2014-12-10 17:39 | 2014-12-11 | MOHR POWER SOLAR INC | Retrofit | La Quinta | Riverside | 92253 | Host Customer is System Owner | [7 empty] | 250 | 50 |  | Drainback |  |  |  | 1 | 1 |  | Z15 |  |  |  | 10001884 | 5 | 1 | [5 empty] | FALSE | [7 empty] | FALSE | 7 |  | 2011-06-01: 2014-12-01; 2011-06-23: 2014-12-10; 2011-07-01: 2014-12-11 | 3608 | 7385 | Up-front Payment
PGE-004223 | Single Family Residential | Domestic Hot Water | Gas | Pacific Gas and Electric | Incentive:Paid | 1821 | 29.85 |  | 1 | 101 |  | 98 |  | 2014-12-08 13:47 | 2014-12-10 | SELF-HELP HOME IMPROVEMENT PROJECT | Retrofit | REDDING | Shasta | 96001 | Host Customer is System Owner | 1 |  | 2010068D | Fafco, Inc. | 500 SERIES | 500-96SF-50G-50S | Indirect Forced Circulation (IF) | 97.56 |  | 2x8, 2x12 | Glycol | Unglazed Collectors | Solar Storage and Auxiliary Tanks are separate | 49.9 | 0.97 | 1 | 20 | Z11 | [18 empty] | City of Redding | FALSE | 28.73 |  | 2011-06-01: 2014-12-02; 2011-08-03: 2014-12-08; 2011-09-20: 2014-12-10 | 3599 | 2901.99 | Up-front Payment
PGE-004224 | Low Income Single Family Residential | Domestic Hot Water | Gas | Pacific Gas and Electric | Incentive:Paid | 2179 | 36.9 |  | 1 | 101 |  | 85 |  | 2014-12-08 12:15 | 2014-12-17 | SELF-HELP HOME IMPROVEMENT PROJECT | Retrofit | SHASTA LAKE | Shasta | 96019 | Host Customer is System Owner | 1 |  | 2010068D | Fafco, Inc. | 500 SERIES | 500-96SF-50G-50S | Indirect Forced Circulation (IF) | 97.56 |  | 2x8, 2x12 | Glycol | Unglazed Collectors | Solar Storage and Auxiliary Tanks are separate | 49.9 | 0.99 | 0.85 | 20 | Z11 | [18 empty] | City of Shasta Lake | FALSE | 24.96 |  | 2014-12-02 | 2014-12-10 |  |  | 2014-12-08 | 2014-12-17 | 3580 | 2521.41 | Up-front Payment
SCG-004225 | Commercial Pools | Pool Heating | Gas | Southern California Gas Company | Incentive:Paid | 16807 | 7 |  | 1 | 2401 |  | 2401 |  | 2014-12-10 16:54 | 2014-12-12 | MOHR POWER SOLAR INC | Retrofit | La Quinta | Riverside | 92253 | Host Customer is System Owner | [7 empty] | 650 | 50 |  | Drainback |  |  |  | 1 | 1 |  | Z15 |  |  |  | 10001884 | 13 | 1 | [5 empty] | FALSE |  |  |  | SunEarth - SETR A503 TTR U + VFS 20-400 |  | SunEarth - SETR A503 TTR U + VFS 20-400 | City of La Quinta | FALSE | 7 |  | 2014-12-02 |  | 2014-12-10 | 2014-12-12 | 2016-12-05 | 2016-12-09 | 2868 | 16807 | Up-front Payment
SCG-004226 | Commercial Pools | Pool Heating | Gas | Southern California Gas Company | Incentive:Canceled | 9919 | 7 |  | 1 | 1417 |  | 1417 |  | 2014-12-10 17:37 | 2014-12-11 | MOHR POWER SOLAR INC | Retrofit | La Quinta | Riverside | 92253 | Host Customer is System Owner | [7 empty] | 350 | 50 |  | Drainback |  |  |  | 1 | 1 |  | Z15 |  |  |  | 10001884 | 7 | 1 | [5 empty] | FALSE | [7 empty] | FALSE | 7 |  | 2011-06-01: 2014-12-02; 2011-06-23: 2014-12-10; 2011-07-01: 2014-12-11 | 3608 | 9919 | Up-front Payment
SCG-004227 | Commercial Pools | Pool Heating | Gas | Southern California Gas Company | Incentive:Canceled | 14980 | 7 |  | 1 | 2140 |  | 2140 |  | 2014-12-10 17:38 | 2014-12-12 | MOHR POWER SOLAR INC | Retrofit | La Quinta | Riverside | 92253 | Host Customer is System Owner | [7 empty] | 550 | 50 |  | Drainback |  |  |  | 1 | 1 |  | Z15 |  |  |  | 10001884 | 11 | 1 | [5 empty] | FALSE | [7 empty] | FALSE | 7 |  | 2011-06-01: 2014-12-02; 2011-06-23: 2014-12-10; 2011-07-01: 2014-12-12 | 3606 | 14980 | Up-front Payment
SCG-004228 | Commercial Pools | Pool Heating | Gas | Southern California Gas Company | Incentive:Canceled | 13692 | 7 |  | 1 | 1956 |  | 1956 |  | 2014-12-10 17:37 | 2014-12-12 | MOHR POWER SOLAR INC | Retrofit | La Quinta | Riverside | 92253 | Host Customer is System Owner | [7 empty] | 500 | 50 |  | Drainback |  |  |  | 1 | 1 |  | Z15 |  |  |  | 10001884 | 10 | 1 | [5 empty] | FALSE | [7 empty] | FALSE | 7 |  | 2011-06-01: 2014-12-02; 2011-06-23: 2014-12-10; 2011-07-01: 2014-12-12 | 3606 | 13692 | Up-front Payment
SCG-004229 | Commercial Pools | Pool Heating | Gas | Southern California Gas Company | Incentive:Paid | 16762 | 7 |  | 1 | 2552 |  | 2552 |  | 2014-12-10 17:36 | 2014-12-12 | MOHR POWER SOLAR INC | Retrofit | La Quinta | Riverside | 92253 | Host Customer is System Owner | [7 empty] | 724.5 | 48.3 |  | Drainback |  |  |  | 1 | 1 |  | Z15 |  |  |  | 10001884 | 15 | 1 | [5 empty] | FALSE |  |  |  | SunEarth - SETR A503 TTR U + VFS 20-400 |  | SunEarth - SETR A503 TTR U + VFS 20-400 | City of La Quinta | FALSE | 6.57 |  | 2014-12-02 |  | 2014-12-10 | 2014-12-12 | 2015-06-24 | 2015-08-24 | 3340 | 16762 | Up-front Payment
SCG-004230 | Commercial Pools | Pool Heating | Gas | Southern California Gas Company | Incentive:Canceled | 15134 | 7 |  | 1 | 2162 |  | 2162 |  | 2014-12-10 17:35 | 2014-12-12 | MOHR POWER SOLAR INC | Retrofit | La Quinta | Riverside | 92253 | Host Customer is System Owner | [7 empty] | 544 | 45.333 |  | Drainback |  |  |  | 1 | 1 |  | Z15 |  |  |  | 10001884 | 12 | 1 | [5 empty] | FALSE | [7 empty] | FALSE | 7.31 |  | 2011-06-01: 2014-12-02; 2011-06-23: 2014-12-10; 2011-07-01: 2014-12-12 | 3606 | 15806 | Up-front Payment
SCG-004231 | Commercial Pools | Pool Heating | Gas | Southern California Gas Company | Incentive:Canceled | 15820 | 7 |  | 1 | 2260 |  | 2260 |  | 2014-12-10 17:24 | 2014-12-12 | MOHR POWER SOLAR INC | Retrofit | La Quinta | Riverside | 92253 | Host Customer is System Owner | [7 empty] | 600 | 50 |  | Drainback |  |  |  | 1 | 1 |  | Z15 |  |  |  | 10001884 | 12 | 1 | [5 empty] | FALSE | [7 empty] | FALSE | 7 |  | 2011-06-01: 2014-12-02; 2011-06-23: 2014-12-10; 2011-07-01: 2014-12-12 | 3606 | 15820 | Up-front Payment
SCG-004232 | Commercial Pools | Pool Heating | Gas | Southern California Gas Company | Incentive:Paid | 13874 | 7 |  | 1 | 1982 |  | 1982 |  | 2014-12-10 17:34 | 2014-12-12 | MOHR POWER SOLAR INC | Retrofit | La Quinta | Riverside | 92253 | Host Customer is System Owner | [7 empty] | 500 | 50 |  | Drainback |  |  |  | 1 | 1 |  | Z15 |  |  |  | 10001884 | 10 | 1 | [5 empty] | FALSE |  |  |  | SunEarth - SETR A503 TTR U + VFS 20-400 |  | SunEarth - SETR A503 TTR U + VFS 20-400 | City of La Quinta | FALSE | 7.56 |  | 2014-12-02 |  | 2014-12-10 | 2014-12-12 | 2016-04-06 | 2016-04-15 | 3107 | 14980 | Up-front Payment
SCG-004235 | Commercial Pools | Pool Heating | Gas | Southern California Gas Company | Incentive:Canceled | 13657 | 7 |  | 1 | 1951 |  | 1951 |  | 2014-12-10 17:32 | 2014-12-12 | MOHR POWER SOLAR INC | Retrofit | La Quinta | Riverside | 92253 | Host Customer is System Owner | [7 empty] | 500 | 50 |  | Drainback |  |  |  | 1 | 1 |  | Z15 |  |  |  | 10001884 | 10 | 1 | [5 empty] | FALSE | [7 empty] | FALSE | 7 |  | 2011-06-01: 2014-12-02; 2011-06-23: 2014-12-10; 2011-07-01: 2014-12-12 | 3606 | 13657 | Up-front Payment
SCG-004236 | Commercial Pools | Pool Heating | Gas | Southern California Gas Company | Incentive:Paid | 15211 | 7 |  | 1 | 2173 |  | 2173 |  | 2014-12-10 16:55 | 2014-12-12 | MOHR POWER SOLAR INC | Retrofit | La Quinta | Riverside | 92253 | Host Customer is System Owner | [7 empty] | 535.5 | 35.7 |  | Drainback |  |  |  | 1 | 1 |  | Z15 |  |  |  | 10001884 | 15 | 1 | [5 empty] | FALSE |  |  |  | SunEarth - SETR A503 TTR U + VFS 20-400 |  | SunEarth - SETR A503 TTR U + VFS 20-400 | City of La Quinta | FALSE | 7 |  | 2014-12-02 |  | 2014-12-10 | 2014-12-12 | 2016-12-05 | 2016-12-09 | 2868 | 15211 | Up-front Payment
SCG-004237 | Commercial Pools | Pool Heating | Gas | Southern California Gas Company | Incentive:Paid | 13860 | 7 |  | 1 | 1980 |  | 1980 |  | 2014-12-10 17:33 | 2014-12-12 | MOHR POWER SOLAR INC | Retrofit | La Quinta | Riverside | 92253 | Host Customer is System Owner | [7 empty] | 500 | 50 |  | Drainback |  |  |  | 1 | 1 |  | Z15 |  |  |  | 10001884 | 10 | 1 | [5 empty] | FALSE |  |  |  | SunEarth - SETR A503 TTR U + VFS 20-400 |  | SunEarth - SETR A503 TTR U + VFS 20-400 | City of La Quinta | FALSE | 7 |  | 2014-12-02 |  | 2014-12-10 | 2014-12-12 | 2016-09-26 | 2016-10-07 | 2920 | 13860 | Up-front Payment
SCG-004238 | Commercial Pools | Pool Heating | Gas | Southern California Gas Company | Incentive:Canceled | 9037 | 7 |  | 1 | 1291 |  | 1291 |  | 2014-12-10 17:09 | 2014-12-11 | MOHR POWER SOLAR INC | Retrofit | La Quinta | Riverside | 92253 | Host Customer is System Owner | [7 empty] | 300 | 30 |  | Drainback |  |  |  | 1 | 1 |  | Z15 |  |  |  | 10001884 | 10 | 1 | [5 empty] | FALSE | [7 empty] | FALSE | 7 |  | 2011-06-01: 2014-12-02; 2011-06-23: 2014-12-10; 2011-07-01: 2014-12-11 | 3608 | 9037 | Up-front Payment
PGE-004239 | Low Income Multifamily Residential | Domestic Hot Water | Gas | Pacific Gas and Electric | Incentive:Paid | 5500 | 24.89 |  | 1 | 241 |  | 241 |  | 2015-02-13 10:36 | 2015-03-13 | VILLARA CORPORATION | Retrofit | Campbell | Santa Clara | 95008 | Host Customer is System Owner | [7 empty] | 80.3 | 40.15 |  | Glycol | Steam Back | Solar Storage and Auxiliary Tanks are separate |  | 1 | 1 | 160 | Z04 | 4 | Units | Apartments/Condos | 2010115A | 2 | 1 | 120 | 1 | 75 | 1 | 100000 | FALSE | 120 | 120 |  |  |  |  | City of Campbell | FALSE | 22.82 |  | 2014-12-02 | 2015-02-18 | 2015-02-13 | 2015-03-13 | 2015-06-25 | 2015-07-29 | 3364 | 5500 | Up-front Payment
SCG-004240 | Commercial Pools | Pool Heating | Gas | Southern California Gas Company | Incentive:Paid | 19082 | 7 |  | 1 | 2726 |  | 2726 |  | 2014-12-10 16:27 | 2014-12-12 | MOHR POWER SOLAR INC | Retrofit | La Quinta | Riverside | 92253 | Host Customer is System Owner | [7 empty] | 800 | 50 |  | Drainback |  |  |  | 1 | 1 |  | Z15 |  |  |  | 10001884 | 16 | 1 | [5 empty] | FALSE |  |  |  | SunEarth - SETR A503 TTR U + VFS 20-400 |  | SunEarth - SETR A503 TTR U + VFS 20-400 | City of La Quinta | FALSE | 7.08 |  | 2014-12-02 |  | 2014-12-10 | 2014-12-12 | 2015-10-22 | 2015-11-20 | 3232 | 19306 | Up-front Payment
SCG-004241 | Commercial Pools | Pool Heating | Gas | Southern California Gas Company | Incentive:Canceled | 13657 | 7 |  | 1 | 1951 |  | 1951 |  | 2014-12-10 17:13 | 2014-12-12 | MOHR POWER SOLAR INC | Retrofit | La Quinta | Riverside | 92253 | Host Customer is System Owner | [7 empty] | 500 | 50 |  | Drainback |  |  |  | 1 | 1 |  | Z15 |  |  |  | 10001884 | 10 | 1 | [5 empty] | FALSE | [7 empty] | FALSE | 7 |  | 2011-06-01: 2014-12-02; 2011-06-23: 2014-12-10; 2011-07-01: 2014-12-12 | 3606 | 13657 | Up-front Payment
SCG-004242 | Commercial Pools | Pool Heating | Gas | Southern California Gas Company | Incentive:Paid | 19880 | 7 |  | 1 | 2840 |  | 2840 |  | 2014-12-10 17:29 | 2014-12-12 | MOHR POWER SOLAR INC | Retrofit | La Quinta | Riverside | 92253 | Host Customer is System Owner | [7 empty] | 850 | 50 |  | Drainback |  |  |  | 1 | 1 |  | Z15 |  |  |  | 10001884 | 17 | 1 | [5 empty] | FALSE |  |  |  | SunEarth - SETR A503 TTR U + VFS 20-400 |  | SunEarth - SETR A503 TTR U + VFS 20-400 | City of La Quinta | FALSE | 7 |  | 2014-12-02 |  | 2014-12-10 | 2014-12-12 | 2016-04-06 | 2016-04-15 | 3107 | 19880 | Up-front Payment
SCG-004244 | Commercial Pools | Pool Heating | Gas | Southern California Gas Company | Incentive:Paid | 46250 | 7 |  | 1 | 7377 |  | 7377 |  | 2014-12-05 11:19 | 2014-12-11 | SUNUP SOLAR SYSTEMS INC | Retrofit | Indio | Indio | 92201 | Host Customer is System Owner | [7 empty] | 2409.75 | 47.25 |  | Drainback |  |  |  | 1 | 1 |  | Z15 |  |  |  | SU412 | 51 | 2 | [5 empty] | FALSE |  |  |  | SunEarth - SETR0603mcU + VFS 10-200 |  | SunEarth - SETR0603mcU + VFS 10-200 | City of Indio | FALSE | 6.27 |  | 2014-12-03 |  | 2014-12-05 | 2014-12-11 | 2015-03-02 | 2015-05-08 | 3448 | 46250 | Up-front Payment
SCG-004245 | Commercial Pools | Pool Heating | Gas | Southern California Gas Company | Incentive:Paid | 17192 | 7 |  | 1 | 2456 |  | 2456 |  | 2014-12-05 11:17 | 2014-12-10 | SUNUP SOLAR SYSTEMS INC | Retrofit | Indio | Indio | 92201 | Host Customer is System Owner | [7 empty] | 785.8 | 39.29 |  | Drainback |  |  |  | 1 | 1 |  | Z15 |  |  |  | SU410 | 20 | 2 | [5 empty] | FALSE |  |  |  | SunEarth - SETR0603mcU + VFS 10-200 |  | SunEarth - SETR0603mcU + VFS 10-200 | City of Indio | FALSE | 7 |  | 2014-12-03 |  | 2014-12-05 | 2014-12-10 | 2015-03-02 | 2015-05-04 | 3448 | 17192 | Up-front Payment
SCG-004246 | Commercial Pools | Pool Heating | Gas | Southern California Gas Company | Incentive:Paid | 8064 | 5 |  | 1 | 1792 |  | 1613 |  | 2014-12-11 12:02 | 2015-02-03 | SOLARPONICS INC | Retrofit | Solvang | Santa Barbara | 93463 | Host Customer is System Owner | [7 empty] | 682.24 | 42.64 |  | Drainback |  |  |  | 0.9 | 1 |  | Z05 |  |  |  | 10001781 | 16 | 1 | [5 empty] | FALSE |  |  |  | Badger - Badger 380 |  | Badger - Badger 380 | City of Solvang | FALSE | 8.31 |  | 2014-12-03 |  | 2014-12-11 | 2015-02-03 | 2015-06-08 | 2015-06-19 | 3410 | 14886 | Up-front Payment
SCG-004247 | Commercial Pools | Pool Heating | Gas | Southern California Gas Company | Incentive:Canceled | 7532 | 7 |  | 1 | 1076 |  | 1076 |  | 2014-12-04 14:47 | 2014-12-12 | SUNTREK INDUSTRIES INC | Retrofit | Palm Desert | Riverside | 92260 | Host Customer is System Owner | [7 empty] | 461.3 | 65.9 |  | Drainback |  |  |  | 1 | 1 |  | Z15 |  |  |  | 2007048A | 7 | 1 | [5 empty] | FALSE | [7 empty] | FALSE | 8.04 |  | 2011-06-01: 2014-12-03; 2011-06-23: 2014-12-04; 2011-07-01: 2014-12-12 | 3607 | 8656 | Up-front Payment
SCG-004248 | Commercial Pools | Pool Heating | Gas | Southern California Gas Company | Incentive:Canceled | 7301 | 7 |  | 1 | 1043 |  | 1043 |  | 2014-12-04 14:47 | 2014-12-12 | SUNTREK INDUSTRIES INC | Retrofit | Palm Desert | Riverside | 92260 | Host Customer is System Owner | [7 empty] | 461.3 | 65.9 |  | Drainback |  |  |  | 1 | 1 |  | Z15 |  |  |  | 2007048A | 7 | 1 | [5 empty] | FALSE | [7 empty] | FALSE | 8.3 |  | 2011-06-01: 2014-12-03; 2011-06-23: 2014-12-04; 2011-07-01: 2014-12-12 | 3607 | 8656 | Up-front Payment
SCG-004249 | Commercial Pools | Pool Heating | Gas | Southern California Gas Company | Incentive:Canceled | 7455 | 7 |  | 1 | 1065 |  | 1065 |  | 2014-12-04 14:47 | 2014-12-12 | SUNTREK INDUSTRIES INC | Retrofit | Palm Desert | Riverside | 92260 | Host Customer is System Owner | [7 empty] | 461.3 | 65.9 |  | Drainback |  |  |  | 1 | 1 |  | Z15 |  |  |  | 2007048A | 7 | 1 | [5 empty] | FALSE | [7 empty] | FALSE | 8.13 |  | 2011-06-01: 2014-12-03; 2011-06-23: 2014-12-04; 2011-07-01: 2014-12-12 | 3607 | 8656 | Up-front Payment
SCG-004250 | Commercial Pools | Pool Heating | Gas | Southern California Gas Company | Incentive:Canceled | 7497 | 7 |  | 1 | 1071 |  | 1071 |  | 2014-12-04 14:47 | 2014-12-12 | SUNTREK INDUSTRIES INC | Retrofit | Palm Desert | Riverside | 92260 | Host Customer is System Owner | [7 empty] | 461.3 | 65.9 |  | Drainback |  |  |  | 1 | 1 |  | Z15 |  |  |  | 2007048A | 7 | 1 | [5 empty] | FALSE | [7 empty] | FALSE | 8.08 |  | 2011-06-01: 2014-12-03; 2011-06-23: 2014-12-04; 2011-07-01: 2014-12-12 | 3607 | 8656 | Up-front Payment
SCG-004251 | Commercial Pools | Pool Heating | Gas | Southern California Gas Company | Incentive:Canceled | 7322 | 7 |  | 1 | 1046 |  | 1046 |  | 2014-12-04 14:47 | 2014-12-12 | SUNTREK INDUSTRIES INC | Retrofit | Palm Desert | Riverside | 92260 | Host Customer is System Owner | [7 empty] | 461.3 | 65.9 |  | Drainback |  |  |  | 1 | 1 |  | Z15 |  |  |  | 2007048A | 7 | 1 | [5 empty] | FALSE | [7 empty] | FALSE | 8.28 |  | 2011-06-01: 2014-12-03; 2011-06-23: 2014-12-04; 2011-07-01: 2014-12-12 | 3607 | 8656 | Up-front Payment
SCG-004252 | Commercial Pools | Pool Heating | Gas | Southern California Gas Company | Incentive:Canceled | 7371 | 7 |  | 1 | 1053 |  | 1053 |  | 2014-12-04 14:48 | 2014-12-12 | SUNTREK INDUSTRIES INC | Retrofit | Palm Desert | Riverside | 92260 | Host Customer is System Owner | [7 empty] | 461.3 | 65.9 |  | Drainback |  |  |  | 1 | 1 |  | Z15 |  |  |  | 2007048A | 7 | 1 | [5 empty] | FALSE | [7 empty] | FALSE | 8.22 |  | 2011-06-01: 2014-12-03; 2011-06-23: 2014-12-04; 2011-07-01: 2014-12-12 | 3607 | 8656 | Up-front Payment
SCG-004253 | Commercial Pools | Pool Heating | Gas | Southern California Gas Company | Incentive:Paid | 14805 | 7 |  | 1 | 2115 |  | 2115 |  | 2014-12-10 17:08 | 2014-12-12 | MOHR POWER SOLAR INC | Retrofit | La Quinta | Riverside | 92253 | Host Customer is System Owner | [7 empty] | 525 | 37.5 |  | Drainback |  |  |  | 1 | 1 |  | Z15 |  |  |  | 10001884 | 14 | 1 | [5 empty] | FALSE |  |  |  | SunEarth - SETR A503 TTR U + VFS 20-400 |  | SunEarth - SETR A503 TTR U + VFS 20-400 | City of La Quinta | FALSE | 7 |  | 2014-12-03 |  | 2014-12-10 | 2014-12-12 | 2016-12-05 | 2016-12-09 | 2868 | 14805 | Up-front Payment
SCG-004254 | Commercial Pools | Pool Heating | Gas | Southern California Gas Company | Incentive:Paid | 13874 | 7 |  | 1 | 1982 |  | 1982 |  | 2014-12-10 17:07 | 2014-12-12 | MOHR POWER SOLAR INC | Retrofit | La Quinta | Riverside | 92253 | Host Customer is System Owner | [7 empty] | 500 | 50 |  | Drainback |  |  |  | 1 | 1 |  | Z15 |  |  |  | 10001884 | 10 | 1 | [5 empty] | FALSE |  |  |  | SunEarth - SETR A503 TTR U + VFS 20-400 |  | SunEarth - SETR A503 TTR U + VFS 20-400 | City of La Quinta | FALSE | 7 |  | 2014-12-03 |  | 2014-12-10 | 2014-12-12 | 2016-12-05 | 2016-12-09 | 2868 | 13874 | Up-front Payment
SCG-004255 | Commercial Pools | Pool Heating | Gas | Southern California Gas Company | Incentive:Canceled | 17346 | 7 |  | 1 | 2478 |  | 2478 |  | 2014-12-10 17:25 | 2014-12-12 | MOHR POWER SOLAR INC | Retrofit | La Quinta | Riverside | 92253 | Host Customer is System Owner | [7 empty] | 672 | 42 |  | Drainback |  |  |  | 1 | 1 |  | Z15 |  |  |  | 10001884 | 16 | 1 | [5 empty] | FALSE | [7 empty] | FALSE | 7 |  | 2011-06-01: 2014-12-03; 2011-06-23: 2014-12-10; 2011-07-01: 2014-12-12 | 3606 | 17346 | Up-front Payment
SCG-004256 | Commercial Pools | Pool Heating | Gas | Southern California Gas Company | Incentive:Canceled | 15442 | 7 |  | 1 | 2206 |  | 2206 |  | 2014-12-10 17:23 | 2014-12-12 | MOHR POWER SOLAR INC | Retrofit | La Quinta | Riverside | 92253 | Host Customer is System Owner | [7 empty] | 560 | 46.667 |  | Drainback |  |  |  | 1 | 1 |  | Z15 |  |  |  | 10001884 | 12 | 1 | [5 empty] | FALSE | [7 empty] | FALSE | 7.23 |  | 2011-06-01: 2014-12-03; 2011-06-23: 2014-12-10; 2011-07-01: 2014-12-12 | 3606 | 15946 | Up-front Payment
SCG-004257 | Commercial Pools | Pool Heating | Gas | Southern California Gas Company | Incentive:Paid | 14518 | 7 |  | 1 | 2074 |  | 2074 |  | 2014-12-07 05:47 | 2014-12-11 | ENERGY SERVICES | Retrofit | palm desert | Riverside | 92260 | Host Customer is System Owner | [7 empty] | 708.75 | 47.25 |  | Drainback |  |  |  | 1 | 1 |  | Z15 |  |  |  | 10204-12 | 15 | 1 | [5 empty] | FALSE |  |  |  | SunEarth - SETR0603mcU + VFS 20-400 |  | SunEarth - SETR0603mcU + VFS 20-400 | palm desert | FALSE | 7.05 |  | 2014-12-04 |  | 2014-12-07 | 2014-12-11 | 2015-05-26 | 2015-06-19 | 3410 | 14618 | Up-front Payment
SCG-004258 | Commercial Pools | Pool Heating | Gas | Southern California Gas Company | Incentive:Paid | 10017 | 7 |  | 1 | 1431 |  | 1431 |  | 2014-12-12 15:37 | 2014-12-12 | ENERGY SERVICES | New Construction | rancho mirage | Riverside | 92270 | Host Customer is System Owner | [7 empty] | 432.19 | 39.29 |  | Drainback |  |  |  | 1 | 1 |  | Z15 |  |  |  | 10204-10 | 11 | 1 | [5 empty] | FALSE | [6 empty] | rancho mirage | FALSE | 7.08 |  | 2014-12-12 |  | 2014-12-12 | 2014-12-12 | 2015-03-23 | 2015-04-20 | 3457 | 10130 | Up-front Payment
SCG-004259 | Commercial Pools | Pool Heating | Gas | Southern California Gas Company | Reservation:Canceled | 9940 | 5 |  | 1 | 1988 |  | 1988 |  | 2014-12-11 18:30 |  | ENERGY SERVICES | Retrofit | indian wells | Riverside | 92210 | Host Customer is System Owner | [7 empty] | 567 | 47.25 |  | Drainback |  |  |  | 1 | 1 |  | Z15 |  |  |  | 10204-12 | 12 | 1 | [5 empty] | FALSE | [5 empty] | SunEarth - SETR0603mcU + VFS 10-200 |  | FALSE | 6.55 |  | 2011-06-01: 2014-12-11; 2011-06-21: 2015-02-02 | 3555 | 13022 | Up-front Payment
SCG-004261 | Commercial Pools | Pool Heating | Gas | Southern California Gas Company | Incentive:Canceled | 6180 | 5 |  | 1 | 1236 |  | 1236 |  | 2014-12-15 20:27 | 2014-12-24 | CALIFORNIA SOLAR THERMAL INC | Retrofit | Fountain Valley | Orange | 91901 | Host Customer is System Owner | [7 empty] | 676.2 | 48.3 |  | Drainback |  |  |  | 1 | 1 |  | Z06 |  |  |  | 10001888 | 14 | 1 | [5 empty] | FALSE | [7 empty] | FALSE | 5 |  | 2011-06-01: 2014-12-15; 2011-06-23: 2014-12-15; 2011-07-01: 2014-12-24 | 3595 | 6180 | Up-front Payment
SCG-004262 | Commercial Pools | Pool Heating | Gas | Southern California Gas Company | Incentive:Paid | 15190 | 7 |  | 1 | 2170 |  | 2170 |  | 2014-12-10 11:06 | 2014-12-12 | CALIFORNIA SOLAR THERMAL INC | Retrofit | La Quinta | Riverside | 92253 | Host Customer is System Owner | [7 empty] | 700.8 | 29.2 |  | Drainback |  |  |  | 1 | 1 |  | Z15 |  |  |  | 10001888 | 24 | 1 | [5 empty] | FALSE |  |  |  | SunEarth - SETR A503 TTR U + VFS 20-400 |  | SunEarth - SETR A503 TTR U + VFS 20-400 | County of Riverside | FALSE | 7.24 |  | 2014-12-04 |  | 2014-12-10 | 2014-12-12 | 2015-04-01 | 2015-06-08 | 3392 | 15708 | Up-front Payment
SCG-004263 | Commercial Pools | Pool Heating | Gas | Southern California Gas Company | Incentive:Canceled | 15687 | 7 |  | 1 | 2241 |  | 2241 |  | 2014-12-10 11:07 | 2014-12-12 | CALIFORNIA SOLAR THERMAL INC | Retrofit | La Palma | Orange | 90623 | Host Customer is System Owner | [7 empty] | 1051.2 | 29.2 |  | Drainback |  |  |  | 1 | 1 |  | Z08 |  |  |  | 10001888 | 36 | 1 | [5 empty] | FALSE | [7 empty] | FALSE | 7 |  | 2011-06-01: 2014-12-04; 2011-06-23: 2014-12-10; 2011-07-01: 2014-12-12 | 3606 | 15687 | Up-front Payment
SCG-004264 | Commercial Pools | Pool Heating | Gas | Southern California Gas Company | Incentive:Paid | 12887 | 7 |  | 1 | 1841 |  | 1841 |  | 2014-12-08 14:06 | 2014-12-11 | CALIFORNIA SOLAR THERMAL INC | Retrofit | Diamond Bar | Los Angeles | 91765 | Host Customer is System Owner | [7 empty] | 772.8 | 48.3 |  | Drainback |  |  |  | 1 | 1 |  | Z09 |  |  |  | 10001888 | 16 | 1 | [5 empty] | FALSE |  |  |  | SunEarth - SETR A503 TTR U + VFS 20-400 |  | SunEarth - SETR A503 TTR U + VFS 20-400 | Los Angeles County | FALSE | 7.21 |  | 2014-12-06 |  | 2014-12-08 | 2014-12-11 | 2015-10-30 | 2015-11-04 | 3273 | 13265 | Up-front Payment
SCG-004265 | Commercial Pools | Pool Heating | Gas | Southern California Gas Company | Incentive:Paid | 8722 | 7 |  | 1 | 1301 |  | 1301 |  | 2014-12-08 14:05 | 2014-12-11 | CALIFORNIA SOLAR THERMAL INC | Retrofit | Hawthorne | Los Angeles | 90250 | Host Customer is System Owner | [7 empty] | 579.6 | 48.3 |  | Drainback |  |  |  | 1 | 1 |  | Z08 |  |  |  | 10001888 | 12 | 1 | [5 empty] | FALSE |  |  |  | SunEarth - SETR A503 TTR U + VFS 20-400 |  | SunEarth - SETR A503 TTR U + VFS 20-400 | Los Angeles County | FALSE | 6.7 |  | 2014-12-06 |  | 2014-12-08 | 2014-12-11 | 2016-03-21 | 2016-03-23 | 3137 | 8722 | Up-front Payment
SCG-004266 | Commercial Pools | Pool Heating | Gas | Southern California Gas Company | Incentive:Paid | 9225 | 7 |  | 1 | 1318 |  | 1318 |  | 2014-12-08 14:07 | 2014-12-11 | CALIFORNIA SOLAR THERMAL INC | Retrofit | Orange | Orange | 92868 | Host Customer is System Owner | [7 empty] | 579.6 | 48.3 |  | Drainback |  |  |  | 1 | 1 |  | Z08 |  |  |  | 10001888 | 12 | 1 | [5 empty] | FALSE |  |  |  | SunEarth - SETR A503 TTR U + VFS 20-400 |  | SunEarth - SETR A503 TTR U + VFS 20-400 | County of Orange | FALSE | 7 |  | 2014-12-06 |  | 2014-12-08 | 2014-12-11 | 2016-09-08 | 2016-10-07 | 2920 | 9225 | Up-front Payment
SCG-004267 | Commercial Pools | Pool Heating | Gas | Southern California Gas Company | Incentive:Paid | 11767 | 7 |  | 1 | 1681 |  | 1681 |  | 2014-12-08 14:02 | 2014-12-11 | CALIFORNIA SOLAR THERMAL INC | Retrofit | Anaheim | Orange | 92806 | Host Customer is System Owner | [7 empty] | 772.8 | 48.3 |  | Drainback |  |  |  | 1 | 1 |  | Z08 |  |  |  | 10001888 | 16 | 1 | [5 empty] | FALSE |  |  |  | SunEarth - SETR A503 TTR U + VFS 20-400 |  | SunEarth - SETR A503 TTR U + VFS 20-400 | County of Orange | FALSE | 7.32 |  | 2014-12-05 |  | 2014-12-08 | 2014-12-11 | 2016-01-25 | 2016-02-01 | 3190 | 12313 | Up-front Payment
SCG-004268 | Commercial Pools | Pool Heating | Gas | Southern California Gas Company | Incentive:Paid | 15771 | 7 |  | 1 | 2253 |  | 2253 |  | 2014-12-08 14:02 | 2014-12-11 | CALIFORNIA SOLAR THERMAL INC | Retrofit | Mission Viejo | Orange | 92692 | Host Customer is System Owner | [7 empty] | 966 | 48.3 |  | Drainback |  |  |  | 1 | 1 |  | Z08 |  |  |  | 10001888 | 20 | 1 | [5 empty] | FALSE |  |  |  | SunEarth - SETR A503 TTR U + VFS 20-400 |  | SunEarth - SETR A503 TTR U + VFS 20-400 | County of Orange | FALSE | 7.04 |  | 2014-12-06 |  | 2014-12-08 | 2014-12-11 | 2015-12-10 | 2015-12-18 | 3233 | 15867 | Up-front Payment
SCG-004269 | Commercial Pools | Pool Heating | Gas | Southern California Gas Company | Incentive:Canceled | 13440 | 7 |  | 1 | 1920 |  | 1920 |  | 2014-12-08 13:59 | 2014-12-11 | CALIFORNIA SOLAR THERMAL INC | Retrofit | Laguna Woods | Orange | 92637 | Host Customer is System Owner | [7 empty] | 851.4 | 42.57 |  | Drainback |  |  |  | 1 | 1 |  | Z08 |  |  |  | 10001888 | 20 | 1 | [5 empty] | FALSE |  |  |  | SunEarth - SETR A503 TTR U + VFS 20-400 |  | SunEarth - SETR A503 TTR U + VFS 20-400 | County of Orange | FALSE | 7 |  | 2014-12-06 |  | 2014-12-08 | 2014-12-11 | 2016-09-08 |  | 2970 | 13440 | Up-front Payment
SCG-004270 | Commercial Pools | Pool Heating | Gas | Southern California Gas Company | Incentive:Paid | 12628 | 7 |  | 1 | 1851 |  | 1851 |  | 2014-12-08 14:05 | 2014-12-11 | CALIFORNIA SOLAR THERMAL INC | Retrofit | Yorba Linda | Orange | 92887 | Host Customer is System Owner | [7 empty] | 772.8 | 48.3 |  | Drainback |  |  |  | 1 | 1 |  | Z08 |  |  |  | 10001888 | 16 | 1 | [5 empty] | FALSE |  |  |  | SunEarth - SETR A503 TTR U + VFS 20-400 |  | SunEarth - SETR A503 TTR U + VFS 20-400 | County of Orange | FALSE | 6.82 |  | 2014-12-06 |  | 2014-12-08 | 2014-12-11 | 2016-01-25 | 2016-02-01 | 3188 | 12628 | Up-front Payment
SCG-004271 | Commercial Pools | Pool Heating | Gas | Southern California Gas Company | Incentive:Paid | 10512 | 7 |  | 1 | 1633 |  | 1633 |  | 2014-12-08 14:01 | 2014-12-11 | CALIFORNIA SOLAR THERMAL INC | Retrofit | Moreno Valley | Riverside | 92553 | Host Customer is System Owner | [7 empty] | 651.2 | 40.7 |  | Drainback |  |  |  | 1 | 1 |  | Z10 |  |  |  | 10001888 | 16 | 1 | [5 empty] | FALSE |  |  |  | SunEarth - SETR A503 TTR U + VFS 20-400 |  | SunEarth - SETR A503 TTR U + VFS 20-400 | San Bernardino County | FALSE | 6.44 |  | 2014-12-06 |  | 2014-12-08 | 2014-12-11 | 2015-10-12 | 2015-10-22 | 3288 | 10512 | Up-front Payment
SCG-004272 | Commercial Pools | Pool Heating | Gas | Southern California Gas Company | Incentive:Paid | 12768 | 7 |  | 1 | 1824 |  | 1824 |  | 2014-12-08 14:03 | 2014-12-11 | CALIFORNIA SOLAR THERMAL INC | Retrofit | Chino Hills | San Bernardino | 91709 | Host Customer is System Owner | [7 empty] | 772.8 | 48.3 |  | Drainback |  |  |  | 1 | 1 |  | Z10 |  |  |  | 10001888 | 16 | 1 | [5 empty] | FALSE |  |  |  | SunEarth - SETR A503 TTR U + VFS 20-400 |  | SunEarth - SETR A503 TTR U + VFS 20-400 | San Bernardino County | FALSE | 7.54 |  | 2014-12-06 |  | 2014-12-08 | 2014-12-11 | 2015-10-07 | 2015-10-22 | 3288 | 13748 | Up-front Payment
PGE-004273 | Commercial Pools | Pool Heating | Gas | Pacific Gas and Electric | Incentive:Paid | 71743 | 7 |  | 1 | 10566 |  | 10249 |  | 2014-12-10 15:40 | 2014-12-12 | AZTEC SOLAR INC | Retrofit | YUBA CITY | Yuba | 95692 | Host Customer is System Owner | [7 empty] | 4026.9 | 43.3 |  | Drainback |  |  |  | 0.97 | 1 |  | Z11 |  |  |  | 10001888 | 93 | 2 | [5 empty] | FALSE |  |  |  | Badger 3050 |  | Badger 3050 | City of Yuba City | FALSE | 12.7 |  | 2014-12-10 | 2014-12-12 | 2014-12-10 | 2014-12-12 | 2015-04-15 | 2015-05-12 | 3421 | 134213 | Up-front Payment
SCG-004274 | Commercial Pools | Pool Heating | Gas | Southern California Gas Company | Incentive:Paid | 16002 | 7 |  | 1 | 2300 |  | 2300 |  | 2014-12-08 14:58 | 2014-12-12 | SUNUP SOLAR SYSTEMS INC | Retrofit | La Quinta | La Quinta | 92253 | Host Customer is System Owner | [7 empty] | 708.75 | 47.25 |  | Drainback |  |  |  | 1 | 1 |  | Z15 |  |  |  | SU412 | 15 | 2 | [5 empty] | FALSE |  |  |  | SunEarth - SETR0603mcU + VFS 10-200 |  | SunEarth - SETR0603mcU + VFS 10-200 | City of La Quinta | FALSE | 6.96 |  | 2014-12-04 |  | 2014-12-08 | 2014-12-12 | 2015-01-21 | 2015-02-02 | 3538 | 16002 | Up-front Payment
SCG-004275 | Single Family Residential | Domestic Hot Water | Gas | Southern California Gas Company | Incentive:Paid | 3433 | 29.85 |  | 1 | 115 |  | 115 |  | 2014-12-12 09:54 | 2015-01-26 | ENERGYPROS INC | Retrofit | Los Angeles | Los Angeles | 91307 | Host Customer is System Owner | 4 |  | 2012012D | KIOTO Clear Energy AG | SOLPAL (formerly Solcrafte) | SOLPAL L-GT | Direct Integral Collector Storage (DI) | 26.11 |  | Solpal L |  |  | Solar Storage with Tankless Auxiliary Water Heater | 52 | 1 | 1 | 55 | Z09 | [18 empty] | LADBS | FALSE | 91.3 |  | 2011-06-01: 2014-12-04; 2011-08-03: 2014-12-12; 2011-09-20: 2015-01-26 | 3411 | 10500 | Up-front Payment
SCG-004276 | Commercial Pools | Pool Heating | Gas | Southern California Gas Company | Incentive:Paid | 11457 | 7 |  | 1 | 1780 |  | 1780 |  | 2014-12-08 14:06 | 2014-12-11 | CALIFORNIA SOLAR THERMAL INC | Retrofit | Corona | Riverside | 92882 | Host Customer is System Owner | [7 empty] | 772.8 | 48.3 |  | Drainback |  |  |  | 1 | 1 |  | Z10 |  |  |  | 10001888 | 16 | 1 | [5 empty] | FALSE |  |  |  | SunEarth - SETR A503 TTR U + VFS 20-400 |  | SunEarth - SETR A503 TTR U + VFS 20-400 | San Bernardino County | FALSE | 6.44 |  | 2014-12-06 |  | 2014-12-08 | 2014-12-11 | 2015-10-30 | 2015-11-10 | 3273 | 11457 | Up-front Payment
SCG-004277 | Commercial Pools | Pool Heating | Gas | Southern California Gas Company | Incentive:Paid | 11746 | 7 |  | 1 | 1678 |  | 1678 |  | 2014-12-08 14:03 | 2014-12-11 | CALIFORNIA SOLAR THERMAL INC | Retrofit | Corona | Riverside | 92879 | Host Customer is System Owner | [7 empty] | 772.8 | 48.3 |  | Drainback |  |  |  | 1 | 1 |  | Z10 |  |  |  | 10001888 | 16 | 1 | [5 empty] | FALSE |  |  |  | SunEarth - SETR A503 TTR U + VFS 20-400 |  | SunEarth - SETR A503 TTR U + VFS 20-400 | San Bernardino County | FALSE | 7.11 |  | 2014-12-06 |  | 2014-12-08 | 2014-12-11 | 2015-10-30 | 2015-11-04 | 3273 | 11932 | Up-front Payment
SCG-004278 | Commercial Pools | Pool Heating | Gas | Southern California Gas Company | Incentive:Paid | 16051 | 7 |  | 1 | 2293 |  | 2293 |  | 2014-12-08 14:01 | 2014-12-11 | CALIFORNIA SOLAR THERMAL INC | Retrofit | Ontario | San Bernardino | 91764 | Host Customer is System Owner | [7 empty] | 966 | 48.3 |  | Drainback |  |  |  | 1 | 1 |  | Z10 |  |  |  | 10001888 | 20 | 1 | [5 empty] | FALSE |  |  |  | SunEarth - SETR A503 TTR U + VFS 20-400 |  | SunEarth - SETR A503 TTR U + VFS 20-400 | County of San Bernardino | FALSE | 7.49 |  | 2014-12-06 |  | 2014-12-08 | 2014-12-11 | 2015-09-23 | 2015-09-28 | 3314 | 17185 | Up-front Payment
SCG-004279 | Commercial Pools | Pool Heating | Gas | Southern California Gas Company | Incentive:Paid | 17696 | 7 |  | 1 | 2528 |  | 2528 |  | 2014-12-08 14:00 | 2014-12-11 | CALIFORNIA SOLAR THERMAL INC | Retrofit | Ontario | San Bernardino | 91761 | Host Customer is System Owner | [7 empty] | 1062.6 | 48.3 |  | Drainback |  |  |  | 1 | 1 |  | Z10 |  |  |  | 10001888 | 22 | 1 | [5 empty] | FALSE |  |  |  | SunEarth - SETR A503 TTR U + VFS 20-400 |  | SunEarth - SETR A503 TTR U + VFS 20-400 | San Bernardino County | FALSE | 7.84 |  | 2014-12-06 |  | 2014-12-08 | 2014-12-11 | 2015-09-28 | 2015-10-22 | 3288 | 19807 | Up-front Payment
SCG-004280 | Commercial Pools | Pool Heating | Gas | Southern California Gas Company | Incentive:Paid | 12894 | 7 |  | 1 | 1842 |  | 1842 |  | 2014-12-08 14:07 | 2014-12-11 | CALIFORNIA SOLAR THERMAL INC | Retrofit | Ontario | San Bernardino | 91764 | Host Customer is System Owner | [7 empty] | 772.8 | 48.3 |  | Drainback |  |  |  | 1 | 1 |  | Z10 |  |  |  | 10001888 | 16 | 1 | [5 empty] | FALSE |  |  |  | SunEarth - SETR A503 TTR U + VFS 20-400 |  | SunEarth - SETR A503 TTR U + VFS 20-400 | County of San Bernardino | FALSE | 7.27 |  | 2014-12-06 |  | 2014-12-08 | 2014-12-11 | 2015-09-23 | 2015-09-28 | 3313 | 13391 | Up-front Payment
SCG-004281 | Commercial Pools | Pool Heating | Gas | Southern California Gas Company | Incentive:Paid | 13538 | 7 |  | 1 | 1934 |  | 1934 |  | 2014-12-08 14:04 | 2014-12-11 | CALIFORNIA SOLAR THERMAL INC | Retrofit | Redlands | San Bernardino | 92347 | Host Customer is System Owner | [7 empty] | 627.9 | 48.3 |  | Drainback |  |  |  | 1 | 1 |  | Z10 |  |  |  | 10001888 | 13 | 1 | [5 empty] | FALSE |  |  |  | SunEarth - SETR A503 TTR U + VFS 20-400 |  | SunEarth - SETR A503 TTR U + VFS 20-400 | San Bernardino County | FALSE | 7.99 |  | 2014-12-06 |  | 2014-12-08 | 2014-12-11 | 2015-11-17 | 2015-12-02 | 3232 | 15456 | Up-front Payment
SCG-004283 | Commercial Pools | Pool Heating | Gas | Southern California Gas Company | Incentive:Canceled | 7920 | 5 |  | 1 | 1584 |  | 1584 |  | 2014-12-15 20:17 | 2015-01-02 | CALIFORNIA SOLAR THERMAL INC | Retrofit | Costa Mesa | Orange | 92626 | Host Customer is System Owner | [7 empty] | 772.8 | 48.3 |  | Drainback |  |  |  | 1 | 1 |  | Z06 |  |  |  | 10001888 | 16 | 1 | [5 empty] | FALSE | [7 empty] | FALSE | 5 |  | 2011-06-01: 2014-12-15; 2011-06-23: 2014-12-15; 2011-07-01: 2015-01-02 | 3585 | 7920 | Up-front Payment
SCG-004284 | Commercial Pools | Pool Heating | Gas | Southern California Gas Company | Incentive:Canceled | 7680 | 5 |  | 1 | 1536 |  | 1536 |  | 2014-12-15 20:24 | 2015-01-02 | CALIFORNIA SOLAR THERMAL INC | Retrofit | Seal Beach | Orange | 90740 | Host Customer is System Owner | [7 empty] | 772.8 | 48.3 |  | Drainback |  |  |  | 1 | 1 |  | Z06 |  |  |  | 10001888 | 16 | 1 | [5 empty] | FALSE | [7 empty] | FALSE | 5 |  | 2011-06-01: 2014-12-15; 2011-06-23: 2014-12-15; 2011-07-01: 2015-01-02 | 3585 | 7680 | Up-front Payment
SCG-004285 | Commercial Pools | Pool Heating | Gas | Southern California Gas Company | Incentive:Paid | 24255 | 7 |  | 1 | 3465 |  | 3465 |  | 2014-12-05 15:55 | 2014-12-11 | CALIFORNIA SOLAR THERMAL INC | Retrofit | Murrieta | Riverside | 92563 | Host Customer is System Owner | [7 empty] | 1449 | 48.3 |  | Drainback |  |  |  | 1 | 1 |  | Z10 |  |  |  | 10001888 | 30 | 1 | [5 empty] | FALSE |  |  |  | SunEarth - SETR A503 TTR U + VFS 20-400 |  | SunEarth - SETR A503 TTR U + VFS 20-400 | Riverside County | FALSE | 7 |  | 2014-12-04 | 2017-01-13 | 2014-12-05 | 2014-12-11 | 2016-09-08 | 2017-02-10 | 2812 | 24255 | Up-front Payment
SCG-004286 | Single Family Residential | Domestic Hot Water | Gas | Southern California Gas Company | Incentive:Paid | 3433 | 29.85 |  | 1 | 115 |  | 115 |  | 2014-12-17 19:30 | 2015-01-07 | ENERGYPROS INC | Retrofit | Los Angeles | Los Angeles | 90027 | Host Customer is System Owner | 4 |  | 2012012D | KIOTO Clear Energy AG | SOLPAL (formerly Solcrafte) | SOLPAL L-GT | Direct Integral Collector Storage (DI) | 26.11 |  | Solpal L |  |  | Solar Storage with Tankless Auxiliary Water Heater | 52 | 1 | 1 | 55 | Z09 | [18 empty] | LADBS | FALSE | 104.35 |  | 2011-06-01: 2014-12-04; 2011-08-03: 2014-12-17; 2011-09-20: 2015-01-07 | 3411 | 12000 | Up-front Payment
PGE-004287 | Low Income Multifamily Residential | Domestic Hot Water | Gas | Pacific Gas and Electric | Incentive:Paid | 21654 | 24.89 |  | 1 | 870 |  | 870 |  | 2014-12-09 16:27 | 2014-12-17 | SOLARIX SYSTEMS | Retrofit | SUNNYVALE | Santa Clara | 94087 | Host Customer is System Owner | [7 empty] | 336.96 | 42.12 |  | Glycol | Pressure Stagnation Protection (PSP) | Solar Storage and Auxiliary Tanks are separate |  | 1 | 1 | 504 | Z04 | 12 | Units | Apartments/Condos | 10001912 | 8 | 1 | 462 | 1 | 100 | 1 | 199999 | TRUE | 130 | 120 |  |  |  |  | City of Sunnyvale | FALSE | 47.13 |  | 2014-12-04 |  | 2014-12-09 | 2014-12-17 | 2014-12-25 | 2014-12-31 | 3424 | 41000 | Up-front Payment
PGE-004288 | Low Income Multifamily Residential | Domestic Hot Water | Gas | Pacific Gas and Electric | Incentive:Paid | 20659 | 24.89 |  | 1 | 830 |  | 830 |  | 2014-12-09 16:29 | 2014-12-17 | SOLARIX SYSTEMS | Retrofit | SUNNYVALE | Santa Clara | 94087 | Host Customer is System Owner | [7 empty] | 336.96 | 42.12 |  | Glycol | Pressure Stagnation Protection (PSP) | Solar Storage and Auxiliary Tanks are separate |  | 1 | 1 | 504 | Z04 | 12 | Units | Apartments/Condos | 10001912 | 8 | 1 | 534 | 1 | 100 | 1 | 199999 | TRUE | 130 | 120 |  |  |  |  | City of Sunnyvale | FALSE | 49.4 |  | 2014-12-04 |  | 2014-12-09 | 2014-12-17 | 2014-12-25 | 2014-12-31 | 3424 | 41000 | Up-front Payment
SCG-004289 | Commercial Pools | Pool Heating | Gas | Southern California Gas Company | Incentive:Canceled | 4595 | 5 |  | 1 | 919 |  | 919 |  | 2014-12-15 20:43 | 2014-12-24 | CALIFORNIA SOLAR THERMAL INC | Retrofit | Redondo Beach | Los Angeles | 90277 | Host Customer is System Owner | [7 empty] | 560.16 | 31.12 |  | Drainback |  |  |  | 1 | 1 |  | Z06 |  |  |  | 10001888 | 18 | 1 | [5 empty] | FALSE | [7 empty] | FALSE | 11.57 |  | 2011-06-01: 2014-12-04; 2011-06-23: 2014-12-15; 2011-07-01: 2014-12-24 | 3595 | 10637 | Up-front Payment
PGE-004290 | Single Family Residential | Domestic Hot Water | Gas | Pacific Gas and Electric | Incentive:Paid | 1910 | 29.85 |  | 1 | 107 |  | 103 |  | 2014-12-31 17:51 | 2015-01-05 | COMMUNITY RESOURCE PROJECT INC | Retrofit | RANCHO CORDOVA | Sacramento | 95670 | Host Customer is System Owner | 4 |  | 2010068D | Fafco, Inc. | 500 SERIES | 500-96SF-50G-50S | Indirect Forced Circulation (IF) | 97.56 |  | 2x8, 2x12 | Glycol | Unglazed Collectors | Solar Storage and Auxiliary Tanks are separate | 50 | 0.96 | 1 | 55 | Z12 | [18 empty] | City of Rancho Cordova | FALSE | 20.76 |  | 2011-06-01: 2014-12-05; 2011-08-03: 2014-12-31; 2011-09-20: 2015-01-05 | 3413 | 2220.96 | Up-front Payment
PGE-004292 | Single Family Residential | Domestic Hot Water | Gas | Pacific Gas and Electric | Incentive:Paid | 1484 | 29.85 |  | 1 | 101 |  | 80 |  | 2014-12-31 17:00 | 2015-01-05 | COMMUNITY RESOURCE PROJECT INC | Retrofit | YUBA CITY | Yuba | 95991 | Host Customer is System Owner | 6 |  | 2010068D | Fafco, Inc. | 500 SERIES | 500-96SF-50G-50S | Indirect Forced Circulation (IF) | 97.56 |  | 2x8, 2x12 | Glycol | Unglazed Collectors | Solar Storage and Auxiliary Tanks are separate | 50 | 0.93 | 0.85 | 75 | Z11 | [18 empty] | Sutter County | FALSE | 22.79 |  | 2011-06-01: 2014-12-05; 2011-08-03: 2014-12-31; 2011-09-20: 2015-01-05 | 3565 | 2301.95 | Up-front Payment
SCG-004293 | Commercial Pools | Pool Heating | Gas | Southern California Gas Company | Incentive:Paid | 23616 | 7 |  | 1 | 3374 |  | 3374 |  | 2014-12-08 14:13 | 2014-12-11 | CALIFORNIA SOLAR THERMAL INC | Retrofit | La Quinta | Riverside | 92253 | Host Customer is System Owner | [7 empty] | 966 | 48.3 |  | Drainback |  |  |  | 1 | 1 |  | Z15 |  |  |  | 10001888 | 20 | 1 | [5 empty] | FALSE |  |  |  | SunEarth - SETR A503 TTR U + VFS 20-400 |  | SunEarth - SETR A503 TTR U + VFS 20-400 | County of Riverside | FALSE | 7 |  | 2014-12-05 |  | 2014-12-08 | 2014-12-11 | 2015-04-01 | 2015-04-20 | 3462 | 23616 | Up-front Payment
SCG-004294 | Single Family Residential | Domestic Hot Water | Gas | Southern California Gas Company | Incentive:Paid | 2772 | 29.85 |  | 1 | 115 |  | 93 |  | 2014-12-17 15:54 | 2015-04-01 | ENERGYPROS INC | Retrofit | Los Angeles | Los Angeles | 90064 | Host Customer is System Owner | 4 |  | 2012012D | KIOTO Clear Energy AG | SOLPAL (formerly Solcrafte) | SOLPAL L-GT | Direct Integral Collector Storage (DI) | 26.11 |  | Solpal L |  |  | Solar Storage with Tankless Auxiliary Water Heater | 52 | 0.85 | 0.95 | 55 | Z09 | [18 empty] | LADBS | FALSE | 91.3 |  | 2011-06-01: 2014-12-05; 2011-08-03: 2014-12-17; 2011-09-20: 2015-04-01 | 3411 | 10500 | Up-front Payment
SCG-004295 | Commercial Pools | Pool Heating | Gas | Southern California Gas Company | Incentive:Canceled | 13116 | 7 |  | 1 | 1874 |  | 1874 |  | 2014-12-08 14:16 | 2014-12-11 | CALIFORNIA SOLAR THERMAL INC | Retrofit | Ontario | San Bernardino | 91762 | Host Customer is System Owner | [7 empty] | 869.4 | 48.3 |  | Drainback |  |  |  | 1 | 1 |  | Z10 |  |  |  | 10001888 | 18 | 1 | [5 empty] | FALSE | [7 empty] | FALSE | 7 |  | 2011-06-01: 2014-12-05; 2011-06-23: 2014-12-08; 2011-07-01: 2014-12-11 | 3607 | 13116 | Up-front Payment
SCG-004296 | Single Family Residential | Domestic Hot Water | Gas | Southern California Gas Company | Incentive:Paid | 3063 | 29.85 |  | 1 | 108 |  | 103 |  | 2014-12-17 15:52 | 2015-01-07 | ENERGYPROS INC | Retrofit | Los Angeles | Los Angeles | 90066 | Host Customer is System Owner | 3 |  | 2012012D | KIOTO Clear Energy AG | SOLPAL (formerly Solcrafte) | SOLPAL L-GT | Direct Integral Collector Storage (DI) | 26.11 |  | Solpal L |  |  | Solar Storage with Tankless Auxiliary Water Heater | 52 | 1 | 0.95 | 45 | Z06 | [18 empty] | LADBS | FALSE | 92.59 |  | 2011-06-01: 2014-12-05; 2011-08-03: 2014-12-17; 2011-09-20: 2015-01-07 | 3411 | 10000 | Up-front Payment
PGE-004298 | Single Family Residential | Domestic Hot Water | Gas | Pacific Gas and Electric | Incentive:Paid | 1605 | 29.85 |  | 1 | 89 |  | 86 |  | 2014-12-31 16:59 | 2015-01-05 | COMMUNITY RESOURCE PROJECT INC | Retrofit | MARYSVILLE | Yuba | 95901 | Host Customer is System Owner | 3 |  | 2010068A | Fafco, Inc. | 500 SERIES | 500-48SF-50G-50S | Indirect Forced Circulation (IF) | 48.78 |  | 2x8, 2x12 | Glycol | Unglazed Collectors | Solar Storage and Auxiliary Tanks are separate | 50 | 0.97 | 1 | 45 | Z11 | [18 empty] | City of Marysville | FALSE | 26.02 |  | 2011-06-01: 2014-12-05; 2011-08-03: 2014-12-31; 2011-09-20: 2015-01-05 | 3565 | 2316.06 | Up-front Payment
PGE-004300 | Single Family Residential | Domestic Hot Water | Gas | Pacific Gas and Electric | Incentive:Paid | 1657 | 29.85 |  | 1 | 107 |  | 89 |  | 2014-12-31 17:47 | 2015-01-27 | COMMUNITY RESOURCE PROJECT INC | Retrofit | CITRUS HEIGHTS | Sacramento | 95621 | Host Customer is System Owner | 2 |  | 2010068D | Fafco, Inc. | 500 SERIES | 500-96SF-50G-50S | Indirect Forced Circulation (IF) | 97.56 |  | 2x8, 2x12 | Glycol | Unglazed Collectors | Solar Storage and Auxiliary Tanks are separate | 50 | 0.98 | 0.85 | 35 | Z12 | [18 empty] | City of Citrus Heights | FALSE | 23.85 |  | 2014-12-05 | 2015-01-27 |  |  | 2014-12-31 | 2015-01-27 | 3413 | 2551.78 | Up-front Payment
PGE-004301 | Single Family Residential | Domestic Hot Water | Gas | Pacific Gas and Electric | Incentive:Paid | 1890 | 29.85 |  | 1 | 107 |  | 102 |  | 2014-12-31 17:50 | 2015-01-05 | COMMUNITY RESOURCE PROJECT INC | Retrofit | SACRAMENTO | Sacramento | 95827 | Host Customer is System Owner | 3 |  | 2010068D | Fafco, Inc. | 500 SERIES | 500-96SF-50G-50S | Indirect Forced Circulation (IF) | 97.56 |  | 2x8, 2x12 | Glycol | Unglazed Collectors | Solar Storage and Auxiliary Tanks are separate | 50 | 0.95 | 1 | 45 | Z12 | [18 empty] | Sacramento County | FALSE | 29.83 |  | 2011-06-01: 2014-12-05; 2011-08-03: 2014-12-31; 2011-09-20: 2015-01-05 | 3413 | 3191.97 | Up-front Payment
SCG-004302 | Low Income Single Family Residential | Domestic Hot Water | Gas | Southern California Gas Company | Incentive:Paid | 2458 | 36.9 |  | 1 | 120 |  | 96 |  | 2014-12-16 09:48 | 2015-01-05 | SAUL EVARISTO LEAL | Retrofit | HANFORD | Kings | 93230 | Host Customer is System Owner | 5 |  | 2010068D | Fafco, Inc. | 500 SERIES | 500-96SF-50G-50S | Indirect Forced Circulation (IF) | 97.56 |  | 2x8, 2x12 | Glycol | Advanced Controller with a Vacation or Holiday Mode | Solar Storage and Auxiliary Tanks are separate | 50 | 0.94 | 0.85 | 65 | Z13 | [18 empty] | CITY OF HANFORD | FALSE | 26.75 |  | 2011-06-01: 2014-12-05; 2011-08-03: 2014-12-16; 2011-09-20: 2015-01-05 | 3553 | 3209.57 | Up-front Payment
SDG-004303 | Commercial Pools | Pool Heating | Gas | San Diego Gas and Electric | Incentive:Paid | 7413 | 7 |  | 1 | 1059 |  | 1059 |  | 2014-12-11 15:44 | 2014-12-11 | CALIFORNIA SOLAR THERMAL INC | Retrofit | El Cajon | San Diego | 92020 | Host Customer is System Owner | [7 empty] | 434.7 | 48.3 |  | Drainback |  |  |  | 1 | 1 |  | Z10 |  |  |  | 10001888 | 9 | 1 | [5 empty] | FALSE | [6 empty] | City of El Cajon | FALSE | 7.07 |  | 2014-12-06 |  | 2014-12-11 | 2014-12-11 | 2015-10-12 | 2015-10-26 | 3278 | 7490 | Up-front Payment
SCG-004304 | Commercial Pools | Pool Heating | Gas | Southern California Gas Company | Incentive:Canceled | 9370 | 5 |  | 1 | 1874 |  | 1874 |  | 2014-12-15 20:20 | 2015-01-02 | CALIFORNIA SOLAR THERMAL INC | Retrofit | Costa Mesa | Orange | 92626 | Host Customer is System Owner | [7 empty] | 966 | 48.3 |  | Drainback |  |  |  | 1 | 1 |  | Z06 |  |  |  | 10001888 | 20 | 1 | [5 empty] | FALSE | [7 empty] | FALSE | 5 |  | 2011-06-01: 2014-12-15; 2011-06-23: 2014-12-15; 2011-07-01: 2015-01-02 | 3585 | 9370 | Up-front Payment
SCG-004305 | Low Income Single Family Residential | Domestic Hot Water | Gas | Southern California Gas Company | Incentive:Paid | 3046 | 36.9 |  | 1 | 120 |  | 119 |  | 2014-12-16 11:36 | 2015-01-05 | SAUL EVARISTO LEAL | Retrofit | CORCORAN | Kings | 93212 | Host Customer is System Owner | 4 |  | 2010068D | Fafco, Inc. | 500 SERIES | 500-96SF-50G-50S | Indirect Forced Circulation (IF) | 97.56 |  | 2x8, 2x12 | Glycol | Advanced Controller with a Vacation or Holiday Mode | Solar Storage and Auxiliary Tanks are separate | 50 | 0.99 | 1 | 55 | Z13 | [18 empty] | City of Corcoran | FALSE | 26.56 |  | 2011-06-01: 2014-12-08; 2011-08-03: 2014-12-16; 2011-09-20: 2015-01-05 | 3567 | 3186.77 | Up-front Payment
SDG-004307 | Commercial Pools | Pool Heating | Gas | San Diego Gas and Electric | Incentive:Canceled | 7753 | 5 |  | 1 | 2355 |  | 2355 |  | 2015-01-30 15:05 | 2015-02-23 |  | Retrofit | Poway | Poway | 92064 | Host Customer is System Owner | [7 empty] | 992.25 | 47.25 |  | Drainback |  |  |  | 1 | 1 |  | Z10 |  |  |  | SU412 | 21 | 2 | [5 empty] | FALSE |  |  |  | SunEarth - SETR A503 TTR U + VFS 20-400 |  | SunEarth - SETR A503 TTR U + VFS 20-400 | City of Poway | FALSE | 6.58 |  | 2014-12-08 | 2015-02-06 | 2015-01-30 | 2015-02-23 |  |  | 3533 | 15505 | Up-front Payment
SDG-004308 | Commercial Pools | Pool Heating | Gas | San Diego Gas and Electric | Incentive:Paid | 17297 | 7 |  | 1 | 2783 |  | 2783 |  | 2014-12-11 22:11 | 2014-12-12 | SUNUP SOLAR SYSTEMS INC | Retrofit | San Diego | San Diego | 92128 | Host Customer is System Owner | [7 empty] | 992.25 | 47.25 |  | Drainback |  |  |  | 1 | 1 |  | Z10 |  |  |  | SU412 | 21 | 2 | [5 empty] | FALSE |  |  |  | SunEarth - SETR A503 TTR U + VFS 20-400 |  | SunEarth - SETR A503 TTR U + VFS 20-400 | City of San Diego | FALSE | 6.22 |  | 2014-12-08 |  | 2014-12-11 | 2014-12-12 | 2015-02-18 | 2015-03-31 | 3480 | 17297 | Up-front Payment
SCG-004309 | Single Family Residential | Domestic Hot Water | Gas | Southern California Gas Company | Incentive:Paid | 1928 | 29.85 |  | 1 | 68 |  | 65 |  | 2015-02-17 09:20 | 2015-05-08 | SUNTREK INDUSTRIES INC | Retrofit | Rancho Mirage | Riverside | 92270 | Host Customer is System Owner | 4 |  | 30003825 | SunEarth, Inc. | CopperHeart | CP-40G | Direct Integral Collector Storage (DI) | 24.96 |  | CP-40 |  |  | Solar Storage and Auxiliary Tanks are separate | 40 | 1 | 0.95 | 55 | Z15 | [18 empty] | Rancho Mirage | FALSE | 143.38 |  | 2014-12-08 | 2015-03-06 |  |  | 2015-02-17 | 2015-05-08 | 3448 | 9750 | Up-front Payment
SCG-004310 | Low Income Single Family Residential | Domestic Hot Water | Gas | Southern California Gas Company | Incentive:Paid | 3046 | 36.9 |  | 1 | 120 |  | 119 |  | 2014-12-16 09:46 | 2015-01-05 | SAUL EVARISTO LEAL | Retrofit | hanford | Kings | 93230 | Host Customer is System Owner | 3 |  | 2010068D | Fafco, Inc. | 500 SERIES | 500-96SF-50G-50S | Indirect Forced Circulation (IF) | 97.56 |  | 2x8, 2x12 | Glycol | Advanced Controller with a Vacation or Holiday Mode | Solar Storage and Auxiliary Tanks are separate | 50 | 0.99 | 1 | 45 | Z13 | [18 empty] | CITY OF HANFORD | FALSE | 28.42 |  | 2011-06-01: 2014-12-08; 2011-08-03: 2014-12-16; 2011-09-20: 2015-01-05 | 3567 | 3410.78 | Up-front Payment
SDG-004312 | Commercial Pools | Pool Heating | Gas | San Diego Gas and Electric | Incentive:Paid | 15995 | 7 |  | 1 | 2357 |  | 2357 |  | 2014-12-09 11:32 | 2014-12-10 | ARNOLD SOLAR INC | Retrofit | Escondido | San Diego | 92027 | Host Customer is System Owner | [7 empty] | 945 | 47.25 |  | Drainback |  |  |  | 1 | 1 |  | Z10 |  |  |  | 16069-12 | 20 | 1 | [5 empty] | FALSE |  |  |  | SunReports - SR1100GVFS20-400 |  | SunReports - SR1100GVFS20-400 | SD county | FALSE | 6.79 |  | 2014-12-09 | 2015-05-12 | 2014-12-09 | 2014-12-10 | 2015-05-07 | 2015-06-12 | 3396 | 15995 | Up-front Payment
SCG-004313 | Low Income Single Family Residential | Domestic Hot Water | Gas | Southern California Gas Company | Incentive:Paid | 2892 | 36.9 |  | 1 | 120 |  | 113 |  | 2014-12-16 09:46 | 2015-01-05 | SAUL EVARISTO LEAL | Retrofit | hanford | Kings | 93230 | Host Customer is System Owner | 4 |  | 2010068D | Fafco, Inc. | 500 SERIES | 500-96SF-50G-50S | Indirect Forced Circulation (IF) | 97.56 |  | 2x8, 2x12 | Glycol | Advanced Controller with a Vacation or Holiday Mode | Solar Storage and Auxiliary Tanks are separate | 50 | 0.94 | 1 | 55 | Z13 | [18 empty] | CITY OF HANFORD | FALSE | 26.85 |  | 2011-06-01: 2014-12-08; 2011-08-03: 2014-12-16; 2011-09-20: 2015-01-05 | 3567 | 3221.82 | Up-front Payment
SCG-004314 | Low Income Single Family Residential | Domestic Hot Water | Gas | Southern California Gas Company | Incentive:Paid | 2208 | 36.9 |  | 1 | 120 |  | 119 |  | 2014-12-16 09:45 | 2015-01-05 | SAUL EVARISTO LEAL | Retrofit | HANFORD | Kings | 93230 | Host Customer is System Owner | 6 |  | 2010068D | Fafco, Inc. | 500 SERIES | 500-96SF-50G-50S | Indirect Forced Circulation (IF) | 97.56 |  | 2x8, 2x12 | Glycol | Advanced Controller with a Vacation or Holiday Mode | Solar Storage and Auxiliary Tanks are separate | 50 | 0.99 | 1 | 75 | Z13 | [18 empty] | CITY OF HANFORD | FALSE | 26.12 |  | 2011-06-01: 2014-12-08; 2011-08-03: 2014-12-16; 2011-09-20: 2015-01-05 | 3567 | 3134.31 | Up-front Payment
SDG-004317 | Commercial Pools | Pool Heating | Gas | San Diego Gas and Electric | Incentive:Paid | 9884 | 7 |  | 1 | 1412 |  | 1412 |  | 2014-12-09 11:34 | 2014-12-11 | ARNOLD SOLAR INC | Retrofit | San Diego | San Diego | 92108 | Host Customer is System Owner | [7 empty] | 1093.66 | 7.34 |  | Drainback |  |  |  | 1 | 1 |  | Z07 |  |  |  | 2011121A | 149 | 1 | [5 empty] | FALSE |  |  |  | SunReports - SR1000GVFS20-400 |  | SunReports - SR1000GVFS20-400 | Cty of San Diego Dept of Environmental Health | FALSE | 10.91 |  | 2014-12-09 | 2014-12-09 | 2014-12-09 | 2014-12-11 | 2016-06-20 | 2016-06-20 | 3028 | 15400 | Up-front Payment
SDG-004318 | Commercial Pools | Pool Heating | Gas | San Diego Gas and Electric | Incentive:Paid | 18680 | 7 |  | 1 | 2809 |  | 2669 |  | 2014-12-11 10:52 | 2014-12-12 | ENERGX CONTROLS INC | Retrofit | Solana Beach | Solana Beach | 92075 | Host Customer is System Owner | [7 empty] | 1023.36 | 42.64 |  | Drainback |  |  |  | 0.95 | 1 |  | Z07 |  |  |  | 10001781 | 24 | 1 | [5 empty] | FALSE |  |  |  | Flow meter, Blue White F2000, Model: ASD |  | Flow meter, Blue White F2000, Model: ASD | Solana Beach, San Diego, CA | FALSE | 9.96 |  | 2014-12-09 | 2014-12-11 | 2014-12-11 | 2014-12-12 | 2015-07-10 | 2015-08-10 | 3342 | 27966 | Up-front Payment
SCG-004319 | Single Family Residential | Domestic Hot Water | Gas | Southern California Gas Company | Incentive:Paid | 3433 | 29.85 |  | 1 | 115 |  | 115 |  | 2014-12-29 12:04 | 2015-03-13 | ENERGYPROS INC | Retrofit | Los Angeles | Los Angeles | 91306 | Host Customer is System Owner | 4 |  | 2012012D | KIOTO Clear Energy AG | SOLPAL (formerly Solcrafte) | SOLPAL L-GT | Direct Integral Collector Storage (DI) | 26.11 |  | Solpal L |  |  | Solar Storage with Tankless Auxiliary Water Heater | 52 | 1 | 1 | 55 | Z09 | [18 empty] | LADBS | FALSE | 91.3 |  | 2011-06-01: 2014-12-09; 2011-08-03: 2014-12-29; 2011-09-20: 2015-03-13 | 3411 | 10500 | Up-front Payment
SCG-004320 | Single Family Residential | Domestic Hot Water | Gas | Southern California Gas Company | Incentive:Paid | 2239 | 29.85 |  | 1 | 75 |  | 75 |  | 2014-12-12 10:21 | 2015-01-26 | ENERGYPROS INC | Retrofit | WINNETKA | Los Angeles | 91306 | Host Customer is System Owner | 5 |  | 2012012B | KIOTO Clear Energy AG | SOLPAL (formerly Solcrafte) | SOLPAL L-G | Direct Integral Collector Storage (DI) | 26.11 |  | Solpal L |  |  | Solar Storage with Tankless Auxiliary Water Heater | 52 | 1 | 1 | 65 | Z09 | [18 empty] | LADBS | FALSE | 126.67 |  | 2011-06-01: 2014-12-09; 2011-08-03: 2014-12-12; 2011-09-20: 2015-01-26 | 3406 | 9500 | Up-front Payment
PGE-004321 | Commercial Pools | Pool Heating | Gas | Pacific Gas and Electric | Incentive:Paid | 19147 | 5 |  | 1 | 3949 |  | 3791 |  | 2015-01-08 13:51 | 2015-01-29 | SUNTREK INDUSTRIES INC | Retrofit | DUBLIN | Alameda | 94568 | Host Customer is System Owner | [7 empty] | 1887 | 25.5 |  | Manual Drainback |  |  |  | 0.96 | 1 |  | Z12 |  |  |  | 2007048A | 74 | 1 | [5 empty] | FALSE |  |  |  | SunEarth - SETR A503 TTR U + VFS 20-400 |  | SunEarth - SETR A503 TTR U + VFS 20-400 | Dublin | FALSE | 10.02 |  | 2014-12-09 | 2017-03-16 | 2015-01-08 | 2015-01-29 | 2017-01-27 | 2017-03-30 | 2711 | 39558.12 | Up-front Payment
SCG-004322 | Commercial Pools | Pool Heating | Gas | Southern California Gas Company | Incentive:Canceled | 14910 | 7 |  | 1 | 2130 |  | 2130 |  | 2014-12-10 17:21 | 2014-12-12 | MOHR POWER SOLAR INC | Retrofit | La Quinta | Riverside | 92253 | Host Customer is System Owner | [7 empty] | 550 | 50 |  | Drainback |  |  |  | 1 | 1 |  | Z15 |  |  |  | 10001884 | 11 | 1 | [5 empty] | FALSE | [7 empty] | FALSE | 7 |  | 2011-06-01: 2014-12-09; 2011-06-23: 2014-12-10; 2011-07-01: 2014-12-12 | 3606 | 14910 | Up-front Payment
SCG-004323 | Commercial Pools | Pool Heating | Gas | Southern California Gas Company | Incentive:Paid | 11900 | 7 |  | 1 | 1700 |  | 1700 |  | 2014-12-11 04:57 | 2015-01-06 | SUNX SOLAR INC | Retrofit | La Quinta | Riverside | 92253 | Host Customer is System Owner | [7 empty] | 627.9 | 48.3 |  | Drainback |  |  |  | 1 | 1 |  | Z15 |  |  |  | 10001884 | 13 | 1 | [5 empty] | FALSE |  |  |  | SunEarth - SETR A503 TTR U + VFS 20-400 |  | SunEarth - SETR A503 TTR U + VFS 20-400 | City of La Quinta | FALSE | 7.06 |  | 2014-12-10 |  | 2014-12-11 | 2015-01-06 | 2015-07-08 | 2015-07-29 | 3357 | 12000 | Up-front Payment
SCG-004324 | Single Family Residential | Domestic Hot Water | Gas | Southern California Gas Company | Incentive:Paid | 3075 | 29.85 |  | 1 | 103 |  | 103 |  | 2014-12-23 16:58 | 2015-03-13 | ENERGYPROS INC | Retrofit | Los Angeles | Los Angeles | 91040 | Host Customer is System Owner | 5 |  | 2012012D | KIOTO Clear Energy AG | SOLPAL (formerly Solcrafte) | SOLPAL L-GT | Direct Integral Collector Storage (DI) | 26.11 |  | Solpal L |  |  | Solar Storage with Tankless Auxiliary Water Heater | 52 | 1 | 1 | 65 | Z16 | [18 empty] | LADBS | FALSE | 97.09 |  | 2011-06-01: 2014-12-10; 2011-08-03: 2014-12-23; 2011-09-20: 2015-03-13 | 3407 | 10000 | Up-front Payment
SCG-004325 | Single Family Residential | Domestic Hot Water | Gas | Southern California Gas Company | Incentive:Paid | 3224 | 29.85 |  | 1 | 108 |  | 108 |  | 2014-12-17 15:50 | 2015-01-26 | ENERGYPROS INC | Retrofit | Los Angeles | Los Angeles | 90049 | Host Customer is System Owner | 4 |  | 2012012D | KIOTO Clear Energy AG | SOLPAL (formerly Solcrafte) | SOLPAL L-GT | Direct Integral Collector Storage (DI) | 26.11 |  | Solpal L |  |  | Solar Storage with Tankless Auxiliary Water Heater | 52 | 1 | 1 | 55 | Z06 | [18 empty] | LADBS | FALSE | 97.22 |  | 2011-06-01: 2014-12-10; 2011-08-03: 2014-12-17; 2011-09-20: 2015-01-26 | 3406 | 10500 | Up-front Payment
SCG-004326 | Single Family Residential | Domestic Hot Water | Gas | Southern California Gas Company | Incentive:Paid | 3433 | 29.85 |  | 1 | 115 |  | 115 |  | 2014-12-23 16:57 | 2015-03-13 | ENERGYPROS INC | Retrofit | Los Angeles | Los Angeles | 90024 | Host Customer is System Owner | 5 |  | 2012012D | KIOTO Clear Energy AG | SOLPAL (formerly Solcrafte) | SOLPAL L-GT | Direct Integral Collector Storage (DI) | 26.11 |  | Solpal L |  |  | Solar Storage with Tankless Auxiliary Water Heater | 52 | 1 | 1 | 65 | Z09 | [18 empty] | LADBS | FALSE | 100 |  | 2011-06-01: 2014-12-10; 2011-08-03: 2014-12-23; 2011-09-20: 2015-03-13 | 3407 | 11500 | Up-front Payment
SCG-004327 | Single Family Residential | Domestic Hot Water | Gas | Southern California Gas Company | Incentive:Paid | 3261 | 29.85 |  | 1 | 115 |  | 109 |  | 2014-12-29 11:50 | 2015-03-13 | ENERGYPROS INC | Retrofit | Los Angeles | Los Angeles | 90024 | Host Customer is System Owner | 4 |  | 2012012D | KIOTO Clear Energy AG | SOLPAL (formerly Solcrafte) | SOLPAL L-GT | Direct Integral Collector Storage (DI) | 26.11 |  | Solpal L |  |  | Solar Storage with Tankless Auxiliary Water Heater | 52 | 1 | 0.95 | 55 | Z09 | [18 empty] | LADBS | FALSE | 100 |  | 2011-06-01: 2014-12-10; 2011-08-03: 2014-12-29; 2011-09-20: 2015-03-13 | 3414 | 11500 | Up-front Payment
SCG-004328 | Single Family Residential | Domestic Hot Water | Gas | Southern California Gas Company | Incentive:Paid | 2283 | 29.85 |  | 1 | 115 |  | 76 |  | 2014-12-30 16:07 | 2015-03-13 | ENERGYPROS INC | Retrofit | Chatsworth | Los Angeles | 91311 | Host Customer is System Owner | 4 |  | 2012012D | KIOTO Clear Energy AG | SOLPAL (formerly Solcrafte) | SOLPAL L-GT | Direct Integral Collector Storage (DI) | 26.11 |  | Solpal L |  |  | Solar Storage with Tankless Auxiliary Water Heater | 52 | 0.7 | 0.95 | 55 | Z09 | [18 empty] | LADBS | FALSE | 86.96 |  | 2011-06-01: 2014-12-10; 2011-08-03: 2014-12-30; 2011-09-20: 2015-03-13 | 3407 | 10000 | Up-front Payment
SDG-004329 | Commercial Pools | Pool Heating | Gas | San Diego Gas and Electric | Incentive:Paid | 11651 | 7 |  | 1 | 1752 |  | 1664 |  | 2014-12-11 10:54 | 2014-12-12 | ENERGX CONTROLS INC | Retrofit | San Diego | San Diego | 92129 | Host Customer is System Owner | [7 empty] | 682.24 | 42.64 |  | Drainback |  |  |  | 0.95 | 1 |  | Z07 |  |  |  | 10001781 | 16 | 1 | [5 empty] | FALSE |  |  |  | Flow meter, Blue White F2000, Model: ASD |  | Flow meter, Blue White F2000, Model: ASD | San Diego, San Diego, CA | FALSE | 10.93 |  | 2014-12-10 |  | 2014-12-11 | 2014-12-12 | 2015-05-18 | 2015-07-13 | 3369 | 19150 | Up-front Payment
SCG-004330 | Single Family Residential | Domestic Hot Water | Gas | Southern California Gas Company | Incentive:Paid | 2746 | 29.85 |  | 1 | 115 |  | 92 |  | 2014-12-17 19:22 | 2015-01-07 | ENERGYPROS INC | Retrofit | Woodland Hills | Los Angeles | 91367 | Host Customer is System Owner | 5 |  | 2012012D | KIOTO Clear Energy AG | SOLPAL (formerly Solcrafte) | SOLPAL L-GT | Direct Integral Collector Storage (DI) | 26.11 |  | Solpal L |  |  | Solar Storage with Tankless Auxiliary Water Heater | 52 | 0.8 | 1 | 65 | Z09 | [18 empty] | LADBS | FALSE | 95.65 |  | 2011-06-01: 2014-12-10; 2011-08-03: 2014-12-17; 2011-09-20: 2015-01-07 | 3407 | 11000 | Up-front Payment
SCG-004332 | Commercial Pools | Pool Heating | Gas | Southern California Gas Company | Reservation:Canceled | 11900 | 5 |  | 1 | 2728 |  | 2728 |  | 2014-12-11 14:06 |  | THE SOLAR ENERGY COMPANY INC | Retrofit | Santa Barbara | Santa Barbara | 93110 | Host Customer is System Owner | [7 empty] | 1015.6 | 50.78 |  | Drainback |  |  |  | 1 | 1 |  | Z06 |  |  |  | 2006017A | 20 | 1 | [5 empty] | FALSE | [7 empty] | FALSE | 4.36 |  | 2011-06-01: 2014-12-10; 2011-06-21: 2015-11-16; 2011-06-23: 2014-12-11 | 3267 | 11900 | Up-front Payment
SCG-004333 | Low Income Single Family Residential | Domestic Hot Water | Gas | Southern California Gas Company | Incentive:Paid | 2700 | 36.9 |  | 1 | 122 |  | 122 |  | 2014-12-15 14:31 | 2015-01-05 | MARAVILLA FOUNDATION | Retrofit | Los Angeles | Los Angeles | 90022 | Host Customer is System Owner | 2 |  | 2010068D | Fafco, Inc. | 500 SERIES | 500-96SF-50G-50S | Indirect Forced Circulation (IF) | 97.56 |  | 2x8, 2x12 | Glycol |  | Solar Storage and Auxiliary Tanks are separate | 49.92 | 1 | 1 | 35 | Z09 | [18 empty] | County of Los Angeles-East L.A. | FALSE | 59.02 |  | 2011-06-01: 2014-12-10; 2011-08-03: 2014-12-15; 2011-09-20: 2015-01-05 | 3567 | 7200.01 | Up-front Payment
SCG-004334 | Single Family Residential | Domestic Hot Water | Gas | Southern California Gas Company | Incentive:Canceled | 1454 | 29.85 |  | 1 | 92 |  | 78 |  | 2015-01-06 13:02 |  | THE SOLAR ENERGY COMPANY INC | Retrofit | Santa Barbara | Santa Barbara | 93105 | Host Customer is System Owner | 3 |  | 2005006C | Butler Sun Solutions | SOLAR BUTLER | BSS-PV1-50GA | Indirect Forced Circulation (IF) | 32.84 |  | EC-32 / EC-32-0.75 | Glycol | Heat Dump Radiator | Solar and Auxiliary Storage are the same Tank | 50 | 0.85 | 1 | 45 | Z06 | [18 empty] | City of Santa Barbara | FALSE | 75.54 |  | 2011-06-01: 2014-12-10; 2011-06-21: 2015-04-01; 2011-08-03: 2015-01-06 | 3496 | 6950 | Up-front Payment
SCG-004335 | Commercial Pools | Pool Heating | Gas | Southern California Gas Company | Incentive:Paid | 29080 | 5 |  | 1 | 5816 |  | 5816 |  | 2014-12-19 15:02 | 2014-12-29 | REVCO SOLAR ENGINEERING INC | Retrofit | Desert Hot Springs | Riverside | 92240 | Host Customer is System Owner | [7 empty] | 1919.997 | 42.667 |  | Drainback |  |  |  | 1 | 1 |  | Z15 |  |  |  | 10001773 | 45 | 1 | [5 empty] | FALSE |  |  |  | SunEarth - SETR A503 TTR U + VFS 20-400 |  | SunEarth - SETR A503 TTR U + VFS 20-400 | City of Desert Hot Springs | FALSE | 5.95 |  | 2014-12-10 |  | 2014-12-19 | 2014-12-29 | 2016-02-03 | 2016-02-23 | 3166 | 34600 | Up-front Payment
PGE-004336 | Low Income Multifamily Residential | Domestic Hot Water | Gas | Pacific Gas and Electric | Incentive:Paid | 69941 | 24.89 |  | 1 | 2810 |  | 2810 |  | 2014-12-12 12:02 | 2014-12-30 | SUN LIGHT & POWER | Retrofit | SAN FRANCISCO | San Francisco | 94102 | Host Customer is System Owner | [7 empty] | 883.74 | 40.17 |  | Glycol | Advanced Controller with a Vacation or Holiday Mode | Solar Storage and Auxiliary Tanks are separate |  | 1 | 1 | 3885 | Z03 | 105 | Units | Apartments/Condos | 2010115A | 22 | 2 | 1000 | 2 | 600 | 3 | 800000 | TRUE | 130 | 120 |  | Heliodyne - Delta-T Pro Ethernet |  | Heliodyne - Delta-T Pro Ethernet | City of San Francisco | FALSE | 57.45 |  | 2014-12-11 | 2014-12-17 | 2014-12-12 | 2014-12-30 | 2015-12-07 | 2016-01-11 | 2923 | 161444 | Up-front Payment
SCG-004337 | Commercial Pools | Pool Heating | Gas | Southern California Gas Company | Incentive:Paid | 55650 | 7 |  | 1 | 9757 |  | 9757 |  | 2014-12-11 16:16 | 2014-12-12 | MOHR POWER SOLAR INC | Retrofit | Palm Desert | Riverside | 92260 | Host Customer is System Owner | [7 empty] | 2400 | 50 |  | Drainback |  |  |  | 1 | 1 |  | Z15 |  |  |  | 10001884 | 48 | 1 | [5 empty] | FALSE |  |  |  | SunEarth - SETR A503 TTR U + VFS 20-400 |  | SunEarth - SETR A503 TTR U + VFS 20-400 | City of Palm Desert | FALSE | 5.7 |  | 2014-12-11 |  | 2014-12-11 | 2014-12-12 | 2015-09-01 | 2015-09-14 | 3322 | 55650 | Up-front Payment
SCG-004338 | Commercial Pools | Pool Heating | Gas | Southern California Gas Company | Incentive:Paid | 20462 | 7 |  | 1 | 3077 |  | 2923 |  | 2014-12-11 16:40 | 2014-12-12 | ENERGX CONTROLS INC | Retrofit | Marina Del Rey | Marina del Rey | 90292 | Host Customer is System Owner | [7 empty] | 1108.64 | 42.64 |  | Drainback |  |  |  | 0.95 | 1 |  | Z06 |  |  |  | 10001781 | 26 | 1 | [5 empty] | FALSE |  |  |  | Flow meter, Blue White F2000, Model: ASD |  | Flow meter, Blue White F2000, Model: ASD | Los Angeles, Los Angeles County | FALSE | 9.85 |  | 2014-12-11 |  | 2014-12-11 | 2014-12-12 | 2015-02-25 | 2015-04-10 | 3473 | 30307 | Up-front Payment
SCG-004339 | Commercial Pools | Pool Heating | Gas | Southern California Gas Company | Incentive:Paid | 12648 | 7 |  | 1 | 1902 |  | 1807 |  | 2014-12-11 16:39 | 2014-12-12 | ENERGX CONTROLS INC | Retrofit | Glendale | Glendale | 91202 | Host Customer is System Owner | [7 empty] | 621.4 | 47.8 |  | Drainback |  |  |  | 0.95 | 1 |  | Z09 |  |  |  | 2007051A | 13 | 1 | [5 empty] | FALSE |  |  |  | Flow meter, Blue White F2000, Model: ASD |  | Flow meter, Blue White F2000, Model: ASD | Glendale, Los Angeles, CA | FALSE | 10.04 |  | 2014-12-11 |  | 2014-12-11 | 2014-12-12 | 2015-04-08 | 2015-06-08 | 3414 | 19092 | Up-front Payment
SCG-004340 | Commercial Pools | Pool Heating | Gas | Southern California Gas Company | Incentive:Paid | 11662 | 7 |  | 1 | 1960 |  | 1666 |  | 2014-12-11 16:37 | 2014-12-12 | ENERGX CONTROLS INC | Retrofit | Corona | Corona | 92879 | Host Customer is System Owner | [7 empty] | 573.6 | 47.8 |  | Drainback |  |  |  | 0.85 | 1 |  | Z10 |  |  |  | 2007051A | 12 | 1 | [5 empty] | FALSE |  |  |  | Flow meter, Blue White F2000, Model: ASD |  | Flow meter, Blue White F2000, Model: ASD | Corona, Riverside, CA | FALSE | 7.97 |  | 2014-12-11 |  | 2014-12-11 | 2014-12-12 | 2015-09-18 | 2015-09-29 | 3301 | 15630 | Up-front Payment
SCG-004341 | Commercial Pools | Pool Heating | Gas | Southern California Gas Company | Incentive:Paid | 5255 | 7 |  | 1 | 782 |  | 751 |  | 2014-12-12 09:05 | 2014-12-12 | SUNTREK INDUSTRIES INC | Retrofit | Tarzana | Los Angeles | 91356 | Host Customer is System Owner | [7 empty] | 280.005 | 18.667 |  | Drainback |  |  |  | 0.96 | 1 |  | Z09 |  |  |  | 2007048A | 15 | 1 | [5 empty] | FALSE | [6 empty] | City of Los Angeles | FALSE | 7.64 |  | 2014-12-12 |  | 2014-12-12 | 2014-12-12 | 2015-08-11 | 2015-08-25 | 3340 | 5978 | Up-front Payment
PGE-004342 | Low Income Single Family Residential | Domestic Hot Water | Gas | Pacific Gas and Electric | Incentive:Paid | 2894 | 36.9 |  | 1 | 120 |  | 113 |  | 2015-01-30 16:21 | 2015-02-05 | FRESNO COUNTY ECONOMIC OPPORTUNITIES COMMISSION | Retrofit | FRESNO | Fresno | 93706 | Host Customer is System Owner | 4 |  | 2010068D | Fafco, Inc. | 500 SERIES | 500-96SF-50G-50S | Indirect Forced Circulation (IF) | 97.56 |  | 2x8, 2x12 | Forced Circulation | Advanced Controller with a Thermal Cycling Function | Solar Storage and Auxiliary Tanks are separate | 50 | 0.99 | 0.95 | 55 | Z13 | [18 empty] | city of fresno | FALSE | 32.53 |  | 2011-06-01: 2014-12-12; 2011-08-03: 2015-01-30; 2011-09-20: 2015-02-05 | 3538 | 3903.86 | Up-front Payment
SCG-004343 | Commercial Pools | Pool Heating | Gas | Southern California Gas Company | Incentive:Paid | 7213 | 5 |  | 1 | 1472 |  | 1443 |  | 2014-12-12 09:38 | 2015-02-11 | SUNTREK INDUSTRIES INC | Retrofit | Tarzana | Los Angeles | 91356 | Host Customer is System Owner | [7 empty] | 865.998 | 61.857 |  | Manual Drainback |  |  |  | 0.98 | 1 |  | Z09 |  |  |  | 2007048A | 14 | 1 | [5 empty] | FALSE |  |  |  | SunEarth - SETR A503 TTR U + VFS 20-400 |  | SunEarth - SETR A503 TTR U + VFS 20-400 | City of Los Angeles | FALSE | 10.8 |  | 2014-12-12 |  | 2014-12-12 | 2015-02-11 | 2015-08-11 | 2015-08-25 | 3340 | 15902 | Up-front Payment
SCG-004344 | Single Family Residential | Domestic Hot Water | Gas | Southern California Gas Company | Incentive:Paid | 3373 | 29.85 |  | 1 | 113 |  | 113 |  | 2015-10-22 09:09 | 2015-10-29 | IRC SERVICES INC | Retrofit | Anaheim Hills | Orange | 92807 | Host Customer is System Owner | 2 |  | 2012012D | KIOTO Clear Energy AG | SOLPAL (formerly Solcrafte) | SOLPAL L-GT | Direct Integral Collector Storage (DI) | 26.11 |  | Solpal L |  |  | Solar Storage with Tankless Auxiliary Water Heater | 53 | 1 | 1 | 35 | Z08 | [18 empty] | Anaheim | FALSE | 43.37 |  | 2011-06-01: 2014-12-12; 2011-08-03: 2015-10-22; 2011-09-20: 2015-10-29 | 3284 | 4901 | Up-front Payment
SCG-004345 | Single Family Residential | Domestic Hot Water | Gas | Southern California Gas Company | Incentive:Paid | 3433 | 29.85 |  | 1 | 115 |  | 115 |  | 2015-10-16 08:38 | 2015-10-21 | IRC SERVICES INC | Retrofit | Studio City | Los Angeles | 91607 | Host Customer is System Owner | 5 |  | 2012012D | KIOTO Clear Energy AG | SOLPAL (formerly Solcrafte) | SOLPAL L-GT | Direct Integral Collector Storage (DI) | 26.11 |  | Solpal L |  |  | Solar Storage with Tankless Auxiliary Water Heater | 53 | 1 | 1 | 65 | Z09 | [18 empty] | Los Angeles | FALSE | 42.62 |  | 2011-06-01: 2014-12-12; 2011-08-03: 2015-10-16; 2011-09-20: 2015-10-21 | 3291 | 4901 | Up-front Payment
SCG-004346 | Single Family Residential | Domestic Hot Water | Gas | Southern California Gas Company | Incentive:Paid | 3261 | 29.85 |  | 1 | 115 |  | 109 |  | 2015-06-03 12:52 | 2015-07-27 | IRC SERVICES INC | Retrofit | Mnterey Park | Los Angeles | 91754 | Host Customer is System Owner | 4 |  | 2012012D | KIOTO Clear Energy AG | SOLPAL (formerly Solcrafte) | SOLPAL L-GT | Direct Integral Collector Storage (DI) | 26.11 |  | Solpal L |  |  | Solar Storage with Tankless Auxiliary Water Heater | 53 | 1 | 0.95 | 55 | Z09 | [18 empty] | Los Angeles | FALSE | 42.62 |  | 2011-06-01: 2014-12-12; 2011-08-03: 2015-06-03; 2011-09-20: 2015-07-27 | 3377 | 4901 | Up-front Payment
SCG-004348 | Single Family Residential | Domestic Hot Water | Gas | Southern California Gas Company | Incentive:Paid | 3373 | 29.85 |  | 1 | 113 |  | 113 |  | 2015-05-13 12:16 | 2015-07-24 | IRC SERVICES INC | Retrofit | Anaheim | Orange | 92804 | Host Customer is System Owner | 3 |  | 2012012D | KIOTO Clear Energy AG | SOLPAL (formerly Solcrafte) | SOLPAL L-GT | Direct Integral Collector Storage (DI) | 26.11 |  | Solpal L |  |  | Solar Storage with Tankless Auxiliary Water Heater | 53 | 1 | 1 | 45 | Z08 | [18 empty] | Orange | FALSE | 64.19 |  | 2011-06-01: 2014-12-12; 2011-08-03: 2015-05-13; 2011-09-20: 2015-07-24 | 3370 | 7253 | Up-front Payment
SCG-004350 | Single Family Residential | Domestic Hot Water | Gas | Southern California Gas Company | Incentive:Paid | 3433 | 29.85 |  | 1 | 115 |  | 115 |  | 2015-06-03 10:35 | 2015-07-30 | IRC SERVICES INC | Retrofit | Burbank | Los Angeles | 91501 | Host Customer is System Owner | 5 |  | 2012012D | KIOTO Clear Energy AG | SOLPAL (formerly Solcrafte) | SOLPAL L-GT | Direct Integral Collector Storage (DI) | 26.11 |  | Solpal L |  |  | Solar Storage with Tankless Auxiliary Water Heater | 53 | 1 | 1 | 65 | Z09 | [18 empty] | Los Angeles | FALSE | 42.62 |  | 2011-06-01: 2014-12-12; 2011-08-03: 2015-06-03; 2011-09-20: 2015-07-30 | 3359 | 4901 | Up-front Payment
SCG-004351 | Single Family Residential | Domestic Hot Water | Gas | Southern California Gas Company | Incentive:Paid | 3433 | 29.85 |  | 1 | 115 |  | 115 |  | 2015-06-03 10:27 | 2015-07-24 | IRC SERVICES INC | Retrofit | Burbank | Los Angeles | 91506 | Host Customer is System Owner | 2 |  | 2012012D | KIOTO Clear Energy AG | SOLPAL (formerly Solcrafte) | SOLPAL L-GT | Direct Integral Collector Storage (DI) | 26.11 |  | Solpal L |  |  | Solar Storage with Tankless Auxiliary Water Heater | 53 | 1 | 1 | 35 | Z09 | [18 empty] | Los Angeles | FALSE | 42.62 |  | 2011-06-01: 2014-12-12; 2011-08-03: 2015-06-03; 2011-09-20: 2015-07-24 | 3370 | 4901 | Up-front Payment
SCG-004352 | Single Family Residential | Domestic Hot Water | Gas | Southern California Gas Company | Incentive:Paid | 3433 | 29.85 |  | 1 | 115 |  | 115 |  | 2015-06-03 10:26 | 2015-07-27 | IRC SERVICES INC | Retrofit | Burbank | Los Angeles | 91506 | Host Customer is System Owner | 3 |  | 2012012D | KIOTO Clear Energy AG | SOLPAL (formerly Solcrafte) | SOLPAL L-GT | Direct Integral Collector Storage (DI) | 26.11 |  | Solpal L |  |  | Solar Storage with Tankless Auxiliary Water Heater | 53 | 1 | 1 | 45 | Z09 | [18 empty] | Los Angeles | FALSE | 42.62 |  | 2011-06-01: 2014-12-12; 2011-08-03: 2015-06-03; 2011-09-20: 2015-07-27 | 3377 | 4901 | Up-front Payment
SCG-004353 | Single Family Residential | Domestic Hot Water | Gas | Southern California Gas Company | Incentive:Paid | 3261 | 29.85 |  | 1 | 115 |  | 109 |  | 2015-05-13 12:45 | 2015-05-18 | IRC SERVICES INC | Retrofit | Burbank | Los Angeles | 91501 | Host Customer is System Owner | 2 |  | 2012012D | KIOTO Clear Energy AG | SOLPAL (formerly Solcrafte) | SOLPAL L-GT | Direct Integral Collector Storage (DI) | 26.11 |  | Solpal L |  |  | Solar Storage with Tankless Auxiliary Water Heater | 53 | 1 | 0.95 | 35 | Z09 | [18 empty] | Los Angeles | FALSE | 63.07 |  | 2011-06-01: 2014-12-12; 2011-08-03: 2015-05-13; 2011-09-20: 2015-05-18 | 3431 | 7253 | Up-front Payment
SCG-004354 | Single Family Residential | Domestic Hot Water | Gas | Southern California Gas Company | Incentive:Paid | 3373 | 29.85 |  | 1 | 113 |  | 113 |  | 2015-06-03 10:16 | 2015-08-21 | IRC SERVICES INC | Retrofit | Tustin | Orange | 92780 | Host Customer is System Owner | 3 |  | 2012012D | KIOTO Clear Energy AG | SOLPAL (formerly Solcrafte) | SOLPAL L-GT | Direct Integral Collector Storage (DI) | 26.11 |  | Solpal L |  |  | Solar Storage with Tankless Auxiliary Water Heater | 53 | 1 | 1 | 45 | Z08 | [18 empty] | Orange | FALSE | 43.37 |  | 2011-06-01: 2014-12-12; 2011-08-03: 2015-06-03; 2011-09-20: 2015-08-21 | 3349 | 4901 | Up-front Payment
PGE-004355 | Single Family Residential | Domestic Hot Water | Gas | Pacific Gas and Electric | Incentive:Paid | 4366 | 29.85 |  | 1 | 189 |  | 189 |  | 2015-01-23 13:17 | 2015-02-10 | LUMINALT ENERGY CORPORATION | New Construction | PORTOLA VALLEY | San Mateo | 94028 | Host Customer is System Owner |  | 4 | 2010136J | Heliodyne, Inc. | HELIOPAK | HPAK 016 2 408 G 120 ACS F | Indirect Forced Circulation (IF) | 64.44 |  | 408 001 | Glycol | Pressure Stagnation Protection (PSP) | Solar Storage with Tankless Auxiliary Water Heater | 120 | 1 | 1 | 55 | Z03 | [18 empty] | Town of Portola Valley | FALSE | 111.11 |  | 2014-12-12 | 2015-01-29 |  |  | 2015-01-23 | 2015-02-10 | 3424 | 21000 | Up-front Payment
SCG-004356 | Single Family Residential | Domestic Hot Water | Gas | Southern California Gas Company | Incentive:Paid | 1858 | 29.85 |  | 1 | 120 |  | 100 |  | 2015-01-07 08:02 | 2015-01-27 | COMMUNITY SERVICES AND EMPLOYMENT TRAINING INCORPORATED | Retrofit | Visalia | Tulare | 93277 | Host Customer is System Owner | 4 |  | 2010068D | Fafco, Inc. | 500 SERIES | 500-96SF-50G-50S | Indirect Forced Circulation (IF) | 97.56 |  | 2x8, 2x12 | Glycol | Unglazed Collectors | Solar Storage and Auxiliary Tanks are separate | 50 | 0.98 | 0.85 | 55 | Z13 | [18 empty] | City of Visalia | FALSE | 38.65 |  | 2011-06-01: 2014-12-12; 2011-08-03: 2015-01-07; 2011-09-20: 2015-01-27 | 3539 | 4637.45 | Up-front Payment
PGE-004357 | Single Family Residential | Domestic Hot Water | Gas | Pacific Gas and Electric | Incentive:Paid | 1712 | 29.85 |  | 1 | 93 |  | 92 |  | 2014-12-31 16:56 | 2015-01-05 | COMMUNITY RESOURCE PROJECT INC | Retrofit | NORTH HIGHLANDS | Sacramento | 95660 | Host Customer is System Owner | 5 |  | 2010068A | Fafco, Inc. | 500 SERIES | 500-48SF-50G-50S | Indirect Forced Circulation (IF) | 48.78 |  | 2x8, 2x12 | Glycol | Unglazed Collectors | Solar Storage and Auxiliary Tanks are separate | 50 | 0.99 | 1 | 65 | Z12 | [18 empty] | Sacrmento County | FALSE | 23.92 |  | 2011-06-01: 2014-12-14; 2011-08-03: 2014-12-31; 2011-09-20: 2015-01-05 | 3564 | 2224.74 | Up-front Payment
PGE-004358 | Single Family Residential | Domestic Hot Water | Gas | Pacific Gas and Electric | Incentive:Paid | 1539 | 29.85 |  | 1 | 93 |  | 83 |  | 2014-12-31 17:49 | 2015-01-05 | COMMUNITY RESOURCE PROJECT INC | Retrofit | SACRAMENTO | Sacramento | 95838 | Host Customer is System Owner | 4 |  | 2010068A | Fafco, Inc. | 500 SERIES | 500-48SF-50G-50S | Indirect Forced Circulation (IF) | 48.78 |  | 2x8, 2x12 | Glycol | Unglazed Collectors | Solar Storage and Auxiliary Tanks are separate | 50 | 0.89 | 1 | 55 | Z12 | [18 empty] | City of Sacramento | FALSE | 26.75 |  | 2011-06-01: 2014-12-14; 2011-08-03: 2014-12-31; 2011-09-20: 2015-01-05 | 3560 | 2487.79 | Up-front Payment
PGE-004359 | Single Family Residential | Domestic Hot Water | Gas | Pacific Gas and Electric | Incentive:Paid | 1432 | 29.85 |  | 1 | 93 |  | 77 |  | 2014-12-31 16:54 | 2015-01-06 | COMMUNITY RESOURCE PROJECT INC | Retrofit | NORTH HIGHLANDS | Sacramento | 95660 | Host Customer is System Owner | 2 |  | 2010068A | Fafco, Inc. | 500 SERIES | 500-48SF-50G-50S | Indirect Forced Circulation (IF) | 48.78 |  | 2x8, 2x12 | Glycol | Unglazed Collectors | Solar Storage and Auxiliary Tanks are separate | 50 | 0.92 | 0.9 | 35 | Z12 | [18 empty] | Sacrmento County | FALSE | 25.76 |  | 2011-06-01: 2014-12-14; 2011-08-03: 2014-12-31; 2011-09-20: 2015-01-06 | 3564 | 2395.75 | Up-front Payment
PGE-004360 | Single Family Residential | Domestic Hot Water | Gas | Pacific Gas and Electric | Incentive:Paid | 1589 | 29.85 |  | 1 | 107 |  | 85 |  | 2014-12-31 16:53 | 2015-01-06 | COMMUNITY RESOURCE PROJECT INC | Retrofit | NORTH HIGHLANDS | Sacramento | 95660 | Host Customer is System Owner | 8 |  | 2010068D | Fafco, Inc. | 500 SERIES | 500-96SF-50G-50S | Indirect Forced Circulation (IF) | 97.56 |  | 2x8, 2x12 | Glycol | Unglazed Collectors | Solar Storage and Auxiliary Tanks are separate | 50 | 0.94 | 0.85 | 95 | Z12 | [18 empty] | Sacramento County | FALSE | 22.2 |  | 2011-06-01: 2014-12-14; 2011-08-03: 2014-12-31; 2011-09-20: 2015-01-06 | 3564 | 2374.92 | Up-front Payment
PGE-004361 | Single Family Residential | Domestic Hot Water | Gas | Pacific Gas and Electric | Incentive:Paid | 1610 | 29.85 |  | 1 | 93 |  | 87 |  | 2014-12-31 16:52 | 2015-01-06 | COMMUNITY RESOURCE PROJECT INC | Retrofit | SACRAMENTO | Sacramento | 95842 | Host Customer is System Owner | 2 |  | 2010068A | Fafco, Inc. | 500 SERIES | 500-48SF-50G-50S | Indirect Forced Circulation (IF) | 48.78 |  | 2x8, 2x12 | Glycol | Unglazed Collectors | Solar Storage and Auxiliary Tanks are separate | 50 | 0.98 | 0.95 | 35 | Z12 | [18 empty] | Sacrmento County | FALSE | 25.23 |  | 2011-06-01: 2014-12-14; 2011-08-03: 2014-12-31; 2011-09-20: 2015-01-06 | 3564 | 2346.47 | Up-front Payment
PGE-004362 | Single Family Residential | Domestic Hot Water | Gas | Pacific Gas and Electric | Incentive:Paid | 1910 | 29.85 |  | 1 | 107 |  | 103 |  | 2014-12-31 16:51 | 2015-01-06 | COMMUNITY RESOURCE PROJECT INC | Retrofit | SACRAMENTO | Sacramento | 95823 | Host Customer is System Owner | 5 |  | 2010068D | Fafco, Inc. | 500 SERIES | 500-96SF-50G-50S | Indirect Forced Circulation (IF) | 97.56 |  | 2x8, 2x12 | Glycol | Unglazed Collectors | Solar Storage and Auxiliary Tanks are separate | 50 | 0.96 | 1 | 65 | Z12 | [18 empty] | City of Sacramento | FALSE | 25.07 |  | 2011-06-01: 2014-12-14; 2011-08-03: 2014-12-31; 2011-09-20: 2015-01-06 | 3564 | 2682.21 | Up-front Payment
PGE-004363 | Single Family Residential | Domestic Hot Water | Gas | Pacific Gas and Electric | Incentive:Paid | 1969 | 29.85 |  | 1 | 107 |  | 106 |  | 2014-12-31 16:51 | 2015-01-13 | COMMUNITY RESOURCE PROJECT INC | Retrofit | RIO LINDA | Sacramento | 95673 | Host Customer is System Owner | 3 |  | 2010068D | Fafco, Inc. | 500 SERIES | 500-96SF-50G-50S | Indirect Forced Circulation (IF) | 97.56 |  | 2x8, 2x12 | Glycol | Unglazed Collectors | Solar Storage and Auxiliary Tanks are separate | 50 | 0.99 | 1 | 45 | Z12 | [18 empty] | Sacrmento County | FALSE | 24.19 |  | 2011-06-01: 2014-12-14; 2011-08-03: 2014-12-31; 2011-09-20: 2015-01-13 | 3557 | 2587.83 | Up-front Payment
PGE-004364 | Single Family Residential | Domestic Hot Water | Gas | Pacific Gas and Electric | Incentive:Paid | 1593 | 29.85 |  | 1 | 93 |  | 86 |  | 2014-12-31 16:50 | 2015-01-13 | COMMUNITY RESOURCE PROJECT INC | Retrofit | SACRAMENTO | Sacramento | 95827 | Host Customer is System Owner | 3 |  | 2010068A | Fafco, Inc. | 500 SERIES | 500-48SF-50G-50S | Indirect Forced Circulation (IF) | 48.78 |  | 2x8, 2x12 | Glycol | Unglazed Collectors | Solar Storage and Auxiliary Tanks are separate | 50 | 0.97 | 0.95 | 45 | Z12 | [18 empty] | City of Rancho Cordova | FALSE | 24.7 |  | 2011-06-01: 2014-12-14; 2011-08-03: 2014-12-31; 2011-09-20: 2015-01-13 | 3557 | 2296.8 | Up-front Payment
PGE-004365 | Single Family Residential | Domestic Hot Water | Gas | Pacific Gas and Electric | Incentive:Paid | 1969 | 29.85 |  | 1 | 107 |  | 106 |  | 2014-12-31 16:49 | 2015-01-13 | COMMUNITY RESOURCE PROJECT INC | Retrofit | SACRAMENTO | Sacramento | 95823 | Host Customer is System Owner | 3 |  | 2010068D | Fafco, Inc. | 500 SERIES | 500-96SF-50G-50S | Indirect Forced Circulation (IF) | 97.56 |  | 2x8, 2x12 | Glycol | Unglazed Collectors | Solar Storage and Auxiliary Tanks are separate | 50 | 0.99 | 1 | 45 | Z12 | [18 empty] | City of Sacramento | FALSE | 24.5 |  | 2011-06-01: 2014-12-14; 2011-08-03: 2014-12-31; 2011-09-20: 2015-01-13 | 3557 | 2621.57 | Up-front Payment
PGE-004366 | Single Family Residential | Domestic Hot Water | Gas | Pacific Gas and Electric | Incentive:Paid | 1776 | 29.85 |  | 1 | 107 |  | 96 |  | 2014-12-31 16:49 | 2015-01-13 | COMMUNITY RESOURCE PROJECT INC | Retrofit | RANCHO CORDOVA | Sacramento | 95670 | Host Customer is System Owner | 1 |  | 2010068D | Fafco, Inc. | 500 SERIES | 500-96SF-50G-50S | Indirect Forced Circulation (IF) | 97.56 |  | 2x8, 2x12 | Glycol | Unglazed Collectors | Solar Storage and Auxiliary Tanks are separate | 50 | 0.94 | 0.95 | 20 | Z12 | [18 empty] | City of Rancho Cordova | FALSE | 22.6 |  | 2011-06-01: 2014-12-14; 2011-08-03: 2014-12-31; 2011-09-20: 2015-01-13 | 3557 | 2418.12 | Up-front Payment
PGE-004367 | Single Family Residential | Domestic Hot Water | Gas | Pacific Gas and Electric | Incentive:Paid | 1606 | 29.85 |  | 1 | 107 |  | 86 |  | 2014-12-31 16:48 | 2015-01-14 | COMMUNITY RESOURCE PROJECT INC | Retrofit | SACRAMENTO | Sacramento | 95838 | Host Customer is System Owner | 3 |  | 2010068D | Fafco, Inc. | 500 SERIES | 500-96SF-50G-50S | Indirect Forced Circulation (IF) | 97.56 |  | 2x8, 2x12 | Glycol | Unglazed Collectors | Solar Storage and Auxiliary Tanks are separate | 50 | 0.95 | 0.85 | 45 | Z12 | [18 empty] | City of Sacramento | FALSE | 22 |  | 2011-06-01: 2014-12-14; 2011-08-03: 2014-12-31; 2011-09-20: 2015-01-14 | 3557 | 2354.03 | Up-front Payment
PGE-004368 | Single Family Residential | Domestic Hot Water | Gas | Pacific Gas and Electric | Incentive:Paid | 1640 | 29.85 |  | 1 | 107 |  | 88 |  | 2014-12-31 16:46 | 2015-01-27 | COMMUNITY RESOURCE PROJECT INC | Retrofit | SACRAMENTO | Sacramento | 95842 | Host Customer is System Owner | 4 |  | 2010068D | Fafco, Inc. | 500 SERIES | 500-96SF-50G-50S | Indirect Forced Circulation (IF) | 97.56 |  | 2x8, 2x12 | Glycol | Unglazed Collectors | Solar Storage and Auxiliary Tanks are separate | 50 | 0.97 | 0.85 | 55 | Z12 | [18 empty] | Sacrmento County | FALSE | 25.18 |  | 2011-06-01: 2014-12-14; 2011-08-03: 2014-12-31; 2011-09-20: 2015-01-27 | 3547 | 2694.29 | Up-front Payment
PGE-004369 | Single Family Residential | Domestic Hot Water | Gas | Pacific Gas and Electric | Incentive:Paid | 1440 | 29.85 |  | 1 | 93 |  | 77 |  | 2014-12-31 16:45 | 2015-01-14 | COMMUNITY RESOURCE PROJECT INC | Retrofit | NORTH HIGHLANDS | Sacramento | 95660 | Host Customer is System Owner | 6 |  | 2010068A | Fafco, Inc. | 500 SERIES | 500-48SF-50G-50S | Indirect Forced Circulation (IF) | 48.78 |  | 2x8, 2x12 | Glycol | Unglazed Collectors | Solar Storage and Auxiliary Tanks are separate | 50 | 0.98 | 0.85 | 75 | Z12 | [18 empty] | Sacrmento County | FALSE | 31.72 |  | 2011-06-01: 2014-12-14; 2011-08-03: 2014-12-31; 2011-09-20: 2015-01-14 | 3557 | 2949.93 | Up-front Payment
PGE-004370 | Single Family Residential | Domestic Hot Water | Gas | Pacific Gas and Electric | Incentive:Paid | 1468 | 29.85 |  | 1 | 101 |  | 79 |  | 2014-12-31 16:43 | 2015-01-06 | COMMUNITY RESOURCE PROJECT INC | Retrofit | YUBA CITY | Sutter | 95991 | Host Customer is System Owner | 5 |  | 2010068D | Fafco, Inc. | 500 SERIES | 500-96SF-50G-50S | Indirect Forced Circulation (IF) | 97.56 |  | 2x8, 2x12 | Glycol | Unglazed Collectors | Solar Storage and Auxiliary Tanks are separate | 50 | 0.92 | 0.85 | 65 | Z11 | [18 empty] | Yuba City | FALSE | 24.31 |  | 2011-06-01: 2014-12-14; 2011-08-03: 2014-12-31; 2011-09-20: 2015-01-06 | 3564 | 2455.46 | Up-front Payment
PGE-004371 | Single Family Residential | Domestic Hot Water | Gas | Pacific Gas and Electric | Incentive:Paid | 1560 | 29.85 |  | 1 | 93 |  | 84 |  | 2014-12-31 16:42 | 2015-01-27 | COMMUNITY RESOURCE PROJECT INC | Retrofit | SACRAMENTO | Sacramento | 95842 | Host Customer is System Owner | 4 |  | 2010068A | Fafco, Inc. | 500 SERIES | 500-48SF-50G-50S | Indirect Forced Circulation (IF) | 48.78 |  | 2x8, 2x12 | Glycol | Unglazed Collectors | Solar Storage and Auxiliary Tanks are separate | 50 | 0.95 | 0.95 | 55 | Z12 | [18 empty] | Sacrmento County | FALSE | 26.21 |  | 2014-12-14 | 2015-01-06 |  |  | 2014-12-31 | 2015-01-27 | 3547 | 2437.85 | Up-front Payment
SCG-004377 | Single Family Residential | Domestic Hot Water | Gas | Southern California Gas Company | Incentive:Paid | 4366 | 29.85 |  | 1 | 168 |  | 168 |  | 2014-12-30 05:45 | 2015-01-27 | SUNLIGHT ENERGY SYSTEMS INC | Retrofit | ANAHIEM | Orange | 92804 | Host Customer is System Owner | 4 |  | 2001001E | SunEarth, Inc. | SOLARAY | TE64P-80-2G | Indirect Forced Circulation (IF) | 65.67 |  | EP-32 / EP-32-0.75 | Glycol | Advanced Controller with a Vacation or Holiday Mode | Solar Storage and Auxiliary Tanks are separate | 80 | 1 | 1 | 55 | Z08 | [18 empty] | ANAHIEM | FALSE | 37.8 |  | 2011-06-01: 2014-12-16; 2011-08-03: 2014-12-30; 2011-09-20: 2015-01-27 | 3406 | 6350 | Up-front Payment
PGE-004378 | Commercial Pools | Pool Heating | Gas | Pacific Gas and Electric | Incentive:Paid | 3806 | 5 |  | 1 | 793 |  | 761 |  | 2015-03-05 15:45 | 2015-03-09 | SUN METRICS | Retrofit | LOS ALTOS | Santa Clara | 94022 | Host Customer is System Owner | [7 empty] | 354.6 | 39.4 |  | Drainback |  |  |  | 0.96 | 1 |  | Z04 |  |  |  | 16066-20 | 9 | 2 | [5 empty] | FALSE | [6 empty] | City of Los Altos | FALSE | 19.55 |  | 2014-12-16 | 2015-03-09 | 2015-03-05 | 2015-03-09 | 2016-01-11 | 2016-02-03 | 3183 | 15500 | Up-front Payment
PGE-004379 | Low Income Single Family Residential | Domestic Hot Water | Gas | Pacific Gas and Electric | Incentive:Paid | 2385 | 36.9 |  | 1 | 93 |  | 93 |  | 2015-02-04 14:11 | 2015-02-26 | MERCED COUNTY COMMUNITY ACTION BOARD | Retrofit | MERCED | Merced | 95341 | Host Customer is System Owner | 5 |  | 2010068A | Fafco, Inc. | 500 SERIES | 500-48SF-50G-50S | Indirect Forced Circulation (IF) | 48.78 |  | 2x8, 2x12 | Glycol | Advanced Controller with a Vacation or Holiday Mode | Solar Storage and Auxiliary Tanks are separate | 49.929 | 1 | 1 | 65 | Z12 | [18 empty] | CITY OF MERCED | FALSE | 104.96 |  | 2011-06-01: 2014-12-16; 2011-08-03: 2015-02-04; 2011-09-20: 2015-02-26 | 3522 | 9761.22 | Up-front Payment
SCG-004380 | Commercial Pools | Pool Heating | Gas | Southern California Gas Company | Incentive:Paid | 6930 | 5 |  | 1 | 1459 |  | 1386 |  | 2014-12-18 11:08 | 2014-12-24 | SUNTREK INDUSTRIES INC | Retrofit | Fountain Valley | Orange | 92708 | Host Customer is System Owner | [7 empty] | 540 | 22.5 |  | Drainback |  |  |  | 0.95 | 1 |  | Z06 |  |  |  | 2007048A | 24 | 1 | [5 empty] | FALSE |  |  |  | SunEarth - SETR A503 TTR U + VFS 20-400 |  | SunEarth - SETR A503 TTR U + VFS 20-400 | City of Fountain Valley | FALSE | 8.05 |  | 2014-12-16 |  | 2014-12-18 | 2014-12-24 | 2015-09-03 | 2015-09-14 | 3322 | 11750 | Up-front Payment
PGE-004381 | Low Income Single Family Residential | Domestic Hot Water | Gas | Pacific Gas and Electric | Incentive:Paid | 2634 | 36.9 |  | 1 | 107 |  | 103 |  | 2015-02-04 14:02 | 2015-02-06 | MERCED COUNTY COMMUNITY ACTION BOARD | Retrofit | MERCED | Merced | 95341 | Owner/Tenant | 4 |  | 2010068D | Fafco, Inc. | 500 SERIES | 500-96SF-50G-50S | Indirect Forced Circulation (IF) | 97.56 |  | 2x8, 2x12 | Glycol | Advanced Controller with a Vacation or Holiday Mode | Solar Storage and Auxiliary Tanks are separate | 49.929 | 0.96 | 1 | 55 | Z12 | [18 empty] | CITY OF MERCED | FALSE | 89.75 |  | 2011-06-01: 2014-12-16; 2011-08-03: 2015-02-04; 2011-09-20: 2015-02-06 | 3538 | 9602.96 | Up-front Payment
PGE-004382 | Low Income Single Family Residential | Domestic Hot Water | Gas | Pacific Gas and Electric | Incentive:Paid | 2743 | 36.9 |  | 1 | 107 |  | 107 |  | 2015-02-09 12:04 | 2015-02-10 | MERCED COUNTY COMMUNITY ACTION BOARD | Retrofit | DELHI, | Merced | 95315 | Host Customer is System Owner | 1 |  | 2010068D | Fafco, Inc. | 500 SERIES | 500-96SF-50G-50S | Indirect Forced Circulation (IF) | 97.56 |  | 2x8, 2x12 | Glycol | Advanced Controller with a Vacation or Holiday Mode | Solar Storage and Auxiliary Tanks are separate | 49.929 | 1 | 1 | 20 | Z12 | [18 empty] | MERCED COUNTY | FALSE | 87.52 |  | 2011-06-01: 2014-12-16; 2011-08-03: 2015-02-09; 2011-09-20: 2015-02-10 | 3529 | 9365.01 | Up-front Payment
PGE-004383 | Commercial Pools | Pool Heating | Gas | Pacific Gas and Electric | Incentive:Paid | 5645 | 5 |  | 1 | 1129 |  | 1129 |  | 2014-12-18 11:07 | 2015-01-26 | SOLARCRAFT SERVICES INC | Retrofit | NOVATO | Marin | 94949 | Host Customer is System Owner | [7 empty] | 535.92 | 44.66 |  | Drainback |  |  |  | 1 | 1 |  | Z02 |  |  |  | 10001954 | 12 | 1 | [5 empty] | FALSE |  |  |  | Badger - Badger 380 |  | Badger - Badger 380 | Novato, Marin County, Ca | FALSE | 8.54 |  | 2014-12-16 | 2014-12-30 | 2014-12-18 | 2015-01-26 | 2015-08-17 | 2015-09-03 | 3333 | 9637 | Up-front Payment
PGE-004384 | Single Family Residential | Domestic Hot Water | Gas | Pacific Gas and Electric | Incentive:Paid | 1298 | 29.85 |  | 1 | 83 |  | 70 |  | 2015-02-05 16:28 | 2015-02-06 | REDWOOD COMMUNITY ACTION AGENCY | Retrofit | MCKINLEYVILLE | Humboldt | 95519 | Host Customer is System Owner | 1 |  | 2010068D | Fafco, Inc. | 500 SERIES | 500-96SF-50G-50S | Indirect Forced Circulation (IF) | 97.56 |  | 2x8, 2x12 | Glycol | Unglazed Collectors | Solar Storage and Auxiliary Tanks are separate | 50 | 0.99 | 0.85 | 20 | Z01 | [18 empty] | Eureka, CA, Humboldt County | FALSE | 39.8 |  | 2011-06-01: 2014-12-16; 2011-08-03: 2015-02-05; 2011-09-20: 2015-02-06 | 3413 | 3303.46 | Up-front Payment
PGE-004385 | Single Family Residential | Domestic Hot Water | Gas | Pacific Gas and Electric | Incentive:Paid | 1298 | 29.85 |  | 1 | 83 |  | 70 |  | 2015-01-14 13:40 | 2015-01-21 | REDWOOD COMMUNITY ACTION AGENCY | Retrofit | MCKINLEYVILLE | Humboldt | 95519 | Host Customer is System Owner | 1 |  | 2010068D | Fafco, Inc. | 500 SERIES | 500-96SF-50G-50S | Indirect Forced Circulation (IF) | 97.56 |  | 2x8, 2x12 | Glycol | Unglazed Collectors | Solar Storage and Auxiliary Tanks are separate | 50 | 0.99 | 0.85 | 20 | Z01 | [18 empty] | Eureka, CA, Humboldt County | FALSE | 42.53 |  | 2011-06-01: 2014-12-16; 2011-08-03: 2015-01-14; 2011-09-20: 2015-01-21 | 3557 | 3530.34 | Up-front Payment
PGE-004386 | Single Family Residential | Domestic Hot Water | Gas | Pacific Gas and Electric | Incentive:Paid | 1285 | 29.85 |  | 1 | 83 |  | 69 |  | 2015-01-06 12:47 | 2015-01-20 | REDWOOD COMMUNITY ACTION AGENCY | Retrofit | EUREKA | Humboldt | 95501 | Host Customer is System Owner | 2 |  | 2010068D | Fafco, Inc. | 500 SERIES | 500-96SF-50G-50S | Indirect Forced Circulation (IF) | 97.56 |  | 2x8, 2x12 | Glycol | Unglazed Collectors | Solar Storage and Auxiliary Tanks are separate | 50 | 0.98 | 0.85 | 35 | Z01 | [18 empty] | Eureka, CA Humboldt County | FALSE | 39.3 |  | 2011-06-01: 2014-12-16; 2011-08-03: 2015-01-06; 2011-09-20: 2015-01-20 | 3413 | 3261.74 | Up-front Payment
SDG-004387 | Single Family Residential | Domestic Hot Water | Gas | San Diego Gas and Electric | Incentive:Paid | 2923 | 29.85 |  | 1 | 102 |  | 98 |  | 2015-02-23 14:36 | 2015-06-26 | CAMPESINOS UNIDOS INC | New Construction | SAN DIEGO | San Diego | 92123 | Host Customer is System Owner |  | 3 | 2010068D | Fafco, Inc. | 500 SERIES | 500-96SF-50G-50S | Indirect Forced Circulation (IF) | 97.56 |  | 2x8, 2x12 | Glycol | Advanced Controller with a Thermal Cycling Function | Solar Storage and Auxiliary Tanks are separate | 50 | 0.96 | 1 | 45 | Z07 | [18 empty] | San Diego | FALSE | 50.52 |  | 2014-12-18 | 2015-03-05 |  |  | 2015-02-23 | 2015-06-26 | 3384 | 5153.11 | Up-front Payment
PGE-004392 | Low Income Multifamily Residential | Domestic Hot Water | Gas | Pacific Gas and Electric | Incentive:Paid | 5500 | 24.89 |  | 1 | 256 |  | 256 |  | 2015-02-13 10:35 | 2015-03-13 | VILLARA CORPORATION | Retrofit | CAMPBELL | Santa Clara | 95008 | Host Customer is System Owner | [7 empty] | 80.3 | 40.15 |  | Glycol | Steam Back | Solar Storage and Auxiliary Tanks are separate |  | 1 | 1 | 160 | Z04 | 4 | Units | Apartments/Condos | 2010115A | 2 | 1 | 120 | 1 | 75 | 1 | 12000 | FALSE | 125 | 120 |  |  |  |  | City of Campbell | FALSE | 21.48 |  | 2014-12-19 | 2015-02-18 | 2015-02-13 | 2015-03-13 | 2015-06-25 | 2015-06-26 | 3375 | 5500 | Up-front Payment
PGE-004393 | Low Income Multifamily Residential | Domestic Hot Water | Gas | Pacific Gas and Electric | Incentive:Paid | 5500 | 24.89 |  | 1 | 256 |  | 256 |  | 2015-02-13 10:34 | 2015-03-16 | VILLARA CORPORATION | Retrofit | CAMPBELL | Santa Clara | 95008 | Host Customer is System Owner | [7 empty] | 80.3 | 40.15 |  | Glycol | Steam Back | Solar Storage and Auxiliary Tanks are separate |  | 1 | 1 | 160 | Z04 | 4 | Units | Apartments/Condos | 2010115A | 2 | 1 | 120 | 1 | 75 | 1 | 12000 | FALSE | 125 | 120 |  |  |  |  | City of Campbell | FALSE | 21.48 |  | 2014-12-19 | 2015-02-19 | 2015-02-13 | 2015-03-16 | 2015-06-25 | 2015-06-26 | 3375 | 5500 | Up-front Payment
PGE-004394 | Low Income Multifamily Residential | Domestic Hot Water | Gas | Pacific Gas and Electric | Incentive:Paid | 5500 | 24.89 |  | 1 | 256 |  | 256 |  | 2015-02-13 10:33 | 2015-03-17 | VILLARA CORPORATION | Retrofit | Campbell | Santa Clara | 95008 | Host Customer is System Owner | [7 empty] | 80.3 | 40.15 |  | Glycol | Steam Back | Solar Storage and Auxiliary Tanks are separate |  | 1 | 1 | 160 | Z04 | 4 | Units | Apartments/Condos | 2010115A | 2 | 1 | 120 | 1 | 75 | 1 | 12000 | FALSE | 125 | 120 |  |  |  |  | City of Campbell | FALSE | 21.48 |  | 2014-12-19 | 2015-02-23 | 2015-02-13 | 2015-03-17 | 2015-06-25 | 2015-06-26 | 3375 | 5500 | Up-front Payment
PGE-004395 | Low Income Multifamily Residential | Domestic Hot Water | Gas | Pacific Gas and Electric | Incentive:Paid | 5500 | 24.89 |  | 1 | 240 |  | 240 |  | 2015-02-13 10:32 | 2015-03-17 | VILLARA CORPORATION | Retrofit | Campbell | Santa Clara | 95008 | Host Customer is System Owner | [7 empty] | 80.3 | 40.15 |  | Glycol | Steam Back | Solar Storage and Auxiliary Tanks are separate |  | 1 | 1 | 160 | Z04 | 4 | Units | Apartments/Condos | 2010115A | 2 | 1 | 120 | 1 | 75 | 1 | 100000 | FALSE | 120 | 120 |  |  |  |  | City of Campbell | FALSE | 22.92 |  | 2014-12-19 | 2015-02-23 | 2015-02-13 | 2015-03-17 | 2015-06-25 | 2015-07-29 | 3364 | 5500 | Up-front Payment
PGE-004396 | Commercial/Multifamily Residential | Domestic Hot Water | Gas | Pacific Gas and Electric | Reservation:Canceled | 3720 | 20.19 |  | 1 | 256 |  | 256 |  | 2015-01-16 08:16 |  | VILLARA CORPORATION | Retrofit | Campbell | Santa Clara | 95008 | Host Customer is System Owner | [7 empty] | 80.3 | 40.15 |  | Glycol | Steam Back | Solar Storage and Auxiliary Tanks are separate |  | 1 | 1 | 160 | Z04 | 4 | Units | Apartments/Condos | 2010115A | 2 | 1 | 120 | 1 | 75 | 1 | 12000 | FALSE | 125 | 120 | [5 empty] | FALSE | 21.48 |  | 2011-06-01: 2014-12-19; 2011-06-21: 2015-01-30; 2011-06-23: 2015-01-16 | 3558 | 5500 | Up-front Payment
SCG-004397 | Single Family Residential | Domestic Hot Water | Gas | Southern California Gas Company | Incentive:Paid | 4366 | 29.85 |  | 1 | 167 |  | 167 |  | 2015-09-15 11:39 | 2015-09-28 | Self Installer | Retrofit | Claremont | Los Angeles | 91711 | Host Customer is System Owner | 4 |  | 2008024F | SunEarth, Inc. | SOLARAY | TE40P-80-TLG | Indirect Forced Circulation (IF) | 40.9 |  | EP-40 / EP-40-0.75 | Glycol | Advanced Controller with a Vacation or Holiday Mode | Solar Storage with Tankless Auxiliary Water Heater | 80 | 1 | 1 | 55 | Z09 | [18 empty] | Claremont, CA | FALSE | 42.04 |  | 2011-06-01: 2014-12-19; 2011-08-03: 2015-09-15; 2011-09-20: 2015-09-28 | 3314 | 7020.15 | Up-front Payment
PGE-004399 | Single Family Residential | Domestic Hot Water | Gas | Pacific Gas and Electric | Incentive:Paid | 2866 | 29.85 |  | 1 | 96 |  | 96 |  | 2014-12-29 11:25 | 2014-12-31 | ACR SOLAR INTERNATIONAL CORP | Retrofit | SACRAMENTO | Sacramento | 95816 | Host Customer is System Owner | 2 |  | 2001019A | ACR Solar International | SKYLINE SYSTEM 5 | 200152C80EX2TG | Indirect Forced Circulation (IF) | 40.64 |  | 20-01 | Glycol | Advanced Controller with a Vacation or Holiday Mode | Solar Storage and Auxiliary Tanks are separate | 80 | 1 | 1 | 35 | Z12 | [18 empty] | City of Sacramento | FALSE | 71.88 |  | 2011-06-01: 2014-12-22; 2011-08-03: 2014-12-29; 2011-09-20: 2014-12-31 | 3424 | 6900 | Up-front Payment
SDG-004402 | Single Family Residential | Domestic Hot Water | Gas | San Diego Gas and Electric | Incentive:Paid | 3284 | 29.85 |  | 1 | 110 |  | 110 |  | 2015-04-16 12:03 | 2015-05-07 | ADROIT ENERGY INC | Retrofit | SOLANA BEACH | San Diego | 92075 | Host Customer is System Owner | 4 |  | 2012012D | KIOTO Clear Energy AG | SOLPAL (formerly Solcrafte) | SOLPAL L-GT | Direct Integral Collector Storage (DI) | 26.11 |  | Solpal L |  |  | Solar Storage with Tankless Auxiliary Water Heater | 52 | 1 | 1 | 55 | Z07 | [18 empty] | Solana Beach | FALSE | 80.68 |  | 2014-12-29 | 2015-04-23 |  |  | 2015-04-16 | 2015-05-07 | 3428 | 8875 | Up-front Payment
PGE-004403 | Single Family Residential | Domestic Hot Water | Gas | Pacific Gas and Electric | Incentive:Paid | 3176 | 29.85 |  | 1 | 112 |  | 106 |  | 2015-01-02 13:32 | 2015-01-23 | SIERRA PACIFIC HOME & COMFORT INC | Retrofit | LINCOLN | Placer | 95648 | Host Customer is System Owner | 2 |  | 2010143A | Solene | AURORA/AO SMITH | SLAR40DC-80HE-XG | Indirect Forced Circulation (IF) | 40 |  | SLCO-40 | Glycol | Advanced Controller with a Vacation or Holiday Mode | Solar Storage and Auxiliary Tanks are separate | 80 | 1 | 0.95 | 35 | Z11 | [18 empty] | City of Rocklin | FALSE | 77.93 |  | 2014-12-29 | 2015-01-20 |  |  | 2015-01-02 | 2015-01-23 | 3424 | 8728 | Up-front Payment
PGE-004404 | Single Family Residential | Domestic Hot Water | Gas | Pacific Gas and Electric | Incentive:Paid | 4366 | 29.85 |  | 1 | 179 |  | 170 |  | 2016-02-26 14:03 | 2016-04-04 | WARM CORPORATION WEST | New Construction | PORTOLA VALLEY | San Mateo | 94028 | Host Customer is System Owner | 4 |  | 2007023B | HTP, Inc. | PHOENIX SOLAR | PH-119S | Indirect Forced Circulation (IF) | 63.82 |  | SS-32 | Glycol | Advanced Controller with a Thermal Cycling Function | Solar and Auxiliary Storage are the same Tank | 119 | 1 | 0.95 | 55 | Z03 | [18 empty] | Town of Portola Valley | FALSE | 122.64 |  | 2014-12-29 | 2016-03-28 |  |  | 2016-02-26 | 2016-04-04 | 3120 | 21953 | Up-front Payment
PGE-004405 | Single Family Residential | Domestic Hot Water | Gas | Pacific Gas and Electric | Incentive:Paid | 4366 | 29.85 |  | 1 | 155 |  | 152 |  | 2014-12-29 17:11 | 2015-01-05 | AZTEC SOLAR INC | Retrofit | SACRAMENTO | Sacramento | 95829 | Host Customer is System Owner | 4 |  | 2001001E | SunEarth, Inc. | SOLARAY | TE64P-80-2G | Indirect Forced Circulation (IF) | 65.67 |  | EP-32 / EP-32-0.75 | Glycol |  | Solar Storage and Auxiliary Tanks are separate | 80 | 0.98 | 1 | 55 | Z12 | [18 empty] | Sacramento County | FALSE | 52.58 |  | 2014-12-29 | 2015-01-02 |  |  | 2014-12-29 | 2015-01-05 | 3424 | 8150 | Up-front Payment
PGE-004406 | Single Family Residential | Domestic Hot Water | Gas | Pacific Gas and Electric | Incentive:Paid | 1463 | 29.85 |  | 1 | 93 |  | 79 |  | 2014-12-31 16:41 | 2015-01-27 | COMMUNITY RESOURCE PROJECT INC | Retrofit | SACRAMENTO | Sacramento | 95826 | Host Customer is System Owner | 5 |  | 2010068A | Fafco, Inc. | 500 SERIES | 500-48SF-50G-50S | Indirect Forced Circulation (IF) | 48.78 |  | 2x8, 2x12 | Glycol | Unglazed Collectors | Solar Storage and Auxiliary Tanks are separate | 50 | 0.94 | 0.9 | 65 | Z12 | [18 empty] | SACRMENTIO COUNTY | FALSE | 25.77 |  | 2014-12-29 | 2015-01-06 |  |  | 2014-12-31 | 2015-01-27 | 3547 | 2396.39 | Up-front Payment
PGE-004407 | Single Family Residential | Domestic Hot Water | Gas | Pacific Gas and Electric | Incentive:Paid | 1556 | 29.85 |  | 1 | 93 |  | 84 |  | 2014-12-31 16:40 | 2015-01-28 | COMMUNITY RESOURCE PROJECT INC | Retrofit | SACRAMENTO | Sacramento | 95828 | Host Customer is System Owner | 8 |  | 2010068A | Fafco, Inc. | 500 SERIES | 500-48SF-50G-50S | Indirect Forced Circulation (IF) | 48.78 |  | 2x8, 2x12 | Glycol | Unglazed Collectors | Solar Storage and Auxiliary Tanks are separate | 50 | 0.9 | 1 | 95 | Z12 | [18 empty] | SACRMENTIO COUNTY | FALSE | 25.53 |  | 2014-12-29 | 2015-01-06 |  |  | 2014-12-31 | 2015-01-28 | 3547 | 2374.48 | Up-front Payment
PGE-004408 | Single Family Residential | Domestic Hot Water | Gas | Pacific Gas and Electric | Incentive:Paid | 1556 | 29.85 |  | 1 | 93 |  | 84 |  | 2014-12-31 16:40 | 2015-01-06 | COMMUNITY RESOURCE PROJECT INC | Retrofit | SACRAMENTO | Sacramento | 95838 | Host Customer is System Owner | 4 |  | 2010068A | Fafco, Inc. | 500 SERIES | 500-48SF-50G-50S | Indirect Forced Circulation (IF) | 48.78 |  | 2x8, 2x12 | Glycol | Unglazed Collectors | Solar Storage and Auxiliary Tanks are separate | 50 | 0.9 | 1 | 55 | Z12 | [18 empty] | City of Sacramento | FALSE | 28.74 |  | 2011-06-01: 2014-12-30; 2011-08-03: 2014-12-31; 2011-09-20: 2015-01-06 | 3564 | 2673.24 | Up-front Payment
PGE-004409 | Single Family Residential | Domestic Hot Water | Gas | Pacific Gas and Electric | Incentive:Paid | 1719 | 29.85 |  | 1 | 107 |  | 92 |  | 2014-12-31 16:39 | 2015-01-14 | COMMUNITY RESOURCE PROJECT INC | Retrofit | NORTH HIGHLANDS | Sacramento | 95660 | Host Customer is System Owner | 1 |  | 2010068D | Fafco, Inc. | 500 SERIES | 500-96SF-50G-50S | Indirect Forced Circulation (IF) | 97.56 |  | 2x8, 2x12 | Glycol | Unglazed Collectors | Solar Storage and Auxiliary Tanks are separate | 50 | 0.96 | 0.9 | 20 | Z12 | [18 empty] | SACRMENTIO COUNTY | FALSE | 27.66 |  | 2011-06-01: 2014-12-30; 2011-08-03: 2014-12-31; 2011-09-20: 2015-01-14 | 3557 | 2959.2 | Up-front Payment
PGE-004410 | Single Family Residential | Domestic Hot Water | Gas | Pacific Gas and Electric | Incentive:Paid | 1577 | 29.85 |  | 1 | 93 |  | 85 |  | 2014-12-31 16:37 | 2015-01-14 | COMMUNITY RESOURCE PROJECT INC | New Construction | ANTELOPE | Sacramento | 95843 | Host Customer is System Owner | 3 |  | 2010068A | Fafco, Inc. | 500 SERIES | 500-48SF-50G-50S | Indirect Forced Circulation (IF) | 48.78 |  | 2x8, 2x12 | Glycol | Unglazed Collectors | Solar Storage and Auxiliary Tanks are separate | 50 | 0.96 | 0.95 | 45 | Z12 | [18 empty] | SACRMENTIO COUNTY | FALSE | 26.7 |  | 2011-06-01: 2014-12-30; 2011-08-03: 2014-12-31; 2011-09-20: 2015-01-14 | 3413 | 2483.25 | Up-front Payment
PGE-004411 | Single Family Residential | Domestic Hot Water | Gas | Pacific Gas and Electric | Incentive:Paid | 1910 | 29.85 |  | 1 | 107 |  | 103 |  | 2014-12-31 16:37 | 2015-01-14 | COMMUNITY RESOURCE PROJECT INC | Retrofit | CITRUS HEIGHTS | Sacramento | 95610 | Host Customer is System Owner | 1 |  | 2010068D | Fafco, Inc. | 500 SERIES | 500-96SF-50G-50S | Indirect Forced Circulation (IF) | 97.56 |  | 2x8, 2x12 | Glycol | Unglazed Collectors | Solar Storage and Auxiliary Tanks are separate | 50 | 0.96 | 1 | 20 | Z12 | [18 empty] | City of Citrus Hieghts | FALSE | 23.71 |  | 2011-06-01: 2014-12-30; 2011-08-03: 2014-12-31; 2011-09-20: 2015-01-14 | 3413 | 2537.11 | Up-front Payment
PGE-004412 | Single Family Residential | Domestic Hot Water | Gas | Pacific Gas and Electric | Incentive:Paid | 1802 | 29.85 |  | 1 | 101 |  | 97 |  | 2015-01-26 13:26 | 2015-01-29 | COMMUNITY RESOURCE PROJECT INC | Retrofit | YUBA CITY | Sutter | 95993 | Host Customer is System Owner | 2 |  | 2010068D | Fafco, Inc. | 500 SERIES | 500-96SF-50G-50S | Indirect Forced Circulation (IF) | 97.56 |  | 2x8, 2x12 | Glycol | Unglazed Collectors | Solar Storage and Auxiliary Tanks are separate | 50 | 0.96 | 1 | 35 | Z11 | [18 empty] | City of Yuba City | FALSE | 29.38 |  | 2011-06-01: 2014-12-30; 2011-08-03: 2015-01-26; 2011-09-20: 2015-01-29 | 3547 | 2967.59 | Up-front Payment
PGE-004413 | Single Family Residential | Domestic Hot Water | Gas | Pacific Gas and Electric | Incentive:Paid | 1776 | 29.85 |  | 1 | 107 |  | 96 |  | 2014-12-31 16:38 | 2015-01-14 | COMMUNITY RESOURCE PROJECT INC | Retrofit | SACRAMENTO | Sacramento | 95823 | Host Customer is System Owner | 1 |  | 2010068D | Fafco, Inc. | 500 SERIES | 500-96SF-50G-50S | Indirect Forced Circulation (IF) | 97.56 |  | 2x8, 2x12 | Glycol | Unglazed Collectors | Solar Storage and Auxiliary Tanks are separate | 50 | 0.94 | 0.95 | 20 | Z12 | [18 empty] | City of Sacramento | FALSE | 25.37 |  | 2011-06-01: 2014-12-30; 2011-08-03: 2014-12-31; 2011-09-20: 2015-01-14 | 3557 | 2714.21 | Up-front Payment
PGE-004414 | Single Family Residential | Domestic Hot Water | Gas | Pacific Gas and Electric | Incentive:Paid | 1711 | 29.85 |  | 1 | 107 |  | 92 |  | 2014-12-31 16:36 | 2015-01-15 | COMMUNITY RESOURCE PROJECT INC | Retrofit | SACRAMENTO | Sacramento | 95815 | Host Customer is System Owner | 2 |  | 2010068D | Fafco, Inc. | 500 SERIES | 500-96SF-50G-50S | Indirect Forced Circulation (IF) | 97.56 |  | 2x8, 2x12 | Glycol | Unglazed Collectors | Solar Storage and Auxiliary Tanks are separate | 50 | 0.86 | 1 | 35 | Z12 | [18 empty] | City of Sacramento | FALSE | 26.65 |  | 2011-06-01: 2014-12-30; 2011-08-03: 2014-12-31; 2011-09-20: 2015-01-15 | 3557 | 2851.77 | Up-front Payment
PGE-004415 | Single Family Residential | Domestic Hot Water | Gas | Pacific Gas and Electric | Incentive:Paid | 1754 | 29.85 |  | 1 | 107 |  | 94 |  | 2014-12-31 16:35 | 2015-01-27 | COMMUNITY RESOURCE PROJECT INC | Retrofit | RANCHO CORDOVA | Sacramento | 95670 | Host Customer is System Owner | 6 |  | 2010068D | Fafco, Inc. | 500 SERIES | 500-96SF-50G-50S | Indirect Forced Circulation (IF) | 97.56 |  | 2x8, 2x12 | Glycol | Unglazed Collectors | Solar Storage and Auxiliary Tanks are separate | 50 | 0.98 | 0.9 | 75 | Z12 | [18 empty] | City of Rancho Cordova | FALSE | 22.5 |  | 2014-12-30 | 2015-01-07 |  |  | 2014-12-31 | 2015-01-27 | 3547 | 2407.8 | Up-front Payment
PGE-004416 | Single Family Residential | Domestic Hot Water | Gas | Pacific Gas and Electric | Incentive:Paid | 1564 | 29.85 |  | 1 | 101 |  | 84 |  | 2014-12-31 16:34 | 2015-01-07 | COMMUNITY RESOURCE PROJECT INC | Retrofit | OLIVEHURST | Yuba | 95961 | Host Customer is System Owner | 2 |  | 2010068D | Fafco, Inc. | 500 SERIES | 500-96SF-50G-50S | Indirect Forced Circulation (IF) | 97.56 |  | 2x8, 2x12 | Glycol | Unglazed Collectors | Solar Storage and Auxiliary Tanks are separate | 50 | 0.98 | 0.85 | 35 | Z11 | [18 empty] | County of Yuba | FALSE | 25.09 |  | 2011-06-01: 2014-12-30; 2011-08-03: 2014-12-31; 2011-09-20: 2015-01-07 | 3560 | 2533.62 | Up-front Payment
PGE-004417 | Single Family Residential | Domestic Hot Water | Gas | Pacific Gas and Electric | Incentive:Paid | 4366 | 29.85 |  | 1 | 176 |  | 176 |  | 2015-01-20 16:29 | 2015-01-26 | LUMINALT ENERGY CORPORATION | Retrofit | SAN FRANCISCO | San Francisco | 94131 | Host Customer is System Owner | 6 |  | 2010138H | Heliodyne, Inc. | HELIOPAS | HPAS 2 406 G 110 AC D Z | Indirect Forced Circulation (IF) | 53.88 |  | 406 001 | Glycol | Pressure Stagnation Protection (PSP) | Solar and Boiler Storage are the same Tank | 114.9 | 1 | 1 | 75 | Z03 | [18 empty] | San Francisco Department of Building Inspections | FALSE | 60.51 |  | 2014-12-30 | 2015-01-26 |  |  | 2015-01-20 | 2015-01-26 | 3424 | 10650 | Up-front Payment
PGE-004418 | Commercial/Multifamily Residential | Domestic Hot Water | Gas | Pacific Gas and Electric | Incentive:Paid | 354859 | 20.19 |  | 1 | 17576 |  | 17576 |  | 2015-01-14 13:57 | 2015-02-13 | ALAN BENBOW PLUMBING AND ELECTRIC | New Construction | PATTERSON | Stanislaus | 95633 | Host Customer is System Owner | [7 empty] | 3840 | 32 |  | Drainback |  | Solar Storage with Tankless Auxiliary Water Heater |  | 1 | 1 | 90000 | Z12 |  |  | Other | 2011093A | 120 | 1 | 18000 | 3 | 0 | 0 | 4200000 | FALSE | 165 | 165 |  | Heliodyne - Delta-T Pro WiFi |  | Heliodyne - Delta-T Pro WiFi | City of Patterson | FALSE | 22.22 |  | 2014-12-30 | 2015-01-29 | 2015-01-14 | 2015-02-13 | 2016-03-01 | 2016-04-25 | 3082 | 390545 | Up-front Payment
PGE-004419 | Low Income Single Family Residential | Domestic Hot Water | Gas | Pacific Gas and Electric | Incentive:Paid | 2589 | 36.9 |  | 1 | 120 |  | 101 |  | 2015-01-12 15:16 | 2015-01-20 | FRESNO COUNTY ECONOMIC OPPORTUNITIES COMMISSION | Retrofit | FRESNO | Fresno | 93706 | Host Customer is System Owner | 2 |  | 2010068D | Fafco, Inc. | 500 SERIES | 500-96SF-50G-50S | Indirect Forced Circulation (IF) | 97.56 |  | 2x8, 2x12 | Forced Circulation | Advanced Controller with a Thermal Cycling Function | Solar Storage and Auxiliary Tanks are separate | 50 | 0.99 | 0.85 | 35 | Z13 | [18 empty] | city of fresno | FALSE | 32.81 |  | 2011-06-01: 2014-12-31; 2011-08-03: 2015-01-12; 2011-09-20: 2015-01-20 | 3557 | 3937.17 | Up-front Payment
PGE-004420 | Low Income Single Family Residential | Domestic Hot Water | Gas | Pacific Gas and Electric | Incentive:Paid | 2437 | 36.9 |  | 1 | 120 |  | 95 |  | 2015-01-12 15:14 | 2015-01-29 | FRESNO COUNTY ECONOMIC OPPORTUNITIES COMMISSION | Retrofit | FRESNO | Fresno | 93706 | Host Customer is System Owner | 7 |  | 2010068D | Fafco, Inc. | 500 SERIES | 500-96SF-50G-50S | Indirect Forced Circulation (IF) | 97.56 |  | 2x8, 2x12 | Forced Circulation | Advanced Controller with a Thermal Cycling Function | Solar Storage and Auxiliary Tanks are separate | 50 | 0.99 | 0.8 | 85 | Z13 | [18 empty] | city of fresno | FALSE | 32.9 |  | 2014-12-31 | 2015-01-20 |  |  | 2015-01-12 | 2015-01-29 | 3547 | 3947.87 | Up-front Payment
PGE-004421 | Low Income Single Family Residential | Domestic Hot Water | Gas | Pacific Gas and Electric | Incentive:Paid | 3077 | 36.9 |  | 1 | 120 |  | 120 |  | 2015-01-12 15:16 | 2015-01-20 | FRESNO COUNTY ECONOMIC OPPORTUNITIES COMMISSION | Retrofit | FRESNO | Fresno | 93706 | Host Customer is System Owner | 4 |  | 2010068D | Fafco, Inc. | 500 SERIES | 500-96SF-50G-50S | Indirect Forced Circulation (IF) | 97.56 |  | 2x8, 2x12 | Forced Circulation | Advanced Controller with a Thermal Cycling Function | Solar Storage and Auxiliary Tanks are separate | 50 | 1 | 1 | 55 | Z13 | [18 empty] | city of fresno | FALSE | 32.69 |  | 2011-06-01: 2014-12-31; 2011-08-03: 2015-01-12; 2011-09-20: 2015-01-20 | 3557 | 3922.34 | Up-front Payment
PGE-004422 | Low Income Single Family Residential | Domestic Hot Water | Gas | Pacific Gas and Electric | Incentive:Paid | 2589 | 36.9 |  | 1 | 120 |  | 101 |  | 2015-01-13 09:29 | 2015-01-21 | FRESNO COUNTY ECONOMIC OPPORTUNITIES COMMISSION | Retrofit | FRESNO | Fresno | 93706 | Host Customer is System Owner | 2 |  | 2010068D | Fafco, Inc. | 500 SERIES | 500-96SF-50G-50S | Indirect Forced Circulation (IF) | 97.56 |  | 2x8, 2x12 | Forced Circulation | Advanced Controller with a Thermal Cycling Function | Solar Storage and Auxiliary Tanks are separate | 50 | 0.99 | 0.85 | 35 | Z13 | [18 empty] | city of fresno | FALSE | 32.6 |  | 2011-06-01: 2014-12-31; 2011-08-03: 2015-01-13; 2011-09-20: 2015-01-21 | 3557 | 3911.64 | Up-front Payment
PGE-004423 | Low Income Single Family Residential | Domestic Hot Water | Gas | Pacific Gas and Electric | Incentive:Paid | 2954 | 36.9 |  | 1 | 120 |  | 115 |  | 2015-01-12 15:15 | 2015-01-21 | FRESNO COUNTY ECONOMIC OPPORTUNITIES COMMISSION | Retrofit | FRESNO | Fresno | 93722 | Host Customer is System Owner | 3 |  | 2010068D | Fafco, Inc. | 500 SERIES | 500-96SF-50G-50S | Indirect Forced Circulation (IF) | 97.56 |  | 2x8, 2x12 | Forced Circulation | Advanced Controller with a Thermal Cycling Function | Solar Storage and Auxiliary Tanks are separate | 50 | 0.96 | 1 | 45 | Z13 | [18 empty] | city of fresno | FALSE | 34.1 |  | 2014-12-31 | 2015-01-21 |  |  | 2015-01-12 | 2015-01-21 | 3557 | 4092.22 | Up-front Payment
PGE-004424 | Low Income Single Family Residential | Domestic Hot Water | Gas | Pacific Gas and Electric | Incentive:Paid | 2437 | 36.9 |  | 1 | 120 |  | 95 |  | 2015-01-12 15:13 | 2015-01-21 | FRESNO COUNTY ECONOMIC OPPORTUNITIES COMMISSION | Retrofit | FRESNO | Fresno | 93706 | Host Customer is System Owner | 3 |  | 2010068D | Fafco, Inc. | 500 SERIES | 500-96SF-50G-50S | Indirect Forced Circulation (IF) | 97.56 |  | 2x8, 2x12 | Forced Circulation | Advanced Controller with a Thermal Cycling Function | Solar Storage and Auxiliary Tanks are separate | 50 | 0.99 | 0.8 | 45 | Z13 | [18 empty] | city of fresno | FALSE | 33.99 |  | 2011-06-01: 2014-12-31; 2011-08-03: 2015-01-12; 2011-09-20: 2015-01-21 | 3557 | 4079.38 | Up-front Payment
PGE-004425 | Single Family Residential | Domestic Hot Water | Gas | Pacific Gas and Electric | Incentive:Paid | 1246 | 29.85 |  | 1 | 107 |  | 86 |  | 2015-01-02 07:49 | 2015-01-27 | COMMUNITY RESOURCE PROJECT INC | Retrofit | GALT | Sacramento | 95632 | Host Customer is System Owner | 3 |  | 2010068D | Fafco, Inc. | 500 SERIES | 500-96SF-50G-50S | Indirect Forced Circulation (IF) | 97.56 |  | 2x8, 2x12 | Glycol | Unglazed Collectors | Solar Storage and Auxiliary Tanks are separate | 50 | 0.95 | 0.85 | 45 | Z12 | [18 empty] | City of Galt | FALSE | 21.39 |  | 2015-01-02 | 2015-01-27 |  |  | 2015-01-02 | 2015-01-27 | 3538 | 2288.76 | Up-front Payment
PGE-004426 | Single Family Residential | Domestic Hot Water | Gas | Pacific Gas and Electric | Incentive:Paid | 1532 | 29.85 |  | 1 | 101 |  | 82 |  | 2015-01-26 13:18 | 2015-02-06 | COMMUNITY RESOURCE PROJECT INC | Retrofit | LIVE OAK, | Sutter | 95953 | Host Customer is System Owner | 4 |  | 2010068D | Fafco, Inc. | 500 SERIES | 500-96SF-50G-50S | Indirect Forced Circulation (IF) | 97.56 |  | 2x8, 2x12 | Glycol | Unglazed Collectors | Solar Storage and Auxiliary Tanks are separate |  | 0.96 | 0.85 | 55 | Z11 | [18 empty] | City of Live Oak | FALSE | 23.85 |  | 2015-01-02 | 2015-01-29 |  |  | 2015-01-26 | 2015-02-06 | 3413 | 2408.5 | Up-front Payment
PGE-004427 | Single Family Residential | Domestic Hot Water | Gas | Pacific Gas and Electric | Incentive:Paid | 1795 | 29.85 |  | 1 | 107 |  | 97 |  | 2015-01-02 08:25 | 2015-01-27 | COMMUNITY RESOURCE PROJECT INC | Retrofit | Sacramento | Sacramento | 95823 | Host Customer is System Owner | 3 |  | 2010068D | Fafco, Inc. | 500 SERIES | 500-96SF-50G-50S | Indirect Forced Circulation (IF) | 97.56 |  | 2x8, 2x12 | Glycol | Unglazed Collectors | Solar Storage and Auxiliary Tanks are separate | 50 | 0.95 | 0.95 | 45 | Z12 | [18 empty] | City of Sacramento | FALSE | 21.94 |  | 2015-01-02 | 2015-01-27 |  |  | 2015-01-02 | 2015-01-27 | 3538 | 2347.65 | Up-front Payment
PGE-004428 | Single Family Residential | Domestic Hot Water | Gas | Pacific Gas and Electric | Incentive:Paid | 1694 | 29.85 |  | 1 | 93 |  | 91 |  | 2015-01-26 13:10 | 2015-02-10 | COMMUNITY RESOURCE PROJECT INC | Retrofit | SACRAMENTO | Sacramento | 95827 | Host Customer is System Owner | 4 |  | 2010068A | Fafco, Inc. | 500 SERIES | 500-48SF-50G-50S | Indirect Forced Circulation (IF) | 48.78 |  | 2x8, 2x12 | Glycol | Unglazed Collectors | Solar Storage and Auxiliary Tanks are separate | 50 | 0.98 | 1 | 55 | Z12 | [18 empty] | City of Rancho Cordova | FALSE | 25.93 |  | 2011-06-01: 2015-01-02; 2011-08-03: 2015-01-26; 2011-09-20: 2015-02-10 | 3413 | 2411.4 | Up-front Payment
SCG-004429 | Commercial/Multifamily Residential | Domestic Hot Water | Gas | Southern California Gas Company | Reservation:Canceled | 62327 | 20.19 |  | 1 | 3087 |  | 3087 |  | 2015-01-04 23:37 |  | DOCTOR PIPER INC | Retrofit | studio City | Los Angeles | 90035 | Host Customer is System Owner | [7 empty] | 986.48 | 25.96 |  | Glycol | Advanced Controller with a Vacation or Holiday Mode | Solar Storage and Auxiliary Tanks are separate |  | 1 | 1 | 2052 | Z09 | 54 | Units | Apartments/Condos | 2007043A | 38 | 1 | 2000 | 1 | 200 | 1 | 715 | TRUE | 125 | 125 | [5 empty] | FALSE | 24.4 |  | 2011-06-01: 2015-01-04; 2011-06-21: 2015-11-16 | 3267 | 75334 | Up-front Payment
PGE-004431 | Low Income Multifamily Residential | Domestic Hot Water | Gas | Pacific Gas and Electric | Reservation:Canceled | 16089 | 24.89 |  | 1 | 968 |  | 968 |  | 2015-02-10 05:33 |  | RIPTIDE PLUMBING INC | New Construction | Santa Cruz | Santa Cruz | 95060 | Host Customer is System Owner | [7 empty] | 318.32 | 39.79 |  | Drainback |  | Solar Storage and Auxiliary Tanks are separate |  | 1 | 1 | 755 | Z03 | 48 | Units | Apartments/Condos | 2007039F | 8 | 1 | 360 | 3 | 160 | 2 | 398000 | TRUE | 125 | 120 | [5 empty] | FALSE | 35.85 |  | 2011-06-01: 2015-01-07; 2011-06-21: 2015-02-11 | 3523 | 34700 | Up-front Payment
PGE-004432 | Single Family Residential | Domestic Hot Water | Gas | Pacific Gas and Electric | Incentive:Paid | 3582 | 29.85 |  | 1 | 120 |  | 120 |  | 2015-04-14 15:28 | 2015-05-07 | NORTH COAST ENERGY SERVICES INCORPORATED | Retrofit | Vallejo | Solano | 94589 | Host Customer is System Owner | 5 |  | 2010068D | Fafco, Inc. | 500 SERIES | 500-96SF-50G-50S | Indirect Forced Circulation (IF) | 97.56 |  | 2x8, 2x12 | Glycol | Advanced Controller with a Vacation or Holiday Mode | Solar Storage and Auxiliary Tanks are separate | 50 | 1 | 1 | 65 | Z02 | [18 empty] | City of Vallejo | FALSE | 32.03 |  | 2015-01-07 | 2015-04-16 |  |  | 2015-04-14 | 2015-05-07 | 3431 | 3843.97 | Up-front Payment
PGE-004433 | Single Family Residential | Domestic Hot Water | Gas | Pacific Gas and Electric | Incentive:Paid | 1810 | 29.85 |  | 1 | 107 |  | 97 |  | 2015-04-14 15:25 | 2015-04-16 | NORTH COAST ENERGY SERVICES INCORPORATED | Retrofit | FAIRFIELD | Solano | 94534 | Host Customer is System Owner | 3 |  | 2010068D | Fafco, Inc. | 500 SERIES | 500-96SF-50G-50S | Indirect Forced Circulation (IF) | 97.56 |  | 2x8, 2x12 | Glycol | Advanced Controller with a Vacation or Holiday Mode | Solar Storage and Auxiliary Tanks are separate | 50 | 0.91 | 1 | 45 | Z12 | [18 empty] | City of Fairflied | FALSE | 25.06 |  | 2011-06-01: 2015-01-07; 2011-08-03: 2015-04-14; 2011-09-20: 2015-04-16 | 3463 | 2681.7 | Up-front Payment
SCG-004434 | Commercial Pools | Pool Heating | Gas | Southern California Gas Company | Incentive:Paid | 9230 | 5 |  | 1 | 1846 |  | 1846 |  | 2015-01-23 17:28 | 2015-02-05 | ENERGY SERVICES | Retrofit | indian wells | Riverside | 92210 | Host Customer is System Owner | [7 empty] | 567 | 47.25 |  | Drainback |  |  |  | 1 | 1 |  | Z15 |  |  |  | 10204-12 | 12 | 1 | [5 empty] | FALSE |  |  |  | SunEarth - SETR0603mcU + VFS 20-400 |  | SunEarth - SETR0603mcU + VFS 20-400 | indian wells | FALSE | 5.84 |  | 2015-01-16 |  | 2015-01-23 | 2015-02-05 | 2015-03-18 | 2015-04-16 | 3473 | 10788 | Up-front Payment
SCG-004436 | Single Family Residential | Domestic Hot Water | Gas | Southern California Gas Company | Incentive:Paid | 2231 | 29.85 |  | 1 | 120 |  | 120 |  | 2015-01-09 16:15 | 2015-02-12 | COMMUNITY SERVICES AND EMPLOYMENT TRAINING INCORPORATED | Retrofit | Porterville | Tulare | 93257 | Owner/Tenant | 4 |  | 2010068D | Fafco, Inc. | 500 SERIES | 500-96SF-50G-50S | Indirect Forced Circulation (IF) | 97.56 |  | 2x8, 2x12 | Glycol | Unglazed Collectors | Solar Storage and Auxiliary Tanks are separate | 50 | 1 | 1 | 55 | Z13 | [18 empty] | City of Porterville | FALSE | 37.47 |  | 2011-06-01: 2015-01-08; 2011-08-03: 2015-01-09; 2011-09-20: 2015-02-12 | 3508 | 4496.51 | Up-front Payment
PGE-004437 | Single Family Residential | Domestic Hot Water | Gas | Pacific Gas and Electric | Incentive:Paid | 1850 | 29.85 |  | 1 | 107 |  | 100 |  | 2015-01-26 13:11 | 2015-01-29 | COMMUNITY RESOURCE PROJECT INC | Retrofit | NORTH HIGHLANDS | Sacramento | 95660 | Host Customer is System Owner | 2 |  | 2010068D | Fafco, Inc. | 500 SERIES | 500-96SF-50G-50S | Indirect Forced Circulation (IF) | 97.56 |  | 2x8, 2x12 | Glycol | Unglazed Collectors | Solar Storage and Auxiliary Tanks are separate | 50 | 0.93 | 1 | 35 | Z12 | [18 empty] | SACRMENTIO COUNTY | FALSE | 27.16 |  | 2015-01-08 | 2015-01-30 |  |  | 2015-01-26 | 2015-01-29 | 3547 | 2906.54 | Up-front Payment
SDG-004438 | Commercial Pools | Pool Heating | Gas | San Diego Gas and Electric | Reservation:Canceled | 7653 | 7 |  | 1 | 2355 |  | 2355 |  |  |  | SUNUP SOLAR SYSTEMS INC | Retrofit | Poway | Poway | 92064 | Host Customer is System Owner | [7 empty] | 992.25 | 47.25 |  | Drainback |  |  |  | 1 | 1 |  | Z10 |  |  |  | SU412 | 21 | 2 | [5 empty] | FALSE |  |  |  | SunEarth - SETR A503 TTR U + VFS 20-400 |  | SunEarth - SETR A503 TTR U + VFS 20-400 |  | FALSE | 6.5 |  | 2011-06-01: 2015-01-08; 2011-06-21: 2015-05-20 | 3446 | 15305 | Up-front Payment
SDG-004439 | Commercial Pools | Pool Heating | Gas | San Diego Gas and Electric | Incentive:Paid | 5870 | 5 |  | 1 | 1174 |  | 1174 |  | 2015-01-22 07:08 | 2015-01-26 | SUNUP SOLAR SYSTEMS INC | Retrofit | Santee | Santee | 92071 | Host Customer is System Owner | [7 empty] | 377.16 | 31.43 |  | Drainback |  |  |  | 1 | 1 |  | Z10 |  |  |  | 10001-1 | 12 | 1 | [5 empty] | FALSE | [6 empty] | City of Santee | FALSE | 6.62 |  | 2015-01-08 | 2015-01-26 | 2015-01-22 | 2015-01-26 | 2015-02-20 | 2015-03-31 | 3480 | 7774 | Up-front Payment
SDG-004440 | Commercial Pools | Pool Heating | Gas | San Diego Gas and Electric | Incentive:Paid | 9975 | 5 |  | 1 | 1995 |  | 1995 |  | 2016-04-24 20:24 | 2016-05-12 | SUNUP SOLAR SYSTEMS INC | Retrofit | San Diego | San Diego | 92037 | Host Customer is System Owner | [7 empty] | 1039.5 | 47.25 |  | Drainback |  |  |  | 1 | 1 |  | Z07 |  |  |  | SU412 | 22 | 3 | [5 empty] | FALSE |  |  |  | SunEarth - SETR A503 TTR U + VFS 20-400 |  | SunEarth - SETR A503 TTR U + VFS 20-400 | City of San Diego | FALSE | 10.88 |  | 2015-01-08 |  | 2016-04-24 | 2016-05-12 | 2016-08-26 | 2016-09-27 | 2929 | 21700 | Up-front Payment
SDG-004441 | Commercial Pools | Pool Heating | Gas | San Diego Gas and Electric | Incentive:Paid | 5660 | 5 |  | 1 | 1415 |  | 1132 |  | 2015-10-08 14:17 | 2015-10-20 | SUNUP SOLAR SYSTEMS INC | Retrofit | San Diego | San Diego | 92037 | Host Customer is System Owner | [7 empty] | 661.5 | 47.25 |  | Drainback |  |  |  | 0.8 | 1 |  | Z07 |  |  |  | SU412 | 14 | 1 | [5 empty] | FALSE |  |  |  | SunEarth - SETR A503 TTR U + VFS 20-400 |  | SunEarth - SETR A503 TTR U + VFS 20-400 | City of San Diego | FALSE | 9.52 |  | 2015-01-08 |  | 2015-10-08 | 2015-10-20 | 2016-07-06 | 2016-07-08 | 2980 | 13470 | Up-front Payment
SDG-004442 | Commercial Pools | Pool Heating | Gas | San Diego Gas and Electric | Incentive:Paid | 9030 | 5 |  | 1 | 1806 |  | 1806 |  | 2015-01-24 18:38 | 2015-01-28 | SUNUP SOLAR SYSTEMS INC | Retrofit | San Diego | San Diego | 92117 | Host Customer is System Owner | [7 empty] | 661.5 | 47.25 |  | Drainback |  |  |  | 1 | 1 |  | Z07 |  |  |  | SU412 | 14 | 1 | [5 empty] | FALSE |  |  |  | SunEarth - SETR A503 TTR U + VFS 20-400 |  | SunEarth - SETR A503 TTR U + VFS 20-400 | City of San Diego | FALSE | 5.98 |  | 2015-01-08 | 2015-01-27 | 2015-01-24 | 2015-01-28 | 2015-03-20 | 2015-04-09 | 3468 | 10800 | Up-front Payment
SCG-004443 | Single Family Residential | Domestic Hot Water | Gas | Southern California Gas Company | Incentive:Paid | 2231 | 29.85 |  | 1 | 120 |  | 120 |  | 2015-01-09 16:16 | 2015-02-18 | COMMUNITY SERVICES AND EMPLOYMENT TRAINING INCORPORATED | Retrofit | Porterville | Tulare | 93257 | Host Customer is System Owner | 5 |  | 2010068D | Fafco, Inc. | 500 SERIES | 500-96SF-50G-50S | Indirect Forced Circulation (IF) | 97.56 |  | 2x8, 2x12 | Glycol | Unglazed Collectors | Solar Storage and Auxiliary Tanks are separate | 50 | 1 | 1 | 65 | Z13 | [18 empty] | City of Porterville | FALSE | 38.6 |  | 2011-06-01: 2015-01-09; 2011-08-03: 2015-01-09; 2011-09-20: 2015-02-18 | 3490 | 4632.51 | Up-front Payment
PGE-004444 | Low Income Multifamily Residential | Domestic Hot Water | Gas | Pacific Gas and Electric | Incentive:Paid | 5500 | 24.89 |  | 1 | 256 |  | 256 |  | 2015-02-13 10:31 | 2015-03-18 | VILLARA CORPORATION | Retrofit | Campbell | Santa Clara | 95008 | Host Customer is System Owner | [7 empty] | 80.34 | 40.17 |  | Glycol | Steam Back | Solar Storage and Auxiliary Tanks are separate |  | 1 | 1 | 160 | Z04 | 4 | Units | Apartments/Condos | 2010115A | 2 | 1 | 120 | 1 | 75 | 1 | 12000 | FALSE | 125 | 120 |  |  |  |  | City of Campbell | FALSE | 21.48 |  | 2015-01-09 | 2015-02-23 | 2015-02-13 | 2015-03-18 | 2015-06-25 | 2015-06-26 | 3375 | 5500 | Up-front Payment
PGE-004445 | Low Income Multifamily Residential | Domestic Hot Water | Gas | Pacific Gas and Electric | Incentive:Paid | 5500 | 24.89 |  | 1 | 255 |  | 255 |  | 2015-02-13 10:30 | 2015-03-17 | VILLARA CORPORATION | Retrofit | Campbell | Santa Clara | 95008 | Host Customer is System Owner | [7 empty] | 80.34 | 40.17 |  | Glycol | Steam Back | Solar Storage and Auxiliary Tanks are separate |  | 1 | 1 | 160 | Z04 | 4 | Units | Apartments/Condos | 2010115A | 2 | 1 | 120 | 1 | 75 | 1 | 12000 | FALSE | 125 | 120 |  |  |  |  | City of Campbell, CA | FALSE | 21.57 |  | 2015-01-09 | 2015-02-23 | 2015-02-13 | 2015-03-17 | 2015-11-24 | 2015-12-08 | 3217 | 5500 | Up-front Payment
PGE-004446 | Low Income Multifamily Residential | Domestic Hot Water | Gas | Pacific Gas and Electric | Incentive:Paid | 5500 | 24.89 |  | 1 | 241 |  | 241 |  | 2015-02-13 10:29 | 2015-03-17 | VILLARA CORPORATION | Retrofit | Campbell | Santa Clara | 95008 | Host Customer is System Owner | [7 empty] | 80.34 | 40.17 |  | Glycol | Steam Back | Solar Storage and Auxiliary Tanks are separate |  | 1 | 1 | 160 | Z04 | 4 | Units | Apartments/Condos | 2010115A | 2 | 1 | 120 | 1 | 75 | 1 | 100000 | FALSE | 120 | 120 |  |  |  |  | City of Campbell | FALSE | 22.82 |  | 2015-01-09 | 2015-02-23 | 2015-02-13 | 2015-03-17 | 2015-06-25 | 2015-07-29 | 3364 | 5500 | Up-front Payment
PGE-004447 | Low Income Multifamily Residential | Domestic Hot Water | Gas | Pacific Gas and Electric | Incentive:Paid | 5500 | 24.89 |  | 1 | 256 |  | 256 |  | 2015-02-13 10:28 | 2015-03-17 | VILLARA CORPORATION | Retrofit | Campbell | Santa Clara | 95008 | Host Customer is System Owner | [7 empty] | 80.34 | 40.17 |  | Glycol | Steam Back | Solar Storage and Auxiliary Tanks are separate |  | 1 | 1 | 160 | Z04 | 4 | Units | Apartments/Condos | 2010115A | 2 | 1 | 120 | 1 | 75 | 1 | 12000 | FALSE | 125 | 120 |  |  |  |  | City of Campbell | FALSE | 21.48 |  | 2015-01-09 | 2015-02-23 | 2015-02-13 | 2015-03-17 | 2015-06-25 | 2015-06-26 | 3375 | 5500 | Up-front Payment
PGE-004448 | Low Income Multifamily Residential | Domestic Hot Water | Gas | Pacific Gas and Electric | Incentive:Paid | 5500 | 24.89 |  | 1 | 259 |  | 259 |  | 2015-02-13 10:27 | 2015-03-17 | VILLARA CORPORATION | Retrofit | Campbell | Santa Clara | 95008 | Host Customer is System Owner | [7 empty] | 80.34 | 40.17 |  | Glycol | Steam Back | Solar Storage and Auxiliary Tanks are separate |  | 1 | 1 | 160 | Z04 | 4 | Units | Apartments/Condos | 2010115A | 2 | 1 | 120 | 1 | 75 | 1 | 12000 | FALSE | 120 | 120 |  |  |  |  | City of Campbell | FALSE | 21.24 |  | 2015-01-09 | 2015-02-23 | 2015-02-13 | 2015-03-17 | 2015-06-25 | 2015-06-26 | 3375 | 5500 | Up-front Payment
PGE-004449 | Low Income Multifamily Residential | Domestic Hot Water | Gas | Pacific Gas and Electric | Incentive:Paid | 5326 | 24.89 |  | 1 | 214 |  | 214 |  | 2015-02-13 10:25 | 2015-03-17 | VILLARA CORPORATION | Retrofit | Campbell | Santa Clara | 95008 | Host Customer is System Owner | [7 empty] | 80.34 | 40.17 |  | Glycol | Steam Back | Solar Storage and Auxiliary Tanks are separate |  | 1 | 1 | 160 | Z04 | 4 | Units | Apartments/Condos | 2010115A | 2 | 1 | 120 | 1 | 75 | 1 | 12000 | FALSE | 125 | 120 |  |  |  |  | City of Campbell, CA | FALSE | 25.7 |  | 2015-01-09 | 2015-02-23 | 2015-02-13 | 2015-03-17 | 2015-11-24 | 2016-01-08 | 3197 | 5500 | Up-front Payment
PGE-004450 | Low Income Multifamily Residential | Domestic Hot Water | Gas | Pacific Gas and Electric | Incentive:Paid | 5500 | 24.89 |  | 1 | 255 |  | 255 |  | 2015-03-13 11:15 | 2015-03-18 | VILLARA CORPORATION | Retrofit | Campbell | Santa Clara | 95008 | Host Customer is System Owner | [7 empty] | 80.34 | 40.17 |  | Glycol | Steam Back | Solar Storage and Auxiliary Tanks are separate |  | 1 | 1 | 160 | Z04 | 4 | Units | Apartments/Condos | 2010115A | 2 | 1 | 120 | 1 | 75 | 1 | 12000 | FALSE | 125 | 120 |  |  |  |  | City of Campbell, CA | FALSE | 21.57 |  | 2015-01-09 |  | 2015-03-13 | 2015-03-18 | 2015-11-24 | 2015-12-08 | 3217 | 5500 | Up-front Payment
PGE-004451 | Low Income Multifamily Residential | Domestic Hot Water | Gas | Pacific Gas and Electric | Incentive:Paid | 5500 | 24.89 |  | 1 | 255 |  | 255 |  | 2015-02-13 10:22 | 2015-03-17 | VILLARA CORPORATION | Retrofit | Campbell | Santa Clara | 95008 | Host Customer is System Owner | [7 empty] | 80.34 | 40.17 |  | Glycol | Steam Back | Solar Storage and Auxiliary Tanks are separate |  | 1 | 1 | 160 | Z04 | 4 | Units | Apartments/Condos | 2010115A | 2 | 1 | 120 | 1 | 75 | 1 | 12000 | FALSE | 125 | 120 |  |  |  |  | City of Campbell, CA | FALSE | 21.57 |  | 2015-01-09 | 2015-02-23 | 2015-02-13 | 2015-03-17 | 2015-11-24 | 2015-12-28 | 3197 | 5500 | Up-front Payment
PGE-004452 | Low Income Multifamily Residential | Domestic Hot Water | Gas | Pacific Gas and Electric | Reservation:Canceled | 3753 | 24.89 |  | 1 | 256 |  | 256 |  |  |  | VILLARA CORPORATION | Retrofit | Campbell | Santa Barbara | 95008 | Host Customer is System Owner | [7 empty] | 80.34 | 40.17 |  | Glycol | Steam Back | Solar Storage and Auxiliary Tanks are separate |  | 1 | 1 | 160 | Z04 | 4 | Units | Apartments/Condos | 2010115A | 2 | 1 | 120 | 1 | 75 | 1 | 12000 | FALSE | 125 | 120 | [5 empty] | FALSE | 14.66 |  | 2011-06-01: 2015-01-09 | 3573 | 3753 | Up-front Payment
PGE-004453 | Single Family Residential | Domestic Hot Water | Gas | Pacific Gas and Electric | Incentive:Paid | 2061 | 29.85 |  | 1 | 112 |  | 111 |  | 2015-01-14 13:27 | 2015-01-21 | CENTRAL COAST ENERGY SERVICES INC | Retrofit | HOLLISTER | San Benito | 95023 | Host Customer is System Owner | 2 |  | 2010068D | Fafco, Inc. | 500 SERIES | 500-96SF-50G-50S | Indirect Forced Circulation (IF) | 97.56 |  | 2x8, 2x12 | Glycol | Unglazed Collectors | Solar Storage and Auxiliary Tanks are separate | 50 | 0.99 | 1 | 35 | Z04 | [18 empty] | City of Hollister | FALSE | 66.44 |  | 2011-06-01: 2015-01-09; 2011-08-03: 2015-01-14; 2011-09-20: 2015-01-21 | 3557 | 7441.25 | Up-front Payment
SCG-004454 | Low Income Multifamily Residential | Domestic Hot Water | Gas | Southern California Gas Company | Reservation:Canceled | 1586 | 24.89 |  | 1 | 97 |  | 82 |  |  |  |  | New Construction | Santa Barbara | Santa Barbara | 93103 | Owner/Tenant |  |  | S-7027_2C2R-2PV2T-OL80-TLG | EchoFirst |  | 2C2R-2PV2T-OL80-TLG | Indirect Thermosyphon (IT) | 38.75 |  | CL-T-370 | Glycol | Advanced Controller with a Thermal Cycling Function | Solar Storage with Tankless Auxiliary Water Heater | 80 | 1 | 0.85 | 0 | Z06 | [19 empty] | FALSE | 104.12 |  | 2011-06-01: 2015-01-09 | 3578 | 10100 | Up-front Payment
SCG-004455 | Single Family Residential | Domestic Hot Water | Gas | Southern California Gas Company | Incentive:Canceled | 2461 | 25.37 |  | 2 | 97 |  | 82 |  |  |  |  | New Construction | Santa Barbara | Santa Barbara | 93103 | Owner/Tenant |  |  | S-7027_2C2R-2PV2T-OL80-TLG | EchoFirst |  | 2C2R-2PV2T-OL80-TLG | Indirect Thermosyphon (IT) | 38.75 |  | CL-T-370 | Glycol | Advanced Controller with a Thermal Cycling Function | Solar Storage with Tankless Auxiliary Water Heater | 80 | 1 | 0.85 | 0 | Z06 | [11 empty] | FALSE | [7 empty] | FALSE | 104.12 |  | 2011-06-01: 2015-01-09 | 3578 | 10100 | Up-front Payment
PGE-004457 | Single Family Residential | Domestic Hot Water | Gas | Pacific Gas and Electric | Incentive:Paid | 3346 | 29.85 |  | 1 | 118 |  | 112 |  | 2015-04-09 08:36 | 2015-04-27 | JAMES STEVEN SCHWERM INC | Retrofit | GILROY | Santa Clara | 95020 | Host Customer is System Owner | 2 |  | 30003808 | Solahart Industries | Solahart | ASG 302J & ASG 302J FREE HEAT | Indirect Thermosyphon (IT) | 43.12 |  | J | Glycol | Other | Solar Storage and Auxiliary Tanks are separate | 80 | 1 | 0.95 | 35 | Z04 | [18 empty] | Santa Clara County | FALSE | 69.92 |  | 2011-06-01: 2015-01-10; 2011-08-03: 2015-04-09; 2011-09-20: 2015-04-27 | 3431 | 8250 | Up-front Payment
SCG-004458 | Single Family Residential | Domestic Hot Water | Gas | Southern California Gas Company | Incentive:Canceled | 2461 | 25.37 |  | 2 | 97 |  | 82 |  |  |  |  | New Construction | Santa Barbara | Santa Barbara | 93103 | Owner/Tenant |  |  | S-7027_2C2R-2PV2T-OL80-TLG | EchoFirst |  | 2C2R-2PV2T-OL80-TLG | Indirect Thermosyphon (IT) | 38.75 |  | CL-T-370 | Glycol | Advanced Controller with a Thermal Cycling Function | Solar Storage with Tankless Auxiliary Water Heater | 80 | 1 | 0.85 | 0 | Z06 | [19 empty] | FALSE | 104.12 |  | 2011-06-01: 2015-01-12 | 3575 | 10100 | Up-front Payment
SCG-004459 | Single Family Residential | Domestic Hot Water | Gas | Southern California Gas Company | Incentive:Canceled | 2461 | 25.37 |  | 2 | 97 |  | 82 |  |  |  |  | New Construction | Santa Barbara | Santa Barbara | 93103 | Owner/Tenant |  |  | S-7027_2C2R-2PV2T-OL80-TLG | EchoFirst |  | 2C2R-2PV2T-OL80-TLG | Indirect Thermosyphon (IT) | 38.75 |  | CL-T-370 | Glycol | Advanced Controller with a Thermal Cycling Function | Solar Storage with Tankless Auxiliary Water Heater | 80 | 1 | 0.85 | 0 | Z06 | [11 empty] | FALSE | [7 empty] | FALSE | 104.12 |  | 2011-06-01: 2015-01-12 | 3575 | 10100 | Up-front Payment
SCG-004460 | Single Family Residential | Domestic Hot Water | Gas | Southern California Gas Company | Incentive:Canceled | 2461 | 25.37 |  | 2 | 97 |  | 82 |  |  |  |  | New Construction | Santa Barbara | Santa Barbara | 93103 | Owner/Tenant |  |  | S-7027_2C2R-2PV2T-OL80-TLG | EchoFirst |  | 2C2R-2PV2T-OL80-TLG | Indirect Thermosyphon (IT) | 38.75 |  | CL-T-370 | Glycol | Advanced Controller with a Thermal Cycling Function | Solar Storage with Tankless Auxiliary Water Heater | 80 | 1 | 0.85 | 0 | Z06 | [19 empty] | FALSE | 104.12 |  | 2011-06-01: 2015-01-12 | 3575 | 10100 | Up-front Payment
SCG-004461 | Single Family Residential | Domestic Hot Water | Gas | Southern California Gas Company | Incentive:Canceled | 2461 | 25.37 |  | 2 | 97 |  | 82 |  |  |  |  | New Construction | Santa Barbara | Santa Barbara | 93103 | Owner/Tenant |  |  | S-7027_2C2R-2PV2T-OL80-TLG | EchoFirst |  | 2C2R-2PV2T-OL80-TLG | Indirect Thermosyphon (IT) | 38.75 |  | CL-T-370 | Glycol | Advanced Controller with a Thermal Cycling Function | Solar Storage with Tankless Auxiliary Water Heater | 80 | 1 | 0.85 | 0 | Z06 | [19 empty] | FALSE | 104.12 |  | 2011-06-01: 2015-01-12 | 3575 | 10100 | Up-front Payment
SCG-004462 | Single Family Residential | Domestic Hot Water | Gas | Southern California Gas Company | Incentive:Canceled |  | 25.37 |  | 2 | 0 |  | 0 |  |  |  |  | New Construction | Santa Barbara | Santa Barbara | 93103 | Owner/Tenant | [16 empty] | 0 | [12 empty] | FALSE | [7 empty] | FALSE | 0 |  | 2011-06-01: 2015-01-12 | 3575 | 10100 | Up-front Payment
SCG-004463 | Single Family Residential | Domestic Hot Water | Gas | Southern California Gas Company | Incentive:Canceled |  | 25.37 |  | 2 | 0 |  | 0 |  |  |  |  | New Construction | Santa Barbara | Santa Barbara | 93103 | Owner/Tenant | [16 empty] | 0 | [12 empty] | FALSE | [7 empty] | FALSE | 0 |  | 2011-06-01: 2015-01-12 | 3575 | 10100 | Up-front Payment
SCG-004464 | Single Family Residential | Domestic Hot Water | Gas | Southern California Gas Company | Incentive:Canceled | 2461 | 25.37 |  | 2 | 97 |  | 82 |  |  |  |  | New Construction | Santa Barbara | Santa Barbara | 93103 | Owner/Tenant |  |  | S-7027_2C2R-2PV2T-OL80-TLG | EchoFirst |  | 2C2R-2PV2T-OL80-TLG | Indirect Thermosyphon (IT) | 38.75 |  | CL-T-370 | Glycol | Advanced Controller with a Thermal Cycling Function | Solar Storage with Tankless Auxiliary Water Heater | 80 | 1 | 0.85 | 0 | Z06 | [19 empty] | FALSE | 104.12 |  | 2011-06-01: 2015-01-12 | 3575 | 10100 | Up-front Payment
SCG-004465 | Single Family Residential | Domestic Hot Water | Gas | Southern California Gas Company | Incentive:Canceled | 2461 | 25.37 |  | 2 | 97 |  | 82 |  |  |  |  | New Construction | Santa Barbara | Santa Barbara | 93103 | Owner/Tenant |  |  | S-7027_2C2R-2PV2T-OL80-TLG | EchoFirst |  | 2C2R-2PV2T-OL80-TLG | Indirect Thermosyphon (IT) | 38.75 |  | CL-T-370 | Glycol | Advanced Controller with a Thermal Cycling Function | Solar Storage with Tankless Auxiliary Water Heater | 80 | 1 | 0.85 | 0 | Z06 | [19 empty] | FALSE | 104.12 |  | 2011-06-01: 2015-01-12 | 3575 | 10100 | Up-front Payment
SCG-004466 | Single Family Residential | Domestic Hot Water | Gas | Southern California Gas Company | Incentive:Canceled | 2461 | 25.37 |  | 2 | 97 |  | 82 |  |  |  |  | New Construction | Santa Barbara | Santa Barbara | 93103 | Owner/Tenant |  |  | S-7027_2C2R-2PV2T-OL80-TLG | EchoFirst |  | 2C2R-2PV2T-OL80-TLG | Indirect Thermosyphon (IT) | 38.75 |  | CL-T-370 | Glycol | Advanced Controller with a Thermal Cycling Function | Solar Storage with Tankless Auxiliary Water Heater | 80 | 1 | 0.85 | 0 | Z06 | [11 empty] | FALSE | [7 empty] | FALSE | 104.12 |  | 2011-06-01: 2015-01-12 | 3575 | 10100 | Up-front Payment
SCG-004467 | Single Family Residential | Domestic Hot Water | Gas | Southern California Gas Company | Incentive:Canceled | 2461 | 25.37 |  | 2 | 97 |  | 82 |  |  |  |  | New Construction | Santa Barbara | Santa Barbara | 93103 | Owner/Tenant |  |  | S-7027_2C2R-2PV2T-OL80-TLG | EchoFirst |  | 2C2R-2PV2T-OL80-TLG | Indirect Thermosyphon (IT) |  |  |  | Glycol | Advanced Controller with a Thermal Cycling Function | Solar Storage with Tankless Auxiliary Water Heater | 80 | 1 | 0.85 | 0 | Z06 | [19 empty] | FALSE | 104.12 |  | 2011-06-01: 2015-01-12 | 3575 | 10100 | Up-front Payment
SCG-004468 | Single Family Residential | Domestic Hot Water | Gas | Southern California Gas Company | Incentive:Canceled | 2461 | 25.37 |  | 2 | 97 |  | 82 |  |  |  |  | New Construction | Santa Barbara | Santa Barbara | 93103 | Owner/Tenant |  |  | S-7027_2C2R-2PV2T-OL80-TLG | EchoFirst |  | 2C2R-2PV2T-OL80-TLG | Indirect Thermosyphon (IT) |  |  |  | Glycol | Advanced Controller with a Thermal Cycling Function | Solar Storage with Tankless Auxiliary Water Heater | 80 | 1 | 0.85 | 0 | Z06 | [11 empty] | FALSE | [7 empty] | FALSE | 104.12 |  | 2011-06-01: 2015-01-12 | 3575 | 10100 | Up-front Payment
PGE-004469 | Low Income Single Family Residential | Domestic Hot Water | Gas | Pacific Gas and Electric | Incentive:Paid | 2432 | 36.9 |  | 1 | 120 |  | 95 |  | 2015-01-14 16:33 | 2015-01-21 | FRESNO COUNTY ECONOMIC OPPORTUNITIES COMMISSION | Retrofit | SANGER | Fresno | 93657 | Host Customer is System Owner | 5 |  | 2010068D | Fafco, Inc. | 500 SERIES | 500-96SF-50G-50S | Indirect Forced Circulation (IF) | 97.56 |  | 2x8, 2x12 | Forced Circulation | Advanced Controller with a Thermal Cycling Function | Solar Storage and Auxiliary Tanks are separate | 50 | 0.93 | 0.85 | 65 | Z13 | [18 empty] | city of sanger | FALSE | 31.18 |  | 2011-06-01: 2015-01-12; 2011-08-03: 2015-01-14; 2011-09-20: 2015-01-21 | 3557 | 3741.96 | Up-front Payment
SCG-004471 | Commercial Pools | Pool Heating | Gas | Southern California Gas Company | Incentive:Paid | 18045 | 5 |  | 1 | 3634 |  | 3634 |  | 2015-01-24 17:53 | 2015-02-03 | ENERGY SERVICES | Retrofit | palm springs | Riverside | 92264 | Host Customer is System Owner | [7 empty] | 1134 | 47.25 |  | Drainback |  |  |  | 1 | 1 |  | Z15 |  |  |  | 10204-12 | 24 | 1 | [5 empty] | FALSE |  |  |  | SunEarth - SETR0603mcU + VFS 20-400 |  | SunEarth - SETR0603mcU + VFS 20-400 | palm springs | FALSE | 4.97 |  | 2015-01-16 |  | 2015-01-24 | 2015-02-03 | 2015-04-03 | 2015-06-11 | 3410 | 18045 | Up-front Payment
SCG-004472 | Low Income Single Family Residential | Domestic Hot Water | Gas | Southern California Gas Company | Incentive:Paid | 2589 | 36.9 |  | 1 | 120 |  | 101 |  | 2015-03-09 10:26 | 2015-03-12 | FRESNO COUNTY ECONOMIC OPPORTUNITIES COMMISSION | Retrofit | Del Rey | Fresno | 93616 | Host Customer is System Owner | 4 |  | 2010068D | Fafco, Inc. | 500 SERIES | 500-96SF-50G-50S | Indirect Forced Circulation (IF) | 97.56 |  | 2x8, 2x12 | Forced Circulation | Advanced Controller with a Thermal Cycling Function | Solar Storage and Auxiliary Tanks are separate | 50 | 0.99 | 0.85 | 55 | Z13 | [18 empty] | county of fresno | FALSE | 31.19 |  | 2011-06-01: 2015-01-12; 2011-08-03: 2015-03-09; 2011-09-20: 2015-03-12 | 3506 | 3742.7 | Up-front Payment
PGE-004473 | Low Income Single Family Residential | Domestic Hot Water | Gas | Pacific Gas and Electric | Incentive:Paid | 2537 | 36.9 |  | 1 | 120 |  | 99 |  | 2015-02-06 15:37 | 2015-02-19 | FRESNO COUNTY ECONOMIC OPPORTUNITIES COMMISSION | Retrofit | Fresno | Fresno | 93726 | Host Customer is System Owner | 4 |  | 2010068D | Fafco, Inc. | 500 SERIES | 500-96SF-50G-50S | Indirect Forced Circulation (IF) | 97.56 |  | 2x8, 2x12 | Forced Circulation | Advanced Controller with a Thermal Cycling Function | Solar Storage and Auxiliary Tanks are separate | 50 | 0.97 | 0.85 | 55 | Z13 | [18 empty] | city of fresno | FALSE | 32.24 |  | 2011-06-01: 2015-01-12; 2011-08-03: 2015-02-06; 2011-09-20: 2015-02-19 | 3522 | 3868.34 | Up-front Payment
PGE-004474 | Low Income Single Family Residential | Domestic Hot Water | Gas | Pacific Gas and Electric | Incentive:Paid | 3015 | 36.9 |  | 1 | 120 |  | 118 |  | 2015-01-30 16:20 | 2015-02-09 | FRESNO COUNTY ECONOMIC OPPORTUNITIES COMMISSION | Retrofit | FRESNO | Fresno | 93706 | Host Customer is System Owner | 5 |  | 2010068D | Fafco, Inc. | 500 SERIES | 500-96SF-50G-50S | Indirect Forced Circulation (IF) | 97.56 |  | 2x8, 2x12 | Forced Circulation | Advanced Controller with a Thermal Cycling Function | Solar Storage and Auxiliary Tanks are separate | 50 | 0.98 | 1 | 65 | Z13 | [18 empty] | city of fresno | FALSE | 32.26 |  | 2015-01-12 | 2015-02-06 |  |  | 2015-01-30 | 2015-02-09 | 3538 | 3870.65 | Up-front Payment
SCG-004475 | Low Income Single Family Residential | Domestic Hot Water | Gas | Southern California Gas Company | Incentive:Paid | 3097 | 36.9 |  | 1 | 122 |  | 121 |  | 2015-01-23 15:02 | 2015-01-27 | MARAVILLA FOUNDATION | Retrofit | Los Angeles | Los Angeles | 90022 | Host Customer is System Owner | 1 |  | 2010068D | Fafco, Inc. | 500 SERIES | 500-96SF-50G-50S | Indirect Forced Circulation (IF) | 97.56 |  | 2x8, 2x12 | Glycol | Advanced Controller with a Thermal Cycling Function | Solar Storage and Auxiliary Tanks are separate | 50 | 0.99 | 1 | 20 | Z09 | [18 empty] | County of Los Angeles-East L.A. | FALSE | 38.54 |  | 2011-06-01: 2015-01-12; 2011-08-03: 2015-01-23; 2011-09-20: 2015-01-27 | 3539 | 4701.41 | Up-front Payment
SCG-004476 | Low Income Single Family Residential | Domestic Hot Water | Gas | Southern California Gas Company | Incentive:Paid | 3128 | 36.9 |  | 1 | 122 |  | 122 |  | 2015-01-23 15:00 | 2015-01-27 | MARAVILLA FOUNDATION | Retrofit | Los Angeles | Los Angeles | 90022 | Owner/Tenant | 1 |  | 2010068D | Fafco, Inc. | 500 SERIES | 500-96SF-50G-50S | Indirect Forced Circulation (IF) | 97.56 |  | 2x8, 2x12 | Glycol | Advanced Controller with a Thermal Cycling Function | Solar Storage and Auxiliary Tanks are separate | 50 | 1 | 1 | 20 | Z09 | [18 empty] | County of Los Angeles-East L.A. | FALSE | 36.11 |  | 2011-06-01: 2015-01-12; 2011-08-03: 2015-01-23; 2011-09-20: 2015-01-27 | 3539 | 4405.99 | Up-front Payment
PGE-004477 | Low Income Single Family Residential | Domestic Hot Water | Gas | Pacific Gas and Electric | Incentive:Paid | 2432 | 36.9 |  | 1 | 120 |  | 95 |  | 2015-01-14 16:32 | 2015-01-21 | FRESNO COUNTY ECONOMIC OPPORTUNITIES COMMISSION | Retrofit | FRESNO | Fresno | 93702 | Host Customer is System Owner | 3 |  | 2010068D | Fafco, Inc. | 500 SERIES | 500-96SF-50G-50S | Indirect Forced Circulation (IF) | 97.56 |  | 2x8, 2x12 | Forced Circulation | Advanced Controller with a Thermal Cycling Function | Solar Storage and Auxiliary Tanks are separate | 50 | 0.93 | 0.85 | 45 | Z13 | [18 empty] | city of fresno | FALSE | 33.99 |  | 2011-06-01: 2015-01-13; 2011-08-03: 2015-01-14; 2011-09-20: 2015-01-21 | 3557 | 4079.38 | Up-front Payment
PGE-004478 | Low Income Single Family Residential | Domestic Hot Water | Gas | Pacific Gas and Electric | Incentive:Paid | 2831 | 36.9 |  | 1 | 120 |  | 110 |  | 2015-03-09 10:20 | 2015-03-10 | FRESNO COUNTY ECONOMIC OPPORTUNITIES COMMISSION | Retrofit | fresno | Fresno | 93703 | Owner/Tenant | 6 |  | 2010068D | Fafco, Inc. | 500 SERIES | 500-96SF-50G-50S | Indirect Forced Circulation (IF) | 97.56 |  | 2x8, 2x12 | Forced Circulation | Advanced Controller with a Thermal Cycling Function | Solar Storage and Auxiliary Tanks are separate | 50 | 0.92 | 1 | 75 | Z13 | [18 empty] | city of fresno | FALSE | 32.62 |  | 2011-06-01: 2015-01-13; 2011-08-03: 2015-03-09; 2011-09-20: 2015-03-10 | 3497 | 3914.56 | Up-front Payment
SCG-004479 | Single Family Residential | Domestic Hot Water | Gas | Southern California Gas Company | Incentive:Paid | 3373 | 29.85 |  | 1 | 113 |  | 113 |  | 2015-05-13 12:39 | 2015-07-28 | IRC SERVICES INC | Retrofit | La Habra | Orange | 90631 | Host Customer is System Owner | 2 |  | 2012012D | KIOTO Clear Energy AG | SOLPAL (formerly Solcrafte) | SOLPAL L-GT | Direct Integral Collector Storage (DI) | 26.11 |  | Solpal L |  |  | Solar Storage with Tankless Auxiliary Water Heater | 53 | 1 | 1 | 35 | Z08 | [18 empty] | La Habra | FALSE | 34.52 |  | 2011-06-01: 2015-01-13; 2011-08-03: 2015-05-13; 2011-09-20: 2015-07-28 | 3359 | 3901 | Up-front Payment
PGE-004480 | Low Income Single Family Residential | Domestic Hot Water | Gas | Pacific Gas and Electric | Incentive:Paid | 2253 | 36.9 |  | 1 | 101 |  | 88 |  | 2015-02-03 15:53 | 2015-02-06 | SELF-HELP HOME IMPROVEMENT PROJECT | Retrofit | REDDING | Shasta | 96002 | Host Customer is System Owner | 1 |  | 2010068D | Fafco, Inc. | 500 SERIES | 500-96SF-50G-50S | Indirect Forced Circulation (IF) | 97.56 |  | 2x8, 2x12 | Glycol | Unglazed Collectors | Solar Storage and Auxiliary Tanks are separate | 49.9 | 0.87 | 1 | 20 | Z11 | [18 empty] | City of Redding | FALSE | 31.02 |  | 2011-06-01: 2015-01-27; 2011-08-03: 2015-02-03; 2011-09-20: 2015-02-06 | 3538 | 3133.45 | Up-front Payment
PGE-004481 | Low Income Single Family Residential | Domestic Hot Water | Gas | Pacific Gas and Electric | Incentive:Paid | 2201 | 36.9 |  | 1 | 101 |  | 86 |  | 2015-02-05 06:29 | 2015-02-05 | SELF-HELP HOME IMPROVEMENT PROJECT | Retrofit | SHASTA LAKE | Shasta | 96019 | Host Customer is System Owner | 1 |  | 2010068D | Fafco, Inc. | 500 SERIES | 500-96SF-50G-50S | Indirect Forced Circulation (IF) | 97.56 |  | 2x8, 2x12 | Glycol | Unglazed Collectors | Solar Storage and Auxiliary Tanks are separate | 49.9 | 1 | 0.85 | 20 | Z11 | [18 empty] | City of Shasta Lake | FALSE | 27.53 |  | 2011-06-01: 2015-01-13; 2011-08-03: 2015-02-05; 2011-09-20: 2015-02-05 | 3538 | 2780.86 | Up-front Payment
PGE-004482 | Low Income Single Family Residential | Domestic Hot Water | Gas | Pacific Gas and Electric | Incentive:Paid | 2564 | 36.9 |  | 1 | 101 |  | 100 |  | 2015-02-03 09:42 | 2015-02-06 | SELF-HELP HOME IMPROVEMENT PROJECT | Retrofit | REDDING | Shasta | 96003 | Host Customer is System Owner | 1 |  | 2010068D | Fafco, Inc. | 500 SERIES | 500-96SF-50G-50S | Indirect Forced Circulation (IF) | 97.56 |  | 2x8, 2x12 | Glycol | Unglazed Collectors | Solar Storage and Auxiliary Tanks are separate | 49.9 | 0.99 | 1 | 20 | Z11 | [18 empty] | City of Redding | FALSE | 26.45 |  | 2011-06-01: 2015-01-13; 2011-08-03: 2015-02-03; 2011-09-20: 2015-02-06 | 3538 | 2671.53 | Up-front Payment
PGE-004483 | Low Income Multifamily Residential | Domestic Hot Water | Gas | Pacific Gas and Electric | Incentive:Paid | 5500 | 24.89 |  | 1 | 255 |  | 255 |  | 2015-02-13 10:19 | 2015-03-18 | VILLARA CORPORATION | Retrofit | Campbell | Santa Clara | 95008 | Host Customer is System Owner | [7 empty] | 80.34 | 40.17 |  | Glycol | Steam Back | Solar Storage and Auxiliary Tanks are separate |  | 1 | 1 | 160 | Z04 | 4 | Units | Apartments/Condos | 2010115A | 2 | 1 | 120 | 1 | 75 | 1 | 12000 | FALSE | 125 | 120 |  |  |  |  | City of Campbell, CA | FALSE | 21.57 |  | 2015-01-14 | 2015-02-24 | 2015-02-13 | 2015-03-18 | 2015-11-24 | 2015-12-28 | 3217 | 5500 | Up-front Payment
SCG-004484 | Commercial Pools | Pool Heating | Gas | Southern California Gas Company | Incentive:Paid | 9675 | 5 |  | 1 | 1935 |  | 1935 |  | 2015-01-24 13:48 | 2015-01-29 | SUNUP SOLAR SYSTEMS INC | Retrofit | Palm Springs | Palm Springs | 92262 | Host Customer is System Owner | [7 empty] | 708.75 | 47.25 |  | Drainback |  |  |  | 1 | 1 |  | Z15 |  |  |  | SU412 | 15 | 1 | [5 empty] | FALSE |  |  |  | SunEarth - SETR A503 TTR U + VFS 20-400 |  | SunEarth - SETR A503 TTR U + VFS 20-400 | City of Palm Springs | FALSE | 8.62 |  | 2015-01-14 |  | 2015-01-24 | 2015-01-29 | 2015-05-27 | 2015-06-19 | 3410 | 16675 | Up-front Payment
PGE-004485 | Single Family Residential | Domestic Hot Water | Gas | Pacific Gas and Electric | Incentive:Paid | 1785 | 29.85 |  | 1 | 97 |  | 96 |  | 2015-01-26 11:26 | 2015-02-03 | CENTRAL COAST ENERGY SERVICES INC | Retrofit | SALINAS | Monterey | 93906 | Host Customer is System Owner | 2 |  | 2010068D | Fafco, Inc. | 500 SERIES | 500-96SF-50G-50S | Indirect Forced Circulation (IF) | 97.56 |  | 2x8, 2x12 | Glycol | Unglazed Collectors | Solar Storage and Auxiliary Tanks are separate | 50 | 0.99 | 1 | 35 | Z03 | [18 empty] | City of Salinas | FALSE | 77.81 |  | 2011-06-01: 2015-01-14; 2011-08-03: 2015-01-26; 2011-09-20: 2015-02-03 | 3538 | 7547.34 | Up-front Payment
PGE-004486 | Commercial/Multifamily Residential | Domestic Hot Water | Gas | Pacific Gas and Electric | Reservation:Canceled | 1976 | 20.19 |  | 1 | 136 |  | 136 |  | 2015-02-28 13:53 |  | SUNTREK INDUSTRIES INC | Retrofit | Dublin | Alameda | 94568 | Host Customer is System Owner |  |  | 2001005H | SunEarth, Inc. | SUNSIPHON | EPGX80-64-2G | Indirect Thermosyphon (IT) | 65.67 |  | EP-32 / EP-32-0.75 | Glycol |  | Solar Storage and Auxiliary Tanks are separate | 80 | 1 | 1 | 0 | Z12 | [11 empty] | FALSE | [7 empty] | FALSE | 66.18 |  | 2011-06-01: 2015-01-14; 2011-06-21: 2015-03-02; 2011-06-23: 2015-02-28 | 3505 | 9000 | Up-front Payment
PGE-004487 | Low Income Multifamily Residential | Domestic Hot Water | Gas | Pacific Gas and Electric | Incentive:Paid | 5500 | 24.89 |  | 1 | 256 |  | 256 |  | 2015-03-13 11:25 | 2015-03-18 | VILLARA CORPORATION | Retrofit | CAMPBELL | Santa Clara | 95008 | Host Customer is System Owner | [7 empty] | 80.34 | 40.17 |  | Glycol | Steam Back | Solar Storage and Auxiliary Tanks are separate |  | 1 | 1 | 160 | Z04 | 4 | Units | Apartments/Condos | 2010115A | 2 | 1 | 120 | 1 | 75 | 1 | 12000 | FALSE | 125 | 120 |  |  |  |  | City of Campbell | FALSE | 21.48 |  | 2015-01-14 |  | 2015-03-13 | 2015-03-18 | 2015-06-25 | 2015-06-26 | 3375 | 5500 | Up-front Payment
SDG-004488 | Single Family Residential | Domestic Hot Water | Gas | San Diego Gas and Electric | Incentive:Paid | 2716 | 29.85 |  | 1 | 91 |  | 91 |  | 2015-10-06 17:16 | 2015-10-27 | CHARAN MASTERS | Retrofit | San Diego | San Diego | 92117 | Host Customer is System Owner | 3 |  | 2005006C | Butler Sun Solutions | SOLAR BUTLER | BSS-PV1-50GA | Indirect Forced Circulation (IF) | 32.84 |  | EC-32 / EC-32-0.75 | Glycol | Heat Dump Radiator | Solar and Auxiliary Storage are the same Tank | 50 | 1 | 1 | 45 | Z07 | [18 empty] | San Diego | FALSE | 73.3 |  | 2011-06-01: 2015-01-14; 2011-08-03: 2015-10-06; 2011-09-20: 2015-10-27 | 3278 | 6670.4 | Up-front Payment
PGE-004489 | Single Family Residential | Domestic Hot Water | Gas | Pacific Gas and Electric | Incentive:Paid | 3009 | 29.85 |  | 1 | 121 |  | 101 |  | 2015-06-30 13:59 | 2015-07-01 | OXYPOWER INC | Retrofit | SAN FRANCISCO | San Francisco | 94123 | Host Customer is System Owner | 3 |  | 2010135G | Heliodyne, Inc. | HELIOPAK | HPAK 016 1 410 G 75PD AC S Z | Indirect Forced Circulation (IF) | 40.17 |  | 410 001 | Glycol | Advanced Controller with a Vacation or Holiday Mode | Solar Storage and Auxiliary Tanks are separate | 75 | 0.98 | 0.85 | 45 | Z03 | [18 empty] | City and County of San Francisco | FALSE | 112.65 |  | 2011-06-01: 2015-01-15; 2011-08-03: 2015-06-30; 2011-09-20: 2015-07-01 | 3399 | 13630.1 | Up-front Payment
SDG-004491 | Commercial Pools | Pool Heating | Gas | San Diego Gas and Electric | Incentive:Paid | 20305 | 5 |  | 1 | 4377 |  | 4377 |  | 2015-01-30 11:50 | 2015-02-26 | MOHR POWER SOLAR INC | Retrofit | El Cajon | San Diego | 92019 | Host Customer is System Owner | [7 empty] | 1300 | 50 |  | Drainback |  |  |  | 1 | 1 |  | Z10 |  |  |  | 10001884 | 26 | 1 | [5 empty] | FALSE |  |  |  | SunEarth - SETR0603mcU + VFS 20-400 |  | SunEarth - SETR0603mcU + VFS 20-400 | Division of the State Architect | FALSE | 9.28 |  | 2015-01-15 | 2015-02-04 | 2015-01-30 | 2015-02-26 | 2016-05-24 | 2016-06-20 | 3028 | 40610 | Up-front Payment
SCG-004493 | Commercial Pools | Pool Heating | Gas | Southern California Gas Company | Reservation:Canceled |  | 7 |  | 1 | 2807 |  | 2807 |  |  |  |  | Retrofit | Huntington Beach | Orange | 92648 | Host Customer is System Owner | [7 empty] | 1880.56 | 42.74 |  | Manual Drainback |  |  |  | 1 | 1 |  | Z06 |  |  |  | 10204-12 | 44 | 1 | [5 empty] | FALSE | [7 empty] | FALSE | 15.14 |  | 2011-06-01: 2015-01-18 | 3569 | 42500 | Up-front Payment
PGE-004494 | Commercial Pools | Pool Heating | Gas | Pacific Gas and Electric | Incentive:Paid | 3621 | 5 |  | 1 | 739 |  | 724 |  | 2015-04-30 09:57 | 2015-05-06 | SUNTREK INDUSTRIES INC | Retrofit | El Sobrante | Contra Costa | 94803 | Host Customer is System Owner | [7 empty] | 540 | 60 |  | Manual Drainback |  |  |  | 0.98 | 1 |  | Z03 |  |  |  | 2007048A | 9 | 1 | [5 empty] | FALSE |  |  |  | SunEarth - SETR A503 TTR U + VFS 20-400 |  | SunEarth - SETR A503 TTR U + VFS 20-400 | Contra Costa County | FALSE | 16.24 |  | 2015-01-19 | 2015-05-05 | 2015-04-30 | 2015-05-06 | 2016-12-05 | 2017-02-07 | 2810 | 12000 | Up-front Payment
SCG-004495 | Single Family Residential | Domestic Hot Water | Gas | Southern California Gas Company | Incentive:Paid | 3373 | 29.85 |  | 1 | 113 |  | 113 |  | 2015-05-13 12:23 | 2015-05-20 | IRC SERVICES INC | Retrofit | La Habra | Los Angeles | 90631 | Host Customer is System Owner | 2 |  | 2012012D | KIOTO Clear Energy AG | SOLPAL (formerly Solcrafte) | SOLPAL L-GT | Direct Integral Collector Storage (DI) | 26.11 |  | Solpal L |  |  | Solar Storage with Tankless Auxiliary Water Heater | 53 | 1 | 1 | 35 | Z08 | [18 empty] | La Habra | FALSE | 43.37 |  | 2011-06-01: 2015-01-20; 2011-08-03: 2015-05-13; 2011-09-20: 2015-05-20 | 3426 | 4901 | Up-front Payment
PGE-004496 | Commercial/Multifamily Residential | Domestic Hot Water | Gas | Pacific Gas and Electric | Reservation:Canceled | 1976 | 20.19 |  | 1 | 136 |  | 136 |  | 2015-02-28 13:53 |  | SUNTREK INDUSTRIES INC | Retrofit | Dublin | Alameda | 94568 | Host Customer is System Owner |  |  | 2001005H | SunEarth, Inc. | SUNSIPHON | EPGX80-64-2G | Indirect Thermosyphon (IT) | 65.67 |  | EP-32 / EP-32-0.75 | Glycol |  | Solar Storage and Auxiliary Tanks are separate | 80 | 1 | 1 | 0 | Z12 | [11 empty] | FALSE | [7 empty] | FALSE | 66.18 |  | 2011-06-01: 2015-01-20; 2011-06-21: 2015-03-02; 2011-06-23: 2015-02-28 | 3505 | 9000 | Up-front Payment
SDG-004497 | Commercial Pools | Pool Heating | Gas | San Diego Gas and Electric | Incentive:Paid | 8900 | 5 |  | 1 | 1780 |  | 1780 |  | 2015-01-22 06:59 | 2015-01-27 | SUNUP SOLAR SYSTEMS INC | Retrofit | San Diego | San Diego | 92115 | Host Customer is System Owner | [7 empty] | 567 | 47.25 |  | Drainback |  |  |  | 1 | 1 |  | Z10 |  |  |  | SU412 | 12 | 1 | [5 empty] | FALSE |  |  |  | SunEarth - SETR A503 TTR U + VFS 20-400 |  | SunEarth - SETR A503 TTR U + VFS 20-400 | City of San Diego | FALSE | 6.56 |  | 2015-01-20 | 2015-01-26 | 2015-01-22 | 2015-01-27 | 2015-03-28 | 2015-04-09 | 3468 | 11679 | Up-front Payment
SCG-004498 | Commercial Pools | Pool Heating | Gas | Southern California Gas Company | Incentive:Canceled | 13775 | 5 |  | 1 | 2755 |  | 2755 |  | 2015-01-28 11:58 | 2015-02-03 | SUNUP SOLAR SYSTEMS INC | Retrofit | Palm Springs | Palm Springs | 92262 | Host Customer is System Owner | [7 empty] | 945 | 47.25 |  | Drainback |  |  |  | 1 | 1 |  | Z15 |  |  |  | SU412 | 20 | 1 | [5 empty] | FALSE |  |  |  | SunEarth - SETR A503 TTR U + VFS 20-400 |  | SunEarth - SETR A503 TTR U + VFS 20-400 | City of Palm Springs | FALSE | 6.45 |  | 2011-06-01: 2015-01-21; 2011-06-23: 2015-01-28; 2011-07-01: 2015-02-03 | 3553 | 17775 | Up-front Payment
PGE-004499 | Commercial Pools | Pool Heating | Gas | Pacific Gas and Electric | Incentive:Paid | 10775 | 5 |  | 1 | 2155 |  | 2155 |  | 2015-01-22 15:45 | 2015-02-24 | SUNTREK INDUSTRIES INC | Retrofit | MONTEREY | Monterey | 93940 | Host Customer is System Owner | [7 empty] | 1200 | 60 |  | Drainback |  |  |  | 1 | 1 |  | Z03 |  |  |  | 2007048A | 20 | 1 | [5 empty] | FALSE |  |  |  | SunEarth - SETR A503 TTR U + VFS 20-400 |  | SunEarth - SETR A503 TTR U + VFS 20-400 | Monterey County | FALSE | 9.12 |  | 2015-01-22 | 2015-01-27 | 2015-01-22 | 2015-02-24 | 2016-09-06 | 2016-10-10 | 2917 | 19650 | Up-front Payment
PGE-004500 | Low Income Multifamily Residential | Domestic Hot Water | Gas | Pacific Gas and Electric | Incentive:Paid | 81601 | 24.89 |  | 1 | 3451 |  | 3278 |  | 2015-01-27 15:14 | 2015-02-26 | LUMINALT ENERGY CORPORATION | New Construction | SAN FRANCISCO | San Francisco | 94112 | Host Customer is System Owner | [7 empty] | 1124.76 | 40.17 |  | Glycol | Pressure Stagnation Protection (PSP) | Solar Storage and Auxiliary Tanks are separate |  | 0.95 | 1 | 2230 | Z03 | 71 | Units | Apartments/Condos | 2010115A | 28 | 1 | 1650 | 1 | 534 | 1 | 1000000 | TRUE | 140 | 120 |  | Heliodyne - Delta-T Pro Ethernet |  | Heliodyne - Delta-T Pro Ethernet | City and County of San Francisco Department of Building Inspection | FALSE | 36.63 |  | 2015-01-23 | 2015-02-10 | 2015-01-27 | 2015-02-26 | 2015-03-05 | 2015-03-09 | 3424 | 126419.91 | Up-front Payment
SCG-004504 | Commercial Pools | Pool Heating | Gas | Southern California Gas Company | Incentive:Paid | 7435 | 5 |  | 1 | 1487 |  | 1487 |  | 2015-01-28 16:03 | 2015-02-03 | ENERGY SERVICES | Retrofit | palm springs | Riverside | 92262 | Host Customer is System Owner | [7 empty] | 472.5 | 47.25 |  | Drainback |  |  |  | 1 | 1 |  | Z15 |  |  |  | 10204-12 | 10 | 1 | [5 empty] | FALSE |  |  |  | SunEarth - SETR0603mcU + VFS 20-400 |  | SunEarth - SETR0603mcU + VFS 20-400 | palm springs | FALSE | 5.07 |  | 2015-01-27 |  | 2015-01-28 | 2015-02-03 | 2015-05-13 | 2015-06-19 | 3410 | 7543 | Up-front Payment
PGE-004505 | Commercial/Multifamily Residential | Domestic Hot Water | Gas | Pacific Gas and Electric | Incentive:Paid | 43463 | 20.19 |  | 1 | 2266 |  | 2153 |  | 2015-05-13 14:08 | 2015-05-20 | OXYPOWER INC | Retrofit | SAN FRANCISCO | San Francisco | 94109 | Host Customer is System Owner | [7 empty] | 642.72 | 40.17 |  | Glycol | Advanced Controller with a Vacation or Holiday Mode | Solar Storage and Auxiliary Tanks are separate |  | 0.95 | 1 | 1920 | Z03 | 48 | Units | Apartments/Condos | 2010115A | 16 | 1 | 833 | 7 | 238 | 2 | 522600 | TRUE | 130 | 130 |  | Heliodyne - Delta-T Pro Ethernet |  | Heliodyne - Delta-T Pro Ethernet | City and County of San Francisco | FALSE | 48.78 |  | 2015-01-26 | 2015-05-19 | 2015-05-13 | 2015-05-20 | 2015-07-20 | 2015-08-21 | 3333 | 110533.83 | Up-front Payment
PGE-004506 | Low Income Single Family Residential | Domestic Hot Water | Gas | Pacific Gas and Electric | Incentive:Paid | 2511 | 36.9 |  | 1 | 120 |  | 98 |  | 2015-02-18 09:24 | 2015-03-19 | SAUL EVARISTO LEAL | Retrofit | AVENAL | Kings | 93204 | Host Customer is System Owner | 3 |  | 2010068D | Fafco, Inc. | 500 SERIES | 500-96SF-50G-50S | Indirect Forced Circulation (IF) | 97.56 |  | 2x8, 2x12 | Glycol | Advanced Controller with a Vacation or Holiday Mode | Solar Storage and Auxiliary Tanks are separate | 50 | 0.96 | 0.85 | 45 | Z13 | [18 empty] | CITY OF AVENAL | FALSE | 22.74 |  | 2011-06-01: 2015-01-26; 2011-08-03: 2015-02-18; 2011-09-20: 2015-03-19 | 3484 | 2728.7 | Up-front Payment
SCG-004507 | Low Income Single Family Residential | Domestic Hot Water | Gas | Southern California Gas Company | Incentive:Paid | 1581 | 36.9 |  | 1 | 120 |  | 114 |  | 2015-02-18 09:24 | 2015-03-11 | SAUL EVARISTO LEAL | Retrofit | ARMONA | Kings | 93202 | Host Customer is System Owner | 2 |  | 2010068D | Fafco, Inc. | 500 SERIES | 500-96SF-50G-50S | Indirect Forced Circulation (IF) | 97.56 |  | 2x8, 2x12 | Glycol | Advanced Controller with a Vacation or Holiday Mode | Solar Storage and Auxiliary Tanks are separate | 50 | 0.95 | 1 | 35 | Z13 | [18 empty] | COUNTY OF KINGS | FALSE | 37.54 |  | 2011-06-01: 2015-01-26; 2011-08-03: 2015-02-18; 2011-09-20: 2015-03-11 | 3505 | 4504.25 | Up-front Payment
SCG-004508 | Low Income Single Family Residential | Domestic Hot Water | Gas | Southern California Gas Company | Incentive:Paid | 3046 | 36.9 |  | 1 | 120 |  | 119 |  | 2015-02-18 09:25 | 2015-03-11 | SAUL EVARISTO LEAL | Retrofit | CORCORAN | Kings | 93212 | Host Customer is System Owner | 5 |  | 2010068D | Fafco, Inc. | 500 SERIES | 500-96SF-50G-50S | Indirect Forced Circulation (IF) | 97.56 |  | 2x8, 2x12 | Glycol | Advanced Controller with a Vacation or Holiday Mode | Solar Storage and Auxiliary Tanks are separate | 50 | 0.99 | 1 | 65 | Z13 | [18 empty] | City of Corcoran | FALSE | 26.22 |  | 2011-06-01: 2015-01-26; 2011-08-03: 2015-02-18; 2011-09-20: 2015-03-11 | 3505 | 3146.73 | Up-front Payment
PGE-004509 | Single Family Residential | Domestic Hot Water | Gas | Pacific Gas and Electric | Incentive:Paid | 2664 | 29.85 |  | 1 | 101 |  | 89 |  | 2015-02-25 12:36 | 2015-05-12 | SELF-HELP HOME IMPROVEMENT PROJECT | Retrofit | Redding | Shasta | 96002 | Owner/Tenant | 3 |  | 2010068D | Fafco, Inc. | 500 SERIES | 500-96SF-50G-50S | Indirect Forced Circulation (IF) | 97.56 |  | 2x8, 2x12 | Glycol | Unglazed Collectors | Solar Storage and Auxiliary Tanks are separate | 49.9 | 0.93 | 0.95 | 45 | Z11 | [18 empty] | City of Redding | FALSE | 27.32 |  | 2015-01-27 | 2015-04-15 |  |  | 2015-02-25 | 2015-05-12 | 3424 | 2759.34 | Up-front Payment
PGE-004510 | Low Income Single Family Residential | Domestic Hot Water | Gas | Pacific Gas and Electric | Incentive:Paid | 2432 | 36.9 |  | 1 | 120 |  | 95 |  | 2015-01-30 16:19 | 2015-02-05 | FRESNO COUNTY ECONOMIC OPPORTUNITIES COMMISSION | Retrofit | FRESNO | Fresno | 93722 | Host Customer is System Owner | 4 |  | 2010068D | Fafco, Inc. | 500 SERIES | 500-96SF-50G-50S | Indirect Forced Circulation (IF) | 97.56 |  | 2x8, 2x12 | Forced Circulation | Advanced Controller with a Thermal Cycling Function | Solar Storage and Auxiliary Tanks are separate | 50 | 0.93 | 0.85 | 55 | Z13 | [18 empty] | city of fresno | FALSE | 31.8 |  | 2011-06-01: 2015-01-27; 2011-08-03: 2015-01-30; 2011-09-20: 2015-02-05 | 3538 | 3815.87 | Up-front Payment
PGE-004511 | Low Income Single Family Residential | Domestic Hot Water | Gas | Pacific Gas and Electric | Incentive:Paid | 2458 | 36.9 |  | 1 | 120 |  | 96 |  | 2015-01-30 16:20 | 2015-02-04 | FRESNO COUNTY ECONOMIC OPPORTUNITIES COMMISSION | Retrofit | FRESNO | Fresno | 93703 | Host Customer is System Owner | 4 |  | 2010068D | Fafco, Inc. | 500 SERIES | 500-96SF-50G-50S | Indirect Forced Circulation (IF) | 97.56 |  | 2x8, 2x12 | Forced Circulation | Advanced Controller with a Thermal Cycling Function | Solar Storage and Auxiliary Tanks are separate | 50 | 0.94 | 0.85 | 55 | Z13 | [18 empty] | county of fresno | FALSE | 30.54 |  | 2011-06-01: 2015-01-27; 2011-08-03: 2015-01-30; 2011-09-20: 2015-02-04 | 3538 | 3665.38 | Up-front Payment
PGE-004512 | Commercial Pools | Pool Heating | Gas | Pacific Gas and Electric | Incentive:Paid | 13165 | 5 |  | 1 | 3014 |  | 2954 |  | 2015-01-29 13:06 | 2015-02-05 | SUNTREK INDUSTRIES INC | Retrofit | ANTIOCH | Antioch | 94531 | Host Customer is System Owner | [7 empty] | 1416.064 | 61.568 |  | Drainback |  |  |  | 0.98 | 1 |  | Z12 |  |  |  | 2007048A | 23 | 1 | [5 empty] | FALSE |  |  |  | SunEarth - SETR A503 TTR U + VFS 20-400 |  | SunEarth - SETR A503 TTR U + VFS 20-400 | City of Antioch | FALSE | 8.74 |  | 2015-01-27 | 2015-02-04 | 2015-01-29 | 2015-02-05 | 2015-10-24 | 2016-02-19 | 3166 | 26330 | Up-front Payment
PGE-004513 | Low Income Multifamily Residential | Domestic Hot Water | Gas | Pacific Gas and Electric | Incentive:Paid | 66083 | 24.89 |  | 1 | 2655 |  | 2655 |  | 2015-05-04 09:45 | 2015-06-02 | ADROIT ENERGY INC | Retrofit | San Jose | Santa Clara | 95127 | Power Purchase Agreements | [7 empty] | 880 | 40 |  | Glycol | Pressure Stagnation Protection (PSP) | Solar Storage and Auxiliary Tanks are separate |  | 1 | 1 | 1960 | Z04 | 49 | Units | Apartments/Condos | 2009058C | 22 | 1 | 1200 | 1 | 360 | 3 | 649999 | TRUE | 130 | 130 |  | ISTEC Corporation - 5202S |  | ISTEC Corporation - 5202S | City of San Jose | FALSE | 27.17 |  | 2015-01-27 | 2015-05-07 | 2015-05-04 | 2015-06-02 | 2015-06-23 | 2015-06-25 | 3399 | 72148.4 | Up-front Payment
PGE-004514 | Low Income Single Family Residential | Domestic Hot Water | Gas | Pacific Gas and Electric | Incentive:Paid | 2442 | 36.9 |  | 1 | 107 |  | 95 |  | 2015-01-30 17:31 | 2015-02-04 | MERCED COUNTY COMMUNITY ACTION BOARD | Retrofit | MERCED | Merced | 95341 | Host Customer is System Owner | 3 |  | 2010068D | Fafco, Inc. | 500 SERIES | 500-96SF-50G-50S | Indirect Forced Circulation (IF) | 97.56 |  | 2x8, 2x12 | Glycol | Advanced Controller with a Vacation or Holiday Mode | Solar Storage and Auxiliary Tanks are separate | 49.929 | 0.89 | 1 | 45 | Z12 | [18 empty] | CITY OF MERCED | FALSE | 49.44 |  | 2011-06-01: 2015-01-27; 2011-08-03: 2015-01-30; 2011-09-20: 2015-02-04 | 3538 | 5289.63 | Up-front Payment
PGE-004515 | Low Income Single Family Residential | Domestic Hot Water | Gas | Pacific Gas and Electric | Incentive:Paid | 2145 | 36.9 |  | 1 | 107 |  | 84 |  | 2015-01-30 17:11 | 2015-02-04 | MERCED COUNTY COMMUNITY ACTION BOARD | Retrofit | MERCED | Merced | 95348 | Host Customer is System Owner | 2 |  | 2010068D | Fafco, Inc. | 500 SERIES | 500-96SF-50G-50S | Indirect Forced Circulation (IF) | 97.56 |  | 2x8, 2x12 | Glycol | Advanced Controller with a Vacation or Holiday Mode | Solar Storage and Auxiliary Tanks are separate | 49.929 | 0.92 | 0.85 | 35 | Z12 | [18 empty] | CITY OF MERCED | FALSE | 50.84 |  | 2011-06-01: 2015-01-27; 2011-08-03: 2015-01-30; 2011-09-20: 2015-02-04 | 3538 | 5440.21 | Up-front Payment
SDG-004517 | Commercial Pools | Pool Heating | Gas | San Diego Gas and Electric | Incentive:Paid | 2825 | 5 |  | 1 | 565 |  | 565 |  | 2015-01-28 09:35 | 2015-01-29 | SUNTREK INDUSTRIES INC | Retrofit | Oceanside | San Diego | 92057 | Host Customer is System Owner | [7 empty] | 400 | 50 |  | Manual Drainback |  |  |  | 1 | 1 |  | Z07 |  |  |  | 2007048A | 8 | 1 | [5 empty] | FALSE | [6 empty] | City of Oceanside | FALSE | 12.92 |  | 2015-01-27 |  | 2015-01-28 | 2015-01-29 | 2015-04-08 | 2015-04-23 | 3447 | 7300 | Up-front Payment
PGE-004518 | Low Income Single Family Residential | Domestic Hot Water | Gas | Pacific Gas and Electric | Incentive:Paid | 2716 | 36.9 |  | 1 | 107 |  | 106 |  | 2015-01-30 17:19 | 2015-02-05 | MERCED COUNTY COMMUNITY ACTION BOARD | Retrofit | MERCED | Merced | 95341 | Host Customer is System Owner | 2 |  | 2010068D | Fafco, Inc. | 500 SERIES | 500-96SF-50G-50S | Indirect Forced Circulation (IF) | 97.56 |  | 2x8, 2x12 | Glycol | Advanced Controller with a Vacation or Holiday Mode | Solar Storage and Auxiliary Tanks are separate | 49.929 | 0.99 | 1 | 35 | Z12 | [18 empty] | CITY OF MERCED | FALSE | 50.69 |  | 2011-06-01: 2015-01-28; 2011-08-03: 2015-01-30; 2011-09-20: 2015-02-05 | 3538 | 5423.74 | Up-front Payment
PGE-004519 | Low Income Multifamily Residential | Domestic Hot Water | Gas | Pacific Gas and Electric | Incentive:Paid | 49920 | 24.89 |  | 1 | 2407 |  | 2407 |  | 2015-07-23 17:14 | 2015-08-18 | ADROIT ENERGY INC | Retrofit | SAN JOSE | Santa Clara | 95116 | Power Purchase Agreements | [7 empty] | 640 | 40 |  | Drainback |  | Solar Storage and Auxiliary Tanks are separate |  | 1 | 1 | 3040 | Z04 | 80 | Units | Apartments/Condos | 2009058C | 16 | 1 | 1200 | 1 | 315 | 1 | 800000 | TRUE | 130 | 120 |  | ISTEC Corporation - 5202S |  | ISTEC Corporation - 5202S | San Jose | FALSE | 20.74 |  | 2015-01-28 | 2015-07-28 | 2015-07-23 | 2015-08-18 | 2015-09-01 | 2015-09-02 | 3333 | 49920 | Up-front Payment
PGE-004520 | Low Income Single Family Residential | Domestic Hot Water | Gas | Pacific Gas and Electric | Incentive:Paid | 2444 | 36.9 |  | 1 | 107 |  | 95 |  | 2015-02-09 11:56 | 2015-02-10 | MERCED COUNTY COMMUNITY ACTION BOARD | Retrofit | MERCED | Merced | 95341 | Host Customer is System Owner | 3 |  | 2010068D | Fafco, Inc. | 500 SERIES | 500-96SF-50G-50S | Indirect Forced Circulation (IF) | 97.56 |  | 2x8, 2x12 | Glycol | Advanced Controller with a Vacation or Holiday Mode | Solar Storage and Auxiliary Tanks are separate | 49.929 | 0.99 | 0.9 | 45 | Z12 | [18 empty] | CITY OF MERCED | FALSE | 50.3 |  | 2011-06-01: 2015-01-28; 2011-08-03: 2015-02-09; 2011-09-20: 2015-02-10 | 3529 | 5381.67 | Up-front Payment
SCG-004521 | Commercial Pools | Pool Heating | Gas | Southern California Gas Company | Reservation:Canceled | 2083 | 5 |  | 1 | 1313 |  | 1313 |  | 2015-01-29 15:58 |  | ENERGY SERVICES | Retrofit | palm springs | Riverside | 92262 | Host Customer is System Owner | [7 empty] | 330.75 | 47.25 |  | Drainback |  |  |  | 1 | 1 |  | Z15 |  |  |  | 10204-12 | 7 | 1 | [5 empty] | FALSE | [7 empty] | FALSE | 3.17 |  | 2011-06-01: 2015-01-29; 2011-06-21: 2015-03-11 | 3517 | 4165 | Up-front Payment
PGE-004522 | Single Family Residential | Domestic Hot Water | Gas | Pacific Gas and Electric | Incentive:Paid | 1989 | 29.85 |  | 1 | 107 |  | 107 |  | 2015-02-25 09:54 | 2015-03-27 | MERCED COUNTY COMMUNITY ACTION BOARD | Retrofit | DELHI | Merced | 95315 | Host Customer is System Owner | 2 |  | 2010068D | Fafco, Inc. | 500 SERIES | 500-96SF-50G-50S | Indirect Forced Circulation (IF) | 97.56 |  | 2x8, 2x12 | Glycol | Advanced Controller with a Vacation or Holiday Mode | Solar Storage and Auxiliary Tanks are separate | 49.929 | 1 | 1 | 35 | Z12 | [18 empty] | MERCED COUNTY | FALSE | 34.37 |  | 2015-01-29 | 2015-02-27 |  |  | 2015-02-25 | 2015-03-27 | 3484 | 3677.29 | Up-front Payment
PGE-004525 | Low Income Single Family Residential | Domestic Hot Water | Gas | Pacific Gas and Electric | Incentive:Paid | 3046 | 36.9 |  | 1 | 120 |  | 119 |  | 2015-02-17 10:39 | 2015-02-23 | FRESNO COUNTY ECONOMIC OPPORTUNITIES COMMISSION | Retrofit | Fresno | Fresno | 93706 | Host Customer is System Owner | 1 |  | 2010068D | Fafco, Inc. | 500 SERIES | 500-96SF-50G-50S | Indirect Forced Circulation (IF) | 97.56 |  | 2x8, 2x12 | Forced Circulation | Advanced Controller with a Thermal Cycling Function | Solar Storage and Auxiliary Tanks are separate | 50 | 0.99 | 1 | 20 | Z13 | [18 empty] | city of fresno | FALSE | 30.95 |  | 2011-06-01: 2015-02-03; 2011-08-03: 2015-02-17; 2011-09-20: 2015-02-23 | 3522 | 3714.09 | Up-front Payment
PGE-004526 | Low Income Single Family Residential | Domestic Hot Water | Gas | Pacific Gas and Electric | Incentive:Paid | 2589 | 36.9 |  | 1 | 120 |  | 101 |  | 2015-02-12 16:38 | 2015-03-11 | FRESNO COUNTY ECONOMIC OPPORTUNITIES COMMISSION | Retrofit | Fresno | Fresno | 93725 | Host Customer is System Owner | 1 |  | 2010068D | Fafco, Inc. | 500 SERIES | 500-96SF-50G-50S | Indirect Forced Circulation (IF) | 97.56 |  | 2x8, 2x12 | Forced Circulation | Advanced Controller with a Thermal Cycling Function | Solar Storage and Auxiliary Tanks are separate | 50 | 0.99 | 0.85 | 20 | Z13 | [18 empty] | city of fresno | FALSE | 33.05 |  | 2015-02-03 | 2015-02-18 |  |  | 2015-02-12 | 2015-03-11 | 3497 | 3965.78 | Up-front Payment
PGE-004527 | Low Income Single Family Residential | Domestic Hot Water | Gas | Pacific Gas and Electric | Incentive:Paid | 2223 | 36.9 |  | 1 | 120 |  | 87 |  | 2015-02-12 15:52 | 2015-02-18 | FRESNO COUNTY ECONOMIC OPPORTUNITIES COMMISSION | Retrofit | FRESNO | Fresno | 93702 | Host Customer is System Owner | 8 |  | 2010068D | Fafco, Inc. | 500 SERIES | 500-96SF-50G-50S | Indirect Forced Circulation (IF) | 97.56 |  | 2x8, 2x12 | Forced Circulation |  | Solar Storage and Auxiliary Tanks are separate | 50 | 0.85 | 0.85 | 95 | Z13 | [18 empty] | city of fresno | FALSE | 33.5 |  | 2011-06-01: 2015-02-03; 2011-08-03: 2015-02-12; 2011-09-20: 2015-02-18 | 3522 | 4019.63 | Up-front Payment
PGE-004528 | Low Income Single Family Residential | Domestic Hot Water | Gas | Pacific Gas and Electric | Incentive:Paid | 2892 | 36.9 |  | 1 | 120 |  | 113 |  | 2015-04-01 11:16 | 2015-04-03 | FRESNO COUNTY ECONOMIC OPPORTUNITIES COMMISSION | Retrofit | FRESNO | Fresno | 93727 | Host Customer is System Owner | 8 |  | 2010068D | Fafco, Inc. | 500 SERIES | 500-96SF-50G-50S | Indirect Forced Circulation (IF) | 97.56 |  | 2x8, 2x12 | Forced Circulation |  | Solar Storage and Auxiliary Tanks are separate | 50 | 0.94 | 1 | 95 | Z13 | [18 empty] | city of fresno | FALSE | 33.6 |  | 2011-06-01: 2015-02-03; 2011-08-03: 2015-04-01; 2011-09-20: 2015-04-03 | 3481 | 4032.1 | Up-front Payment
PGE-004529 | Low Income Multifamily Residential | Domestic Hot Water | Gas | Pacific Gas and Electric | Incentive:Paid | 60010 | 24.89 |  | 1 | 2411 |  | 2411 |  | 2015-02-13 19:54 | 2015-02-25 | SOLARIX SYSTEMS | New Construction | Orinda | Contra Costa | 94563 | Host Customer is System Owner | [7 empty] | 642.72 | 40.17 |  | Glycol | Pressure Stagnation Protection (PSP) | Solar Storage and Auxiliary Tanks are separate |  | 1 | 1 | 2525 | Z12 | 67 | Units | Apartments/Condos | 2010115A | 16 | 1 | 922 | 1 | 340 | 1 | 199999 | TRUE | 130 | 120 |  | Heliodyne - Delta-T Pro Ethernet |  | Heliodyne - Delta-T Pro Ethernet | Contra Costa County | FALSE | 36.91 |  | 2015-02-04 |  | 2015-02-13 | 2015-02-25 | 2015-03-02 | 2015-03-03 | 3421 | 89000 | Up-front Payment
SCG-004530 | Single Family Residential | Domestic Hot Water | Gas | Southern California Gas Company | Incentive:Paid | 3743 | 29.85 |  | 1 | 132 |  | 125 |  | 2015-03-29 13:53 | 2015-04-01 | SUNTREK INDUSTRIES INC | Retrofit | San Pedro | Los Angeles | 90731 | Host Customer is System Owner | 4 |  | 2001005H | SunEarth, Inc. | SUNSIPHON | EPGX80-64-2G | Indirect Thermosyphon (IT) | 65.67 |  | EP-32 / EP-32-0.75 | Glycol | HartStat, or equivalent | Solar Storage and Auxiliary Tanks are separate | 80 | 1 | 0.95 | 55 | Z06 | [18 empty] | City of Los Angeles | FALSE | 170.45 |  | 2011-06-01: 2015-02-04; 2011-08-03: 2015-03-29; 2011-09-20: 2015-04-01 | 3406 | 22500 | Up-front Payment
PGE-004532 | Single Family Residential | Domestic Hot Water | Gas | Pacific Gas and Electric | Incentive:Paid | 2119 | 29.85 |  | 1 | 120 |  | 114 |  | 2015-02-19 16:21 | 2015-02-25 | MERCED COUNTY COMMUNITY ACTION BOARD | Retrofit | MADERA | Madera | 93637 | Host Customer is System Owner | 3 |  | 2010068D | Fafco, Inc. | 500 SERIES | 500-96SF-50G-50S | Indirect Forced Circulation (IF) | 97.56 |  | 2x8, 2x12 | Glycol | Advanced Controller with a Vacation or Holiday Mode | Solar Storage and Auxiliary Tanks are separate | 49.929 | 1 | 0.95 | 45 | Z13 | [18 empty] | CITY OF MADERA | FALSE | 34.54 |  | 2011-06-01: 2015-02-05; 2011-08-03: 2015-02-19; 2011-09-20: 2015-02-25 | 3522 | 4144.98 | Up-front Payment
PGE-004533 | Single Family Residential | Domestic Hot Water | Gas | Pacific Gas and Electric | Incentive:Paid | 4339 | 29.85 |  | 1 | 171 |  | 145 |  | 2016-04-05 11:29 | 2016-05-12 | WARM CORPORATION WEST | New Construction | WOODBRIDGE | San Joaquin | 95258 | Host Customer is System Owner | 4 |  | 2007023B | HTP, Inc. | PHOENIX SOLAR | PH-119S | Indirect Forced Circulation (IF) | 63.82 |  | SS-32. | Glycol | Pressure Stagnation Protection (PSP) | Solar and Auxiliary Storage are the same Tank | 119 | 1 | 0.85 | 55 | Z12 | [18 empty] | San Joaquin County | FALSE | 144.97 |  | 2015-02-06 | 2016-04-11 |  |  | 2016-04-05 | 2016-05-12 | 3068 | 24790 | Up-front Payment
SCG-004534 | Commercial Pools | Pool Heating | Gas | Southern California Gas Company | Incentive:Paid | 7540 | 5 |  | 1 | 1508 |  | 1508 |  | 2016-01-19 10:20 | 2016-01-22 | REVCO SOLAR ENGINEERING INC | New Construction | Palm Desert | Riverside | 92211 | Host Customer is System Owner | [7 empty] | 480 | 48 |  | Drainback |  |  |  | 1 | 1 |  | Z15 |  |  |  | 10001773 | 10 | 1 | [5 empty] | FALSE |  |  |  | SunEarth - SETR A503 TTR U + VFS 20-400 |  | SunEarth - SETR A503 TTR U + VFS 20-400 | City of Palm Desert | FALSE | 10.29 |  | 2015-02-09 |  | 2016-01-19 | 2016-01-22 | 2016-02-12 | 2016-02-23 | 3166 | 15520.5 | Up-front Payment
PGE-004535 | Low Income Multifamily Residential | Domestic Hot Water | Gas | Pacific Gas and Electric | Incentive:Paid | 75168 | 24.89 |  | 1 | 3020 |  | 3020 |  | 2015-09-29 13:52 | 2015-10-02 | SOLARIX SYSTEMS | New Construction | SAN FRANCISCO | San Francisco | 94102 | Host Customer is System Owner | [7 empty] | 843.57 | 40.17 |  | Glycol | Pressure Stagnation Protection (PSP) | Solar Storage and Auxiliary Tanks are separate |  | 1 | 1 | 3420 | Z03 | 90 | Units | Apartments/Condos | 2010115A | 21 | 1 | 1050 | 1 | 250 | 1 | 385000 | TRUE | 130 | 120 |  | Heliodyne - Delta-T Pro Ethernet |  | Heliodyne - Delta-T Pro Ethernet | CIty of San Francisco | FALSE | 33.75 |  | 2015-02-11 | 2015-12-03 | 2015-09-29 | 2015-10-02 | 2015-11-04 | 2015-12-28 | 3217 | 101912 | Up-front Payment
PGE-004536 | Commercial/Multifamily Residential | Domestic Hot Water | Gas | Pacific Gas and Electric | Incentive:Paid | 49211 | 20.19 |  | 1 | 2462 |  | 2437 |  | 2015-04-14 07:47 | 2015-05-21 | SUN LIGHT & POWER | New Construction | SAN FRANCISCO | San Francisco | 94102 | Host Customer is System Owner | [7 empty] | 673.92 | 42.12 |  | Glycol | Advanced Controller with a Vacation or Holiday Mode | Solar Storage and Auxiliary Tanks are separate |  | 0.99 | 1 | 2622 | Z03 | 69 | Units | Apartments/Condos | 10001912 | 16 | 2 | 1000 | 1 | 390 | 3 | 900000 | TRUE | 130 | 120 |  | Heliodyne - Delta-T Pro Ethernet |  | Heliodyne - Delta-T Pro Ethernet | City and County of San Francisco | FALSE | 50.31 |  | 2015-04-02 | 2015-04-15 | 2015-04-14 | 2015-05-21 | 2016-10-26 | 2016-11-22 | 2875 | 123870 | Up-front Payment
PGE-004537 | Commercial/Multifamily Residential | Domestic Hot Water | Gas | Pacific Gas and Electric | Incentive:Paid | 17471 | 20.19 |  | 1 | 883 |  | 865 |  | 2015-03-11 11:21 | 2015-03-18 | OXYPOWER INC | Retrofit | SAN FRANCISCO | San Francisco | 94118 | Host Customer is System Owner | [7 empty] | 241.02 | 40.17 |  | Glycol | Advanced Controller with a Vacation or Holiday Mode | Solar Storage and Auxiliary Tanks are separate |  | 0.98 | 1 | 840 | Z03 | 20 | Units | Apartments/Condos | 2010115A | 6 | 1 | 357 | 3 | 200 | 2 | 318400 | TRUE | 130 | 130 |  |  |  |  | City and County of San Francisco | FALSE | 40.84 |  | 2015-02-12 |  | 2015-03-11 | 2015-03-18 | 2015-03-19 | 2015-03-26 | 3424 | 36061.33 | Up-front Payment
PGE-004540 | Commercial/Multifamily Residential | Absorption Chilling; Domestic Hot Water; Space Heating | Gas | Pacific Gas and Electric | Incentive:Paid | 209546 | 10.1 |  | 1 | 11168 |  | 11168 |  | 2015-07-03 12:45 | 2015-08-25 | SUNWATER SOLAR INC | Retrofit | DANVILLE | Contra Costa | 94526 | Power Purchase Agreements | [7 empty] | 2416.5 | 32.22 |  | Glycol | Pressure Stagnation Protection (PSP) | Solar Storage and Auxiliary Tanks are separate |  | 1 | 1 | 500 | Z12 |  | Persons | Office Buildings | 2010115D | 75 | 5 | 200 | 1 | 200 | 1 | 750000 | TRUE | 130 | 125 |  | Onicon System 10 | NegaWatt Consulting | Onicon System 10 | City of Danville | FALSE | 89.54 |  | 2015-02-16 | 2015-07-10 | 2015-07-03 | 2015-08-25 | 2016-04-05 | 2016-04-19 | 2657 | 1000000 | Performance-Based Incentive
PGE-004544 | Low Income Single Family Residential | Domestic Hot Water | Gas | Pacific Gas and Electric | Incentive:Paid | 2716 | 36.9 |  | 1 | 107 |  | 106 |  | 2015-02-19 11:40 | 2015-03-12 | MERCED COUNTY COMMUNITY ACTION BOARD | Retrofit | MERCED | Merced | 95341 | Owner/Tenant | 4 |  | 2010068D | Fafco, Inc. | 500 SERIES | 500-96SF-50G-50S | Indirect Forced Circulation (IF) | 97.56 |  | 2x8, 2x12 | Glycol | Advanced Controller with a Vacation or Holiday Mode | Solar Storage and Auxiliary Tanks are separate | 49.929 | 0.99 | 1 | 55 | Z12 | [18 empty] | CITY OF MERCED | FALSE | 32.64 |  | 2015-02-17 | 2015-02-25 |  |  | 2015-02-19 | 2015-03-12 | 3497 | 3492.86 | Up-front Payment
PGE-004545 | Low Income Single Family Residential | Domestic Hot Water | Gas | Pacific Gas and Electric | Incentive:Paid | 2743 | 36.9 |  | 1 | 107 |  | 107 |  | 2015-02-18 16:09 | 2015-03-04 | MERCED COUNTY COMMUNITY ACTION BOARD | Retrofit | MERCED | Merced | 95341 | Owner/Tenant | 7 |  | 2010068D | Fafco, Inc. | 500 SERIES | 500-96SF-50G-50S | Indirect Forced Circulation (IF) | 97.56 |  | 2x8, 2x12 | Glycol | Advanced Controller with a Vacation or Holiday Mode | Solar Storage and Auxiliary Tanks are separate | 49.929 | 1 | 1 | 85 | Z12 | [18 empty] | CITY OF MERCED | FALSE | 34.61 |  | 2011-06-01: 2015-02-17; 2011-08-03: 2015-02-18; 2011-09-20: 2015-03-04 | 3497 | 3703.7 | Up-front Payment
PGE-004546 | Single Family Residential | Domestic Hot Water | Gas | Pacific Gas and Electric | Incentive:Paid | 1989 | 29.85 |  | 1 | 107 |  | 107 |  | 2015-02-18 15:41 | 2015-03-04 | MERCED COUNTY COMMUNITY ACTION BOARD | Retrofit | MERCED | Merced | 95348 | Host Customer is System Owner | 2 |  | 2010068D | Fafco, Inc. | 500 SERIES | 500-96SF-50G-50S | Indirect Forced Circulation (IF) | 97.56 |  | 2x8, 2x12 | Glycol | Advanced Controller with a Vacation or Holiday Mode | Solar Storage and Auxiliary Tanks are separate | 49.929 | 1 | 1 | 35 | Z12 | [18 empty] | MERCED COUNTY | FALSE | 32.28 |  | 2011-06-01: 2015-02-17; 2011-08-03: 2015-02-18; 2011-09-20: 2015-03-04 | 3497 | 3454.2 | Up-front Payment
PGE-004547 | Low Income Single Family Residential | Domestic Hot Water | Gas | Pacific Gas and Electric | Incentive:Paid | 2689 | 36.9 |  | 1 | 107 |  | 105 |  | 2015-02-19 14:47 | 2015-02-25 | MERCED COUNTY COMMUNITY ACTION BOARD | Retrofit | PLANADA | Merced | 95365 | Host Customer is System Owner | 4 |  | 2010068D | Fafco, Inc. | 500 SERIES | 500-96SF-50G-50S | Indirect Forced Circulation (IF) | 97.56 |  | 2x8, 2x12 | Glycol | Advanced Controller with a Vacation or Holiday Mode | Solar Storage and Auxiliary Tanks are separate | 49.929 | 0.98 | 1 | 55 | Z12 | [18 empty] | MERCED COUNTY | FALSE | 36.25 |  | 2011-06-01: 2015-02-17; 2011-08-03: 2015-02-19; 2011-09-20: 2015-02-25 | 3522 | 3878.36 | Up-front Payment
SCG-004548 | Low Income Multifamily Residential | Domestic Hot Water | Gas | Southern California Gas Company | Incentive:Paid | 3429 | 24.89 |  | 1 | 145 |  | 138 |  | 2015-02-23 14:02 | 2015-04-07 | RIBBENS CONSTRUCTION INC | New Construction | Santa Barbara | Santa Barbara | 93103 | Owner/Tenant |  |  | 30003701 | EchoFirst Inc. | Echo | ECHO BI 2C3R 4PV2T TG 80 | Indirect Forced Circulation (IF) | 109.55 |  | ECHO BI 2PV1T | Glycol | Advanced Controller with a Thermal Cycling Function | Solar Storage with Tankless Auxiliary Water Heater | 80 | 1 | 0.95 | 0 | Z06 | [11 empty] | FALSE | [6 empty] | City of Santa Barbara | FALSE | 69.66 |  | 2015-02-17 |  | 2015-02-23 | 2015-04-07 | 2015-04-24 | 2015-07-01 | 3385 | 10100 | Up-front Payment
PGE-004549 | Low Income Single Family Residential | Domestic Hot Water | Gas | Pacific Gas and Electric | Incentive:Paid | 2743 | 36.9 |  | 1 | 107 |  | 107 |  | 2015-02-19 11:31 | 2015-04-01 | MERCED COUNTY COMMUNITY ACTION BOARD | Retrofit | MERCED | Merced | 95348 | Host Customer is System Owner | 2 |  | 2010068D | Fafco, Inc. | 500 SERIES | 500-96SF-50G-50S | Indirect Forced Circulation (IF) | 97.56 |  | 2x8, 2x12 | Glycol | Advanced Controller with a Vacation or Holiday Mode | Solar Storage and Auxiliary Tanks are separate | 49.929 | 1 | 1 | 35 | Z12 | [18 empty] | MERCED COUNTY | FALSE | 34.92 |  | 2015-02-17 | 2015-02-25 |  |  | 2015-02-19 | 2015-04-01 | 3481 | 3736.2 | Up-front Payment
PGE-004550 | Low Income Single Family Residential | Domestic Hot Water | Gas | Pacific Gas and Electric | Incentive:Paid | 2716 | 36.9 |  | 1 | 107 |  | 106 |  | 2015-02-19 16:20 | 2015-03-27 | MERCED COUNTY COMMUNITY ACTION BOARD | Retrofit | WINTON | Merced | 95388 | Owner/Tenant | 6 |  | 2010068D | Fafco, Inc. | 500 SERIES | 500-96SF-50G-50S | Indirect Forced Circulation (IF) | 97.56 |  | 2x8, 2x12 | Glycol | Advanced Controller with a Vacation or Holiday Mode | Solar Storage and Auxiliary Tanks are separate | 49.929 | 0.99 | 1 | 75 | Z12 | [18 empty] | MERCED COUNTY | FALSE | 32.33 |  | 2015-02-17 | 2015-02-26 |  |  | 2015-02-19 | 2015-03-27 | 3484 | 3458.87 | Up-front Payment
PGE-004551 | Low Income Single Family Residential | Domestic Hot Water | Gas | Pacific Gas and Electric | Incentive:Paid | 2743 | 36.9 |  | 1 | 107 |  | 107 |  | 2015-02-19 16:04 | 2015-02-26 | MERCED COUNTY COMMUNITY ACTION BOARD | Retrofit | MERCED | Merced | 95341 | Host Customer is System Owner | 5 |  | 2010068D | Fafco, Inc. | 500 SERIES | 500-96SF-50G-50S | Indirect Forced Circulation (IF) | 97.56 |  | 2x8, 2x12 | Glycol | Advanced Controller with a Vacation or Holiday Mode | Solar Storage and Auxiliary Tanks are separate | 49.929 | 1 | 1 | 65 | Z12 | [18 empty] | CITY OF MERCED | FALSE | 35.43 |  | 2011-06-01: 2015-02-17; 2011-08-03: 2015-02-19; 2011-09-20: 2015-02-26 | 3522 | 3790.68 | Up-front Payment
SCG-004552 | Single Family Residential | Domestic Hot Water | Gas | Southern California Gas Company | Incentive:Paid | 1928 | 29.85 |  | 1 | 68 |  | 65 |  | 2015-02-17 16:41 | 2015-05-08 | SUNTREK INDUSTRIES INC | Retrofit | Rancho Mirage | Riverside | 92270 | Host Customer is System Owner | 4 |  | 30003825 | SunEarth, Inc. | CopperHeart | CP-40G | Direct Integral Collector Storage (DI) | 24.96 |  | CP-40 |  |  | Solar Storage and Auxiliary Tanks are separate | 40 | 1 | 0.95 | 55 | Z15 | [18 empty] | Rancho Mirage | FALSE | 143.38 |  | 2015-02-17 | 2015-03-06 |  |  | 2015-02-17 | 2015-05-08 | 3448 | 9750 | Up-front Payment
SCG-004553 | Commercial Pools | Pool Heating | Gas | Southern California Gas Company | Reservation:Canceled | 13065 | 7 |  | 1 | 2613 |  | 2613 |  |  |  |  | Retrofit | Huntington Beach | Orange | 92648 | Host Customer is System Owner | [7 empty] | 1880.56 | 42.74 |  | Manual Drainback |  |  |  | 1 | 1 |  | Z06 |  |  |  | 10204-12 | 44 | 1 | [5 empty] | FALSE | [7 empty] | FALSE | 14.83 |  | 2011-06-01: 2015-02-17 | 3539 | 38750 | Up-front Payment
SCG-004554 | Low Income Multifamily Residential | Domestic Hot Water | Gas | Southern California Gas Company | Incentive:Paid | 3429 | 24.89 |  | 1 | 145 |  | 138 |  | 2015-02-23 14:05 | 2015-04-07 | RIBBENS CONSTRUCTION INC | New Construction | Santa Barbara | Santa Barbara | 93103 | Owner/Tenant |  |  | 30003701 | EchoFirst Inc. | Echo | ECHO BI 2C3R 4PV2T TG 80 | Indirect Forced Circulation (IF) | 109.55 |  | ECHO BI 2PV1T | Glycol | Advanced Controller with a Thermal Cycling Function | Solar Storage with Tankless Auxiliary Water Heater | 80 | 1 | 0.95 | 0 | Z06 | [11 empty] | FALSE | [6 empty] | City of Santa Barbara | FALSE | 69.66 |  | 2015-02-17 |  | 2015-02-23 | 2015-04-07 | 2015-04-24 | 2015-07-01 | 3385 | 10100 | Up-front Payment
SCG-004555 | Low Income Multifamily Residential | Domestic Hot Water | Gas | Southern California Gas Company | Incentive:Paid | 3429 | 24.89 |  | 1 | 145 |  | 138 |  | 2015-02-23 14:06 | 2015-04-07 | RIBBENS CONSTRUCTION INC | New Construction | Santa Barbara | Santa Barbara | 93103 | Owner/Tenant |  |  | 30003701 | EchoFirst Inc. | Echo | ECHO BI 2C3R 4PV2T TG 80 | Indirect Forced Circulation (IF) | 109.55 |  | ECHO BI 2PV1T | Glycol | Advanced Controller with a Thermal Cycling Function | Solar Storage with Tankless Auxiliary Water Heater | 80 | 1 | 0.95 | 0 | Z06 | [11 empty] | FALSE | [6 empty] | City of Santa Barbara | FALSE | 69.66 |  | 2015-02-17 |  | 2015-02-23 | 2015-04-07 | 2015-04-24 | 2015-07-03 | 3385 | 10100 | Up-front Payment
SCG-004556 | Low Income Multifamily Residential | Domestic Hot Water | Gas | Southern California Gas Company | Incentive:Paid | 3429 | 24.89 |  | 1 | 145 |  | 138 |  | 2015-02-23 14:07 | 2015-04-07 | RIBBENS CONSTRUCTION INC | New Construction | Santa Barbara | Santa Barbara | 93103 | Owner/Tenant |  |  | 30003701 | EchoFirst Inc. | Echo | ECHO BI 2C3R 4PV2T TG 80 | Indirect Forced Circulation (IF) | 109.55 |  | ECHO BI 2PV1T | Glycol | Heat Dump Radiator | Solar Storage with Tankless Auxiliary Water Heater | 80 | 1 | 0.95 | 0 | Z06 | [11 empty] | FALSE | [6 empty] | City of Santa Barbara | FALSE | 69.66 |  | 2015-02-17 |  | 2015-02-23 | 2015-04-07 | 2015-04-24 | 2015-07-03 | 3385 | 10100 | Up-front Payment
SCG-004557 | Low Income Multifamily Residential | Domestic Hot Water | Gas | Southern California Gas Company | Incentive:Paid | 3429 | 24.89 |  | 1 | 145 |  | 138 |  | 2015-02-23 14:09 | 2015-04-07 | RIBBENS CONSTRUCTION INC | New Construction | Santa Barbara | Santa Barbara | 93103 | Owner/Tenant |  |  | 30003701 | EchoFirst Inc. | Echo | ECHO BI 2C3R 4PV2T TG 80 | Indirect Forced Circulation (IF) | 109.55 |  | ECHO BI 2PV1T | Glycol | Advanced Controller with a Thermal Cycling Function | Solar Storage with Tankless Auxiliary Water Heater | 80 | 1 | 0.95 | 0 | Z06 | [11 empty] | FALSE | [6 empty] | City of Santa Barbara | FALSE | 69.66 |  | 2015-02-17 |  | 2015-02-23 | 2015-04-07 | 2015-04-24 | 2015-07-03 | 3385 | 10100 | Up-front Payment
SCG-004558 | Low Income Multifamily Residential | Domestic Hot Water | Gas | Southern California Gas Company | Incentive:Paid | 3429 | 24.89 |  | 1 | 145 |  | 138 |  | 2015-02-23 14:11 | 2015-04-07 | RIBBENS CONSTRUCTION INC | New Construction | Santa Barbara | Santa Barbara | 93103 | Owner/Tenant |  |  | 30003701 | EchoFirst Inc. | Echo | ECHO BI 2C3R 4PV2T TG 80 | Indirect Forced Circulation (IF) | 109.55 |  | ECHO BI 2PV1T | Glycol | Advanced Controller with a Thermal Cycling Function | Solar Storage with Tankless Auxiliary Water Heater | 80 | 1 | 0.95 | 0 | Z06 | [11 empty] | FALSE | [6 empty] | City of Santa Barbara | FALSE | 69.66 |  | 2015-02-17 |  | 2015-02-23 | 2015-04-07 | 2015-04-24 | 2015-07-03 | 3385 | 10100 | Up-front Payment
SCG-004559 | Low Income Multifamily Residential | Domestic Hot Water | Gas | Southern California Gas Company | Incentive:Paid | 3429 | 24.89 |  | 1 | 145 |  | 138 |  | 2015-02-23 14:12 | 2015-04-07 | RIBBENS CONSTRUCTION INC | New Construction | Santa Barbara | Santa Barbara | 93103 | Owner/Tenant |  |  | 30003701 | EchoFirst Inc. | Echo | ECHO BI 2C3R 4PV2T TG 80 | Indirect Forced Circulation (IF) | 109.55 |  | ECHO BI 2PV1T | Glycol | Advanced Controller with a Thermal Cycling Function | Solar Storage with Tankless Auxiliary Water Heater | 80 | 1 | 0.95 | 0 | Z06 | [11 empty] | FALSE | [6 empty] | City of Santa Barbara | FALSE | 69.66 |  | 2015-02-17 |  | 2015-02-23 | 2015-04-07 | 2015-04-24 | 2015-07-03 | 3385 | 10100 | Up-front Payment
SCG-004560 | Low Income Multifamily Residential | Domestic Hot Water | Gas | Southern California Gas Company | Incentive:Paid | 3429 | 24.89 |  | 1 | 145 |  | 138 |  | 2015-02-23 14:13 | 2015-04-07 | RIBBENS CONSTRUCTION INC | New Construction | Santa Barbara | Santa Barbara | 93103 | Owner/Tenant |  |  | 30003701 | EchoFirst Inc. | Echo | ECHO BI 2C3R 4PV2T TG 80 | Indirect Forced Circulation (IF) | 109.55 |  | ECHO BI 2PV1T | Glycol | Advanced Controller with a Thermal Cycling Function | Solar Storage with Tankless Auxiliary Water Heater | 80 | 1 | 0.95 | 0 | Z06 | [11 empty] | FALSE | [6 empty] | City of Santa Barbara | FALSE | 69.66 |  | 2015-02-17 |  | 2015-02-23 | 2015-04-07 | 2015-04-24 | 2015-07-03 | 3385 | 10100 | Up-front Payment
SCG-004561 | Low Income Multifamily Residential | Domestic Hot Water | Gas | Southern California Gas Company | Incentive:Paid | 3429 | 24.89 |  | 1 | 145 |  | 138 |  | 2015-02-23 14:13 | 2015-04-07 | RIBBENS CONSTRUCTION INC | New Construction | Santa Barbara | Santa Barbara | 93103 | Owner/Tenant |  |  | 30003701 | EchoFirst Inc. | Echo | ECHO BI 2C3R 4PV2T TG 80 | Indirect Forced Circulation (IF) | 109.55 |  | ECHO BI 2PV1T | Glycol | Advanced Controller with a Thermal Cycling Function | Solar Storage with Tankless Auxiliary Water Heater | 80 | 1 | 0.95 | 0 | Z06 | [11 empty] | FALSE | [6 empty] | City of Santa Barbara | FALSE | 69.66 |  | 2015-02-17 |  | 2015-02-23 | 2015-04-07 | 2015-04-24 | 2015-07-03 | 3385 | 10100 | Up-front Payment
SCG-004562 | Low Income Multifamily Residential | Domestic Hot Water | Gas | Southern California Gas Company | Incentive:Paid | 3429 | 24.89 |  | 1 | 145 |  | 138 |  | 2015-02-23 14:14 | 2015-04-07 | RIBBENS CONSTRUCTION INC | New Construction | Santa Barbara | Santa Barbara | 93103 | Owner/Tenant |  |  | 30003701 | EchoFirst Inc. | Echo | ECHO BI 2C3R 4PV2T TG 80 | Indirect Forced Circulation (IF) | 109.55 |  | ECHO BI 2PV1T | Glycol | Advanced Controller with a Thermal Cycling Function | Solar Storage with Tankless Auxiliary Water Heater | 80 | 1 | 0.95 | 0 | Z06 | [11 empty] | FALSE | [6 empty] | City of Santa Barbara | FALSE | 69.66 |  | 2015-02-17 |  | 2015-02-23 | 2015-04-07 | 2015-04-24 | 2015-07-03 | 3385 | 10100 | Up-front Payment
SCG-004563 | Low Income Multifamily Residential | Domestic Hot Water | Gas | Southern California Gas Company | Incentive:Paid | 3429 | 24.89 |  | 1 | 145 |  | 138 |  | 2015-02-23 14:15 | 2015-04-07 | RIBBENS CONSTRUCTION INC | New Construction | Santa Barbara | Santa Barbara | 93103 | Owner/Tenant |  |  | 30003701 | EchoFirst Inc. | Echo | ECHO BI 2C3R 4PV2T TG 80 | Indirect Forced Circulation (IF) | 109.55 |  | ECHO BI 2PV1T | Glycol | Advanced Controller with a Thermal Cycling Function | Solar Storage with Tankless Auxiliary Water Heater | 80 | 1 | 0.95 | 0 | Z06 | [11 empty] | FALSE | [6 empty] | City of Santa Barbara | FALSE | 69.66 |  | 2015-02-17 |  | 2015-02-23 | 2015-04-07 | 2015-04-24 | 2015-07-03 | 3385 | 10100 | Up-front Payment
SCG-004564 | Low Income Multifamily Residential | Domestic Hot Water | Gas | Southern California Gas Company | Incentive:Paid | 3248 | 24.89 |  | 1 | 145 |  | 130 |  | 2015-02-23 14:16 | 2015-04-07 | RIBBENS CONSTRUCTION INC | New Construction | Santa Barbara | Santa Barbara | 93103 | Owner/Tenant |  |  | 30003701 | EchoFirst Inc. | Echo | ECHO BI 2C3R 4PV2T TG 80 | Indirect Forced Circulation (IF) | 109.55 |  | ECHO BI 2PV1T | Glycol | Advanced Controller with a Thermal Cycling Function | Solar Storage with Tankless Auxiliary Water Heater | 80 | 1 | 0.9 | 0 | Z06 | [11 empty] | FALSE | [6 empty] | City of Santa Barbara | FALSE | 69.66 |  | 2015-02-17 |  | 2015-02-23 | 2015-04-07 | 2015-04-24 | 2015-07-03 | 3385 | 10100 | Up-front Payment
SDG-004566 | Single Family Residential | Domestic Hot Water | Gas | San Diego Gas and Electric | Incentive:Paid | 2175 | 29.85 |  | 1 | 88 |  | 73 |  | 2015-02-23 14:24 | 2015-07-21 | CAMPESINOS UNIDOS INC | New Construction | LA MESA | San Diego | 91942 | Host Customer is System Owner | 1 |  | 2010068A | Fafco, Inc. | 500 SERIES | 500-48SF-50G-50S | Indirect Forced Circulation (IF) | 48.78 |  | 2x8, 2x12 | Glycol | Advanced Controller with a Thermal Cycling Function | Solar Storage and Auxiliary Tanks are separate | 50 | 0.92 | 0.9 | 20 | Z07 | [18 empty] | la mesa | FALSE | 63.12 |  | 2015-02-20 | 2015-03-05 |  |  | 2015-02-23 | 2015-07-21 | 3375 | 5554.24 | Up-front Payment
SDG-004567 | Single Family Residential | Domestic Hot Water | Gas | San Diego Gas and Electric | Incentive:Paid | 2536 | 29.85 |  | 1 | 102 |  | 85 |  | 2015-03-07 11:54 | 2015-06-26 | CAMPESINOS UNIDOS INC | New Construction | oceanside | San Diego | 92056 | Host Customer is System Owner | 5 |  | 2010068D | Fafco, Inc. | 500 SERIES | 500-96SF-50G-50S | Indirect Forced Circulation (IF) | 97.56 |  | 2x8, 2x12 | Glycol | Advanced Controller with a Thermal Cycling Function | Solar Storage and Auxiliary Tanks are separate | 50 | 0.98 | 0.85 | 65 | Z07 | [18 empty] | oceanside | FALSE | 43.71 |  | 2015-02-20 | 2015-03-31 |  |  | 2015-03-07 | 2015-06-26 | 3384 | 4458.73 | Up-front Payment
SDG-004568 | Single Family Residential | Domestic Hot Water | Gas | San Diego Gas and Electric | Incentive:Paid | 2143 | 29.85 |  | 1 | 88 |  | 72 |  | 2015-09-16 15:30 | 2015-12-04 | CAMPESINOS UNIDOS INC | New Construction | oceanside | San Diego | 92054 | Host Customer is System Owner | 6 |  | 2010068A | Fafco, Inc. | 500 SERIES | 500-48SF-50G-50S | Indirect Forced Circulation (IF) | 48.78 |  | 2x8, 2x12 | Glycol | Unglazed Collectors | Solar Storage and Auxiliary Tanks are separate | 50 | 0.96 | 0.85 | 75 | Z07 | [18 empty] | oceanside | FALSE | 54.71 |  | 2015-02-20 | 2015-09-30 |  |  | 2015-09-16 | 2015-12-04 | 3223 | 4814.05 | Up-front Payment
SCG-004569 | Commercial/Multifamily Residential | Domestic Hot Water | Gas | Southern California Gas Company | Incentive:Paid | 39625 | 25 |  | 1 SCG | 1585 |  | 1585 |  | 2015-07-01 15:27 | 2015-07-02 | ELECTRO-THERMAL EQUIPMENT CORP | Retrofit | N HOLLYWOOD | Los Angeles | 91607 | Host Customer is System Owner | [7 empty] | 450.45 | 40.95 |  | Drainback |  | Solar Storage and Auxiliary Tanks are separate |  | 1 | 1 | 900 | Z09 | 24 | Units | Apartments/Condos | 10001803 | 11 | 4 | 570 | 1 | 100 | 1 | 270000 | TRUE | 130 | 130 |  |  |  |  | Los Angeles | FALSE | 33.7 |  | 2015-06-29 |  | 2015-07-01 | 2015-07-02 | 2017-01-10 | 2017-01-11 | 2829 | 53418 | Up-front Payment
SCG-004570 | Commercial/Multifamily Residential | Domestic Hot Water | Gas | Southern California Gas Company | Incentive:Paid | 32900 | 25 |  | 1 SCG | 1316 |  | 1316 |  | 2016-09-19 09:33 | 2016-09-29 | ELECTRO-THERMAL EQUIPMENT CORP | Retrofit | Glendale | Los Angeles | 91207 | Host Customer is System Owner | [7 empty] | 409.5 | 40.95 |  | Drainback |  | Solar Storage and Auxiliary Tanks are separate |  | 1 | 1 | 840 | Z09 | 20 | Units | Apartments/Condos | 10001803 | 10 | 5 | 472 | 4 | 200 | 2 | 270000 | TRUE | 130 | 130 |  |  |  |  | Glendale | FALSE | 38.52 |  | 2016-09-11 |  | 2016-09-19 | 2016-09-29 | 2017-01-13 | 2017-02-10 | 2811 | 50698 | Up-front Payment
SCG-004573 | Commercial Pools | Pool Heating | Gas | Southern California Gas Company | Incentive:Paid | 10125 | 5 |  | 1 | 2914 |  | 2914 |  | 2015-03-02 16:45 | 2015-03-13 | SUNX SOLAR INC | Retrofit | San Pedro | Los Angeles | 90732 | Host Customer is System Owner | [7 empty] | 1304.1 | 48.3 |  | Drainback |  |  |  | 1 | 1 |  | Z08 |  |  |  | 10001888 | 27 | 4 | [5 empty] | FALSE |  |  |  | SunEarth - SETR A503 TTR U + VFS 20-400 |  | SunEarth - SETR A503 TTR U + VFS 20-400 | City of Los Angeles | FALSE | 6.95 |  | 2015-02-24 |  | 2015-03-02 | 2015-03-13 | 2015-06-22 | 2015-09-11 | 3319 | 20250 | Up-front Payment
PGE-004574 | Low Income Single Family Residential | Domestic Hot Water | Gas | Pacific Gas and Electric | Incentive:Paid | 3046 | 36.9 |  | 1 | 120 |  | 119 |  | 2015-03-09 10:29 | 2015-03-10 | FRESNO COUNTY ECONOMIC OPPORTUNITIES COMMISSION | Retrofit | Fresno | Fresno | 93706 | Host Customer is System Owner | 2 |  | 2010068D | Fafco, Inc. | 500 SERIES | 500-96SF-50G-50S | Indirect Forced Circulation (IF) | 97.56 |  | 2x8, 2x12 | Forced Circulation | Advanced Controller with a Thermal Cycling Function | Solar Storage and Auxiliary Tanks are separate | 50 | 0.99 | 1 | 35 | Z13 | [18 empty] | city of fresno | FALSE | 32.67 |  | 2011-06-01: 2015-02-24; 2011-08-03: 2015-03-09; 2011-09-20: 2015-03-10 | 3497 | 3920.81 | Up-front Payment
PGE-004575 | Low Income Single Family Residential | Domestic Hot Water | Gas | Pacific Gas and Electric | Incentive:Paid | 2984 | 36.9 |  | 1 | 120 |  | 116 |  | 2015-03-09 10:27 | 2015-03-10 | FRESNO COUNTY ECONOMIC OPPORTUNITIES COMMISSION | Retrofit | Fresno | Fresno | 93706 | Host Customer is System Owner | 5 |  | 2010068D | Fafco, Inc. | 500 SERIES | 500-96SF-50G-50S | Indirect Forced Circulation (IF) | 97.56 |  | 2x8, 2x12 | Forced Circulation | Advanced Controller with a Thermal Cycling Function | Solar Storage and Auxiliary Tanks are separate | 50 | 0.97 | 1 | 65 | Z13 | [18 empty] | city of fresno | FALSE | 32.67 |  | 2011-06-01: 2015-02-24; 2011-08-03: 2015-03-09; 2011-09-20: 2015-03-10 | 3497 | 3920.81 | Up-front Payment
PGE-004576 | Low Income Single Family Residential | Domestic Hot Water | Gas | Pacific Gas and Electric | Incentive:Paid | 2511 | 36.9 |  | 1 | 120 |  | 98 |  | 2015-03-09 10:28 | 2015-03-10 | FRESNO COUNTY ECONOMIC OPPORTUNITIES COMMISSION | Retrofit | Fresno | Fresno | 93704 | Host Customer is System Owner | 3 |  | 2010068D | Fafco, Inc. | 500 SERIES | 500-96SF-50G-50S | Indirect Forced Circulation (IF) | 97.56 |  | 2x8, 2x12 | Forced Circulation | Advanced Controller with a Thermal Cycling Function | Solar Storage and Auxiliary Tanks are separate | 50 | 0.96 | 0.85 | 45 | Z13 | [18 empty] | county of fresno | FALSE | 31.71 |  | 2011-06-01: 2015-02-24; 2011-08-03: 2015-03-09; 2011-09-20: 2015-03-10 | 3497 | 3804.84 | Up-front Payment
PGE-004577 | Low Income Single Family Residential | Domestic Hot Water | Gas | Pacific Gas and Electric | Incentive:Paid | 2589 | 36.9 |  | 1 | 120 |  | 101 |  | 2015-03-09 10:20 | 2015-03-10 | FRESNO COUNTY ECONOMIC OPPORTUNITIES COMMISSION | Retrofit | Fresno | Fresno | 93706 | Host Customer is System Owner | 3 |  | 2010068D | Fafco, Inc. | 500 SERIES | 500-96SF-50G-50S | Indirect Forced Circulation (IF) | 97.56 |  | 2x8, 2x12 | Forced Circulation | Advanced Controller with a Thermal Cycling Function | Solar Storage and Auxiliary Tanks are separate | 50 | 0.99 | 0.85 | 45 | Z13 | [18 empty] | city of fresno | FALSE | 32.79 |  | 2011-06-01: 2015-02-24; 2011-08-03: 2015-03-09; 2011-09-20: 2015-03-10 | 3497 | 3934.69 | Up-front Payment
PGE-004578 | Low Income Single Family Residential | Domestic Hot Water | Gas | Pacific Gas and Electric | Incentive:Paid | 2537 | 36.9 |  | 1 | 120 |  | 99 |  | 2015-03-09 10:22 | 2015-03-10 | FRESNO COUNTY ECONOMIC OPPORTUNITIES COMMISSION | Retrofit | SELMA | Selma | 93662 | Owner/Tenant | 4 |  | 2010068D | Fafco, Inc. | 500 SERIES | 500-96SF-50G-50S | Indirect Forced Circulation (IF) | 97.56 |  | 2x8, 2x12 | Forced Circulation | Advanced Controller with a Thermal Cycling Function | Solar Storage and Auxiliary Tanks are separate | 50 | 0.97 | 0.85 | 55 | Z13 | [18 empty] | City of Selma | FALSE | 33.2 |  | 2011-06-01: 2015-02-24; 2011-08-03: 2015-03-09; 2011-09-20: 2015-03-10 | 3497 | 3984.41 | Up-front Payment
PGE-004579 | Low Income Single Family Residential | Domestic Hot Water | Gas | Pacific Gas and Electric | Incentive:Paid | 2354 | 36.9 |  | 1 | 120 |  | 92 |  | 2015-04-01 11:13 | 2015-04-03 | FRESNO COUNTY ECONOMIC OPPORTUNITIES COMMISSION | Retrofit | Fresno | Fresno | 93727 | Host Customer is System Owner | 3 |  | 2010068D | Fafco, Inc. | 500 SERIES | 500-96SF-50G-50S | Indirect Forced Circulation (IF) | 97.56 |  | 2x8, 2x12 | Forced Circulation | Advanced Controller with a Thermal Cycling Function | Solar Storage and Auxiliary Tanks are separate | 50 | 0.9 | 0.85 | 45 | Z13 | [18 empty] | city of fresno | FALSE | 32.58 |  | 2011-06-01: 2015-02-24; 2011-08-03: 2015-04-01; 2011-09-20: 2015-04-03 | 3481 | 3910.11 | Up-front Payment
PGE-004580 | Low Income Single Family Residential | Domestic Hot Water | Gas | Pacific Gas and Electric | Incentive:Paid | 2984 | 36.9 |  | 1 | 120 |  | 116 |  | 2015-03-09 10:24 | 2015-03-25 | FRESNO COUNTY ECONOMIC OPPORTUNITIES COMMISSION | Retrofit | FRESNO | Fresno | 93706 | Host Customer is System Owner | 4 |  | 2010068D | Fafco, Inc. | 500 SERIES | 500-96SF-50G-50S | Indirect Forced Circulation (IF) | 97.56 |  | 2x8, 2x12 | Forced Circulation | Advanced Controller with a Thermal Cycling Function | Solar Storage and Auxiliary Tanks are separate | 50 | 0.97 | 1 | 55 | Z13 | [18 empty] | city of fresno | FALSE | 33.05 |  | 2011-06-01: 2015-02-24; 2011-08-03: 2015-03-09; 2011-09-20: 2015-03-25 | 3484 | 3965.78 | Up-front Payment
PGE-004581 | Low Income Single Family Residential | Domestic Hot Water | Gas | Pacific Gas and Electric | Incentive:Paid | 2677 | 36.9 |  | 1 | 120 |  | 104 |  | 2015-04-01 11:19 | 2015-04-03 | FRESNO COUNTY ECONOMIC OPPORTUNITIES COMMISSION | Retrofit | Fresno | Fresno | 93706 | Host Customer is System Owner | 3 |  | 2010068D | Fafco, Inc. | 500 SERIES | 500-96SF-50G-50S | Indirect Forced Circulation (IF) | 97.56 |  | 2x8, 2x12 | Forced Circulation | Advanced Controller with a Thermal Cycling Function | Solar Storage and Auxiliary Tanks are separate | 50 | 0.87 | 1 | 45 | Z13 | [18 empty] | city of fresno | FALSE | 32.58 |  | 2011-06-01: 2015-02-24; 2011-08-03: 2015-04-01; 2011-09-20: 2015-04-03 | 3481 | 3910.11 | Up-front Payment
PGE-004582 | Single Family Residential | Domestic Hot Water | Gas | Pacific Gas and Electric | Incentive:Paid | 4176 | 29.85 |  | 1 | 155 |  | 140 |  | 2015-03-17 11:20 | 2015-03-26 | AZTEC SOLAR INC | Retrofit | CITRUS HEIGHTS | Sacramento | 95621 | Host Customer is System Owner | 4 |  | 2001001E | SunEarth, Inc. | SOLARAY | TE64P-80-2G | Indirect Forced Circulation (IF) | 65.67 |  | EP-32 / EP-32-0.75 | Glycol | Advanced Controller with a Vacation or Holiday Mode | Solar Storage and Auxiliary Tanks are separate | 80 | 0.95 | 0.95 | 55 | Z12 | [18 empty] | City of Citrus Heights | FALSE | 54.52 |  | 2015-02-24 | 2015-03-23 |  |  | 2015-03-17 | 2015-03-26 | 3424 | 8450 | Up-front Payment
PGE-004583 | Single Family Residential | Domestic Hot Water | Gas | Pacific Gas and Electric | Incentive:Paid | 2251 | 29.85 |  | 1 | 130 |  | 75 |  | 2015-03-30 11:02 | 2015-03-31 | AZTEC SOLAR INC | Retrofit | Sacramento | Sacramento | 95864 | Host Customer is System Owner | 2 |  | 2001001A | SunEarth, Inc. | SOLARAY | TE40P-80-2G | Indirect Forced Circulation (IF) | 40.9 |  | EP-40 / EP-40-0.75 | Glycol | Advanced Controller with a Vacation or Holiday Mode | Solar Storage and Auxiliary Tanks are separate | 80 | 0.58 | 1 | 35 | Z12 | [18 empty] | Sacramento County | FALSE | 66.07 |  | 2011-06-01: 2015-02-24; 2011-08-03: 2015-03-30; 2011-09-20: 2015-03-31 | 3424 | 8589.26 | Up-front Payment
PGE-004584 | Commercial Pools | Pool Heating | Gas | Pacific Gas and Electric | Incentive:Paid | 6192 | 5 |  | 1 | 1251 |  | 1238 |  | 2015-02-25 13:47 | 2015-03-26 | SUNTREK INDUSTRIES INC | Retrofit | Richmond | Contra Costa | 94804 | Host Customer is System Owner | [7 empty] | 960 | 32 |  | Drainback |  |  |  | 0.99 | 1 |  | Z03 |  |  |  | 2007048A | 30 | 2 | [5 empty] | FALSE |  |  |  | SunEarth - SETR A503 TTR U + VFS 20-400 |  | SunEarth - SETR A503 TTR U + VFS 20-400 | City of Richmond | FALSE | 13.38 |  | 2015-02-25 | 2015-02-27 | 2015-02-25 | 2015-03-26 | 2016-02-03 | 2016-03-01 | 3098 | 16738 | Up-front Payment
PGE-004587 | Commercial Pools | Pool Heating | Gas | Pacific Gas and Electric | Incentive:Paid | 9668 | 5 |  | 1 | 2041 |  | 2041 |  | 2015-04-02 16:58 | 2015-04-07 | SUN FIRST! INC | Retrofit | LAFAYETTE | Contra Costa | 94549 | Host Customer is System Owner | [7 empty] | 752.8 | 37.64 |  | Drainback |  |  |  | 1 | 1 |  | Z12 |  |  |  | 10001888 | 20 | 2 | [5 empty] | FALSE |  |  |  | SunEarth - SETR A503 TTR U + VFS 20-400 |  | SunEarth - SETR A503 TTR U + VFS 20-400 | Contra Costa County | FALSE | 9.47 |  | 2015-02-25 | 2015-07-08 | 2015-04-02 | 2015-04-07 | 2015-06-22 | 2015-08-05 | 3364 | 19336 | Up-front Payment
PGE-004588 | Low Income Single Family Residential | Domestic Hot Water | Gas | Pacific Gas and Electric | Incentive:Paid | 2436 | 36.9 |  | 1 | 101 |  | 95 |  | 2015-03-09 12:35 | 2015-03-12 | SELF-HELP HOME IMPROVEMENT PROJECT | Retrofit | Anderson | Shasta | 96007 | Host Customer is System Owner | 4 |  | 2010068D | Fafco, Inc. | 500 SERIES | 500-96SF-50G-50S | Indirect Forced Circulation (IF) | 97.56 |  | 2x8, 2x12 | Glycol | Unglazed Collectors | Solar Storage and Auxiliary Tanks are separate | 49.99 | 0.99 | 0.95 | 55 | Z11 | [18 empty] | City of Anderson | FALSE | 31.93 |  | 2015-02-25 | 2015-03-10 |  |  | 2015-03-09 | 2015-03-12 | 3497 | 3225.19 | Up-front Payment
SDG-004589 | Commercial/Multifamily Residential | Domestic Hot Water | Gas | San Diego Gas and Electric | Incentive:Paid | 46397 | 20.19 |  | 1 | 2298 |  | 2298 |  | 2015-03-30 07:35 | 2015-04-21 | SUNUP SOLAR SYSTEMS INC | Retrofit | San Diego | San Diego | 92115 | Host Customer is System Owner | [7 empty] | 573.3 | 40.95 |  | Glycol | Steam Back | Solar Storage and Auxiliary Tanks are separate |  | 1 | 1 | 1976 | Z10 | 52 | Units | Apartments/Condos | 10001803 | 14 | 2 | 600 | 5 | 200 | 2 | 398000 | TRUE | 140 | 140 |  | SunEarth - SETR A503 TTR U + VFS 20-400 |  | SunEarth - SETR A503 TTR U + VFS 20-400 | City Of San Diego | FALSE | 20.99 |  | 2015-02-26 | 2015-04-09 | 2015-03-30 | 2015-04-21 | 2016-05-01 | 2016-05-09 | 3056 | 48230 | Up-front Payment
PGE-004590 | Low Income Multifamily Residential | Domestic Hot Water | Gas | Pacific Gas and Electric | Incentive:Paid | 51647 | 24.89 |  | 1 | 2075 |  | 2075 |  | 2015-02-27 12:23 | 2015-03-02 | SOLARIX SYSTEMS | New Construction | San Jose | Santa Clara | 95138 | Host Customer is System Owner | [7 empty] | 562.38 | 40.17 |  | Glycol | Pressure Stagnation Protection (PSP) | Solar Storage and Auxiliary Tanks are separate |  | 1 | 1 | 2000 | Z04 | 53 | Units | Apartments/Condos | 2010115A | 14 | 1 | 810 | 1 | 300 | 1 | 399999 | TRUE | 140 | 120 |  | Heliodyne - Delta-T Pro Ethernet |  | Heliodyne - Delta-T Pro Ethernet | City of San Jose | FALSE | 36.85 |  | 2015-02-27 |  | 2015-02-27 | 2015-03-02 | 2015-03-07 | 2015-03-10 | 3425 | 76461.54 | Up-front Payment
PGE-004591 | Low Income Multifamily Residential | Domestic Hot Water | Gas | Pacific Gas and Electric | Incentive:Paid | 18966 | 24.89 |  | 1 | 762 |  | 762 |  | 2015-03-13 16:00 | 2015-04-10 | SOLARIX SYSTEMS | New Construction | San Jose | Santa Clara | 95138 | Host Customer is System Owner | [7 empty] | 241.02 | 40.17 |  | Glycol | Pressure Stagnation Protection (PSP) | Solar Storage and Auxiliary Tanks are separate |  | 1 | 1 | 504 | Z04 | 12 | Units | Apartments/Condos | 2010115A | 6 | 1 | 335 | 1 | 200 | 1 | 110000 | TRUE | 130 | 120 |  |  |  |  | City of San Jose | FALSE | 43 |  | 2015-02-27 | 2015-03-19 | 2015-03-13 | 2015-04-10 | 2015-11-05 | 2015-11-13 | 3217 | 32769.23 | Up-front Payment
SCG-004592 | Commercial/Multifamily Residential | Domestic Hot Water | Gas | Southern California Gas Company | Incentive:Paid | 17686 | 20.19 |  | 1 | 876 |  | 876 |  | 2015-04-07 08:30 | 2015-05-26 | ENVIRONMENTAL SOLAR DESIGN INC | Retrofit | La Puente | La Puente | 91744 | Host Customer is System Owner | [7 empty] | 368.1 | 40.9 |  | Glycol | Advanced Controller with a Vacation or Holiday Mode | Solar Storage and Auxiliary Tanks are separate |  | 1 | 1 | 504 | Z09 | 12 | Units | Apartments/Condos | 2007032A | 9 | 1 | 480 | 4 | 119 | 1 | 300000 | TRUE | 130 | 120 |  |  |  |  | City of La Puente | FALSE | 49.98 |  | 2015-03-02 |  | 2015-04-07 | 2015-05-26 | 2015-06-10 | 2015-06-19 | 3354 | 43785 | Up-front Payment
PGE-004593 | Commercial Pools | Pool Heating | Gas | Pacific Gas and Electric | Incentive:Paid | 22250 | 5 |  | 1 | 4450 |  | 4450 |  | 2015-04-03 09:11 | 2015-04-08 | ENGIE SERVICES U S INC | Retrofit | Grass Valley | Nevada | 95945 | Host Customer is System Owner | [7 empty] | 1642.2 | 48.3 |  | Drainback |  |  |  | 1 | 1 |  | Z11 |  |  |  | 10001888 | 34 | 2 | [5 empty] | FALSE |  |  |  | Badger - Badger 3050 |  | Badger - Badger 3050 | City of Grass Valley | FALSE | 18.42 |  | 2015-03-05 |  | 2015-04-03 | 2015-04-08 | 2015-11-09 | 2015-12-15 | 3217 | 81980 | Up-front Payment
SCG-004594 | Commercial/Multifamily Residential | Domestic Hot Water | Gas | Southern California Gas Company | Reservation:Canceled |  | 17.16 |  | 2 | 0 |  | 0 |  |  |  |  | Retrofit | Los Angeles | Los Angeles | 90014 | Host Customer is System Owner | [7 empty] | 819 | 40.95 |  | Glycol | Steam Back | Solar Storage and Auxiliary Tanks are separate |  | 1 | 1 | 2850 | Z07 |  | Units | Apartments/Condos | 10001803 | 20 | 2 | 960 | 8 | 100 | 1 | 498000 | TRUE | 140 | 140 | [5 empty] | FALSE | 0 |  | 2011-06-01: 2015-03-03 | 3525 | 93370 | Up-front Payment
PGE-004596 | Single Family Residential | Domestic Hot Water | Gas | Pacific Gas and Electric | Incentive:Paid | 1890 | 29.85 |  | 1 | 107 |  | 107 |  | 2015-08-10 08:53 | 2015-09-03 | CENTRAL VALLEY OPPORTUNITY CENTER INCORPORATED | Retrofit | MODESTO | Stanislaus | 95351 | Host Customer is System Owner | 6 |  | 2010068D | Fafco, Inc. | 500 SERIES | 500-96SF-50G-50S | Indirect Forced Circulation (IF) | 97.56 |  | 2x8, 2x12 | Glycol | Advanced Controller with a Vacation or Holiday Mode | Solar Storage and Auxiliary Tanks are separate | 50 | 1 | 1 | 75 | Z12 | [18 empty] | Modesto, Stanislaus, California | FALSE | 45.78 |  | 2011-06-01: 2015-03-04; 2011-08-03: 2015-08-10; 2011-09-20: 2015-09-03 | 3333 | 4898.66 | Up-front Payment
PGE-004597 | Single Family Residential | Domestic Hot Water | Gas | Pacific Gas and Electric | Incentive:Paid | 1989 | 29.85 |  | 1 | 107 |  | 107 |  | 2015-08-10 09:05 | 2015-10-01 | CENTRAL VALLEY OPPORTUNITY CENTER INCORPORATED | Retrofit | MODESTO | Stanislaus | 95358 | Host Customer is System Owner | 5 |  | 2010068D | Fafco, Inc. | 500 SERIES | 500-96SF-50G-50S | Indirect Forced Circulation (IF) | 97.56 |  | 2x8, 2x12 | Glycol | Advanced Controller with a Vacation or Holiday Mode | Solar Storage and Auxiliary Tanks are separate | 49.929 | 1 | 1 | 65 | Z12 | [18 empty] | Modesto, Stanislaus, California | FALSE | 40.15 |  | 2015-03-04 | 2015-10-01 |  |  | 2015-08-10 | 2015-10-01 | 3301 | 4296.23 | Up-front Payment
PGE-004598 | Commercial Pools | Pool Heating | Gas | Pacific Gas and Electric | Incentive:Paid | 4540 | 5 |  | 1 | 908 |  | 908 |  | 2015-03-16 14:35 | 2015-03-19 | SOLARCRAFT SERVICES INC | Retrofit | SANTA ROSA | Sonoma | 95403 | Host Customer is System Owner | [7 empty] | 570.12 | 47.51 |  | Manual Drainback |  |  |  | 1 | 1 |  | Z02 |  |  |  | 10001773 | 12 | 1 | [5 empty] | FALSE |  |  |  | Badger 3050 |  | Badger 3050 | Sonoma County | FALSE | 13.76 |  | 2015-03-05 |  | 2015-03-16 | 2015-03-19 | 2015-08-07 | 2015-09-02 | 3333 | 12497 | Up-front Payment
SDG-004600 | Commercial/Multifamily Residential | Domestic Hot Water | Gas | San Diego Gas and Electric | Incentive:Paid | 41713 | 20.19 |  | 1 | 2066 |  | 2066 |  | 2015-03-30 07:36 | 2015-04-21 | SUNUP SOLAR SYSTEMS INC | Retrofit | San Diego | San Diego | 92115 | Host Customer is System Owner | [7 empty] | 559.02 | 39.93 |  | Glycol | Steam Back | Solar Storage and Auxiliary Tanks are separate |  | 1 | 1 | 1976 | Z10 | 52 | Units | Apartments/Condos | HP410Cu (copper absorber) | 14 | 2 | 600 | 5 | 230 | 1 | 398000 | TRUE | 140 | 140 |  | SunEarth - SETR A503 TTR U + VFS 20-400 |  | SunEarth - SETR A503 TTR U + VFS 20-400 | City of San Diego | FALSE | 23.34 |  | 2015-03-06 | 2015-04-09 | 2015-03-30 | 2015-04-21 | 2015-09-04 | 2015-09-18 | 3313 | 48230 | Up-front Payment
SCG-004602 | Low Income Multifamily Residential | Domestic Hot Water | Gas | Southern California Gas Company | Incentive:Paid | 71559 | 24.89 |  | 1 | 2875 |  | 2875 |  | 2015-04-06 09:13 | 2015-05-19 | ALL VALLEY SOLAR INC | Retrofit | Sherman Oaks | Sherman Oaks | 91403 | Power Purchase Agreements | [7 empty] | 819 | 40.95 |  | Drainback |  | Solar Storage and Auxiliary Tanks are separate |  | 1 | 1 | 1840 | Z09 | 46 | Units | Apartments/Condos | 10001803 | 20 | 3 | 1200 | 1 | 115 | 1 | 650000 | TRUE | 130 | 140 |  | SunEarth - SETR A503 TTR U + VFS 5-100 |  | SunEarth - SETR A503 TTR U + VFS 5-100 | LADBS | FALSE | 24.89 |  | 2015-03-07 |  | 2015-04-06 | 2015-05-19 | 2015-06-19 | 2015-08-07 | 3357 | 71570 | Up-front Payment
SCG-004603 | Low Income Multifamily Residential | Domestic Hot Water | Gas | Southern California Gas Company | Incentive:Paid | 58848 | 24.89 |  | 1 | 2368 |  | 2368 |  | 2015-04-06 09:07 | 2015-05-19 | ALL VALLEY SOLAR INC | Retrofit | Sherman Oaks | Sherman Oaks | 91403 | Power Purchase Agreements | [7 empty] | 573.3 | 40.95 |  | Drainback |  | Solar Storage and Auxiliary Tanks are separate |  | 1 | 1 | 1840 | Z09 | 46 | Units | Apartments/Condos | 10001803 | 14 | 2 | 800 | 1 | 115 | 1 | 650000 | TRUE | 130 | 140 |  | SunEarth - SETR A503 TTR U + VFS 5-100 |  | SunEarth - SETR A503 TTR U + VFS 5-100 | LADBS | FALSE | 24.85 |  | 2015-03-07 |  | 2015-04-06 | 2015-05-19 | 2015-06-19 | 2015-08-07 | 3357 | 58848 | Up-front Payment
SCG-004604 | Low Income Multifamily Residential | Domestic Hot Water | Gas | Southern California Gas Company | Incentive:Paid | 171457 | 24.89 |  | 1 | 7117 |  | 7117 |  | 2015-04-06 07:45 | 2015-05-27 | ALL VALLEY SOLAR INC | Retrofit | Wilmington | Wilmington | 90744 | Power Purchase Agreements | [7 empty] | 1965.6 | 40.95 |  | Drainback |  | Solar Storage and Auxiliary Tanks are separate |  | 1 | 1 | 3800 | Z06 | 100 | Units | Apartments/Condos | 10001803 | 48 | 2 | 3500 | 1 | 379 | 1 | 1000000 | TRUE | 125 | 140 |  | SunEarth - SETR A503 TTR U + VFS 5-100 |  | SunEarth - SETR A503 TTR U + VFS 5-100 | LADBS | FALSE | 24.09 |  | 2015-03-27 |  | 2015-04-06 | 2015-05-27 | 2015-06-19 | 2015-07-22 | 3355 | 171457 | Up-front Payment
PGE-004605 | Low Income Multifamily Residential | Domestic Hot Water | Gas | Pacific Gas and Electric | Incentive:Paid | 17224 | 24.89 |  | 1 | 692 |  | 692 |  | 2015-03-13 16:01 | 2015-03-19 | SOLARIX SYSTEMS | New Construction | San Jose | Santa Clara | 95138 | Host Customer is System Owner | [7 empty] | 241.02 | 40.17 |  | Glycol | Pressure Stagnation Protection (PSP) | Solar Storage and Auxiliary Tanks are separate |  | 1 | 1 | 420 | Z04 | 10 | Units | Apartments/Condos | 2010115A | 6 | 1 | 335 | 1 | 200 | 1 | 110000 | TRUE | 130 | 120 |  |  |  |  | City of San Jose | FALSE | 47.72 |  | 2015-03-07 |  | 2015-03-13 | 2015-03-19 | 2015-04-09 | 2015-04-14 | 3424 | 33019.23 | Up-front Payment
SCG-004606 | Commercial/Multifamily Residential | Domestic Hot Water | Gas | Southern California Gas Company | Incentive:Paid | 65557 | 20.19 |  | 1 | 3247 |  | 3247 |  | 2015-04-23 10:42 | 2015-05-21 | SUNUP SOLAR SYSTEMS INC | Retrofit | Los Angeles | Los Angeles | 90014 | Host Customer is System Owner | [7 empty] | 1078.11 | 39.93 |  | Glycol | Steam Back | Solar Storage and Auxiliary Tanks are separate |  | 1 | 1 | 3648 | Z08 | 96 | Units | Apartments/Condos | HP410Cu (copper absorber) | 27 | 2 | 1080 | 1 | 200 | 2 | 1000000 | TRUE | 140 | 140 |  | SunEarth - SETR A503 TTR U + VFS 20-400 |  | SunEarth - SETR A503 TTR U + VFS 20-400 | City of Los Angeles | FALSE | 32.1 |  | 2015-03-08 |  | 2015-04-23 | 2015-05-21 | 2016-07-01 | 2016-07-11 | 3019 | 104230 | Up-front Payment
SCG-004607 | Commercial/Multifamily Residential | Domestic Hot Water | Gas | Southern California Gas Company | Incentive:Paid | 54351 | 20.19 |  | 1 | 2692 |  | 2692 |  | 2015-04-23 10:41 | 2015-05-21 | SUNUP SOLAR SYSTEMS INC | Retrofit | Los Angeles | Los Angeles | 90014 | Host Customer is System Owner | [7 empty] | 819 | 40.95 |  | Glycol | Advanced Controller with a Thermal Cycling Function | Solar Storage and Auxiliary Tanks are separate |  | 1 | 1 | 2850 | Z09 | 100 | Units | Apartments/Condos | 10001803 | 20 | 2 | 960 | 8 | 534 | 1 | 498000 | TRUE | 140 | 140 |  | SunEarth - SETR A503 TTR U + VFS 20-400 |  | SunEarth - SETR A503 TTR U + VFS 20-400 | City of Los Angeles | FALSE | 34.68 |  | 2015-03-08 |  | 2015-04-23 | 2015-05-21 | 2015-09-05 | 2015-10-12 | 3295 | 93370 | Up-front Payment
PGE-004608 | Low Income Single Family Residential | Domestic Hot Water | Gas | Pacific Gas and Electric | Incentive:Paid | 2406 | 36.9 |  | 1 | 120 |  | 94 |  | 2015-03-17 10:04 | 2015-03-23 | FRESNO COUNTY ECONOMIC OPPORTUNITIES COMMISSION | Retrofit | FRESNO | Fresno | 93722 | Host Customer is System Owner | 3 |  | 2010068D | Fafco, Inc. | 500 SERIES | 500-96SF-50G-50S | Indirect Forced Circulation (IF) | 97.56 |  | 2x8, 2x12 | Forced Circulation | Advanced Controller with a Thermal Cycling Function | Solar Storage and Auxiliary Tanks are separate | 50 | 0.92 | 0.85 | 45 | Z13 | [18 empty] | city of fresno | FALSE | 33 |  | 2011-06-01: 2015-03-09; 2011-08-03: 2015-03-17; 2011-09-20: 2015-03-23 | 3484 | 3959.74 | Up-front Payment
PGE-004609 | Low Income Single Family Residential | Domestic Hot Water | Gas | Pacific Gas and Electric | Incentive:Paid | 2458 | 36.9 |  | 1 | 120 |  | 96 |  | 2015-04-01 11:11 | 2015-04-03 | FRESNO COUNTY ECONOMIC OPPORTUNITIES COMMISSION | Retrofit | Fresno | Fresno | 93705 | Host Customer is System Owner | 1 |  | 2010068D | Fafco, Inc. | 500 SERIES | 500-96SF-50G-50S | Indirect Forced Circulation (IF) | 97.56 |  | 2x8, 2x12 | Forced Circulation | Advanced Controller with a Thermal Cycling Function | Solar Storage and Auxiliary Tanks are separate | 50 | 0.94 | 0.85 | 20 | Z13 | [18 empty] | city of fresno | FALSE | 33 |  | 2011-06-01: 2015-03-09; 2011-08-03: 2015-04-01; 2011-09-20: 2015-04-03 | 3481 | 3959.74 | Up-front Payment
PGE-004610 | Low Income Single Family Residential | Domestic Hot Water | Gas | Pacific Gas and Electric | Incentive:Paid | 2461 | 36.9 |  | 1 | 120 |  | 96 |  | 2015-04-01 11:12 | 2015-04-03 | FRESNO COUNTY ECONOMIC OPPORTUNITIES COMMISSION | Retrofit | Fresno | Fresno | 93710 | Host Customer is System Owner | 2 |  | 2010068D | Fafco, Inc. | 500 SERIES | 500-96SF-50G-50S | Indirect Forced Circulation (IF) | 97.56 |  | 2x8, 2x12 | Forced Circulation | Advanced Controller with a Thermal Cycling Function | Solar Storage and Auxiliary Tanks are separate | 50 | 0.8 | 1 | 35 | Z13 | [18 empty] | city of fresno | FALSE | 32.7 |  | 2011-06-01: 2015-03-09; 2011-08-03: 2015-04-01; 2011-09-20: 2015-04-03 | 3481 | 3923.99 | Up-front Payment
PGE-004611 | Low Income Single Family Residential | Domestic Hot Water | Gas | Pacific Gas and Electric | Incentive:Paid | 2893 | 36.9 |  | 1 | 120 |  | 113 |  | 2015-04-01 11:23 | 2015-04-16 | FRESNO COUNTY ECONOMIC OPPORTUNITIES COMMISSION | Retrofit | Fresno | Fresno | 93706 | Host Customer is System Owner | 8 |  | 2010068D | Fafco, Inc. | 500 SERIES | 500-96SF-50G-50S | Indirect Forced Circulation (IF) | 97.56 |  | 2x8, 2x12 | Forced Circulation |  | Solar Storage and Auxiliary Tanks are separate | 50 | 0.99 | 0.95 | 95 | Z13 | [18 empty] | city of fresno | FALSE | 33.08 |  | 2015-03-09 | 2015-04-03 |  |  | 2015-04-01 | 2015-04-16 | 3463 | 3969.44 | Up-front Payment
PGE-004612 | Low Income Single Family Residential | Domestic Hot Water | Gas | Pacific Gas and Electric | Incentive:Paid | 2585 | 36.9 |  | 1 | 120 |  | 101 |  | 2015-04-01 11:20 | 2015-04-03 | FRESNO COUNTY ECONOMIC OPPORTUNITIES COMMISSION | Retrofit | Fresno | Fresno | 93705 | Host Customer is System Owner | 3 |  | 2010068D | Fafco, Inc. | 500 SERIES | 500-96SF-50G-50S | Indirect Forced Circulation (IF) | 97.56 |  | 2x8, 2x12 | Forced Circulation | Advanced Controller with a Thermal Cycling Function | Solar Storage and Auxiliary Tanks are separate | 50 | 0.84 | 1 | 45 | Z13 | [18 empty] | city of fresno | FALSE | 32.7 |  | 2011-06-01: 2015-03-09; 2011-08-03: 2015-04-01; 2011-09-20: 2015-04-03 | 3481 | 3923.63 | Up-front Payment
PGE-004613 | Single Family Residential | Domestic Hot Water | Gas | Pacific Gas and Electric | Incentive:Paid | 1758 | 29.85 |  | 1 | 62 |  | 59 |  | 2015-03-23 12:21 | 2015-03-27 | SUNTREK INDUSTRIES INC | Retrofit | SACRAMENTO | Sacramento | 95864 | Host Customer is System Owner | 4 |  | 30003825 | SunEarth, Inc. | CopperHeart | CP-40G | Direct Integral Collector Storage (DI) | 24.96 |  | CP-40 |  |  | Solar Storage and Auxiliary Tanks are separate | 40 | 0.95 | 1 | 55 | Z12 | [18 empty] | County of Sacramento | FALSE | 96.77 |  | 2015-03-11 | 2015-03-25 |  |  | 2015-03-23 | 2015-03-27 | 3424 | 6000 | Up-front Payment
PGE-004614 | Single Family Residential | Domestic Hot Water | Gas | Pacific Gas and Electric | Incentive:Paid | 2208 | 29.85 |  | 1 | 120 |  | 119 |  | 2015-04-08 12:01 | 2015-04-09 | MERCED COUNTY COMMUNITY ACTION BOARD | Retrofit | MADERA | Madera | 93638 | Host Customer is System Owner | 4 |  | 2010068D | Fafco, Inc. | 500 SERIES | 500-96SF-50G-50S | Indirect Forced Circulation (IF) | 97.56 |  | 2x8, 2x12 | Glycol | Advanced Controller with a Vacation or Holiday Mode | Solar Storage and Auxiliary Tanks are separate | 49.929 | 0.99 | 1 | 55 | Z13 | [18 empty] | CITY OF MADERA | FALSE | 80.16 |  | 2011-06-01: 2015-03-12; 2011-08-03: 2015-04-08; 2011-09-20: 2015-04-09 | 3481 | 9619.07 | Up-front Payment
PGE-004616 | Single Family Residential | Domestic Hot Water | Gas | Pacific Gas and Electric | Incentive:Paid | 2637 | 29.85 |  | 1 | 105 |  | 88 |  | 2015-04-07 12:37 | 2015-05-05 | MERCED COUNTY COMMUNITY ACTION BOARD | Retrofit | MADERA | Madera | 93638 | Host Customer is System Owner | 2 |  | 2010068A | Fafco, Inc. | 500 SERIES | 500-48SF-50G-50S | Indirect Forced Circulation (IF) | 48.78 |  | 2x8, 2x12 | Glycol | Advanced Controller with a Vacation or Holiday Mode | Solar Storage and Auxiliary Tanks are separate | 49.929 | 0.99 | 0.85 | 35 | Z13 | [18 empty] | MADERA COUNTY | FALSE | 91.92 |  | 2015-03-13 | 2015-04-08 |  |  | 2015-04-07 | 2015-05-05 | 3431 | 9651.64 | Up-front Payment
SCG-004617 | Single Family Residential | Domestic Hot Water | Gas | Southern California Gas Company | Incentive:Paid | 2179 | 29.85 |  | 1 | 73 |  | 73 |  | 2015-04-15 11:59 | 2015-04-16 | IRC SERVICES INC | Retrofit | Santa Ana | Orange | 92705 | Host Customer is System Owner | 2 |  | 2012012B | GREENoneTEC Solarindustrie GmbH | SOLPAL (formerly Solcrafte) | SOLPAL L-G | Direct Integral Collector Storage (DI) | 26.11 |  | Solpal L | Forced Circulation |  | Solar Storage with Tankless Auxiliary Water Heater | 50 | 1 | 1 | 35 | Z08 | [18 empty] | county of Orange | FALSE | 60.51 |  | 2011-06-01: 2015-03-13; 2011-08-03: 2015-04-15; 2011-09-20: 2015-04-16 | 3394 | 4417 | Up-front Payment
SCG-004618 | Commercial/Multifamily Residential | Domestic Hot Water | Gas | Southern California Gas Company | Incentive:Paid | 35373 | 20.19 |  | 1 | 1752 |  | 1752 |  | 2015-12-21 18:13 | 2016-01-22 | SOLARIX SYSTEMS | New Construction | Los Angeles | Los Angeles | 90023 | Host Customer is System Owner | [7 empty] | 589.68 | 42.12 |  | Glycol | Steam Back | Solar Storage and Auxiliary Tanks are separate |  | 1 | 1 | 1000 | Z09 | 25 | Units | Apartments/Condos | 10001912 | 14 | 1 | 922 | 1 | 500 | 1 | 149999 | TRUE | 130 | 120 |  | Heliodyne - Delta-T Pro Ethernet |  | Heliodyne - Delta-T Pro Ethernet | Los Angeles County | FALSE | 46.35 |  | 2015-03-13 |  | 2015-12-21 | 2016-01-22 | 2016-01-28 | 2016-02-23 | 3166 | 81198 | Up-front Payment
SCG-004619 | Commercial Pools | Pool Heating | Gas | Southern California Gas Company | Incentive:Paid | 10960 | 5 |  | 1 | 2192 |  | 2192 |  | 2015-03-17 13:14 | 2015-04-15 | REVCO SOLAR ENGINEERING INC | Retrofit | San Juan Capistrano | Orange | 92675 | Host Customer is System Owner | [7 empty] | 727.02 | 40.39 |  | Drainback |  |  |  | 1 | 1 |  | Z08 |  |  |  | 10001954 | 18 | 1 | [5 empty] | FALSE |  |  |  | SunEarth - SETR A503 TTR U + VFS 20-400 |  | SunEarth - SETR A503 TTR U + VFS 20-400 | City of San Juan Capistrano | FALSE | 10.29 |  | 2015-03-16 |  | 2015-03-17 | 2015-04-15 | 2015-09-16 | 2015-09-29 | 3310 | 22550 | Up-front Payment
SCG-004620 | Single Family Residential | Domestic Hot Water | Gas | Southern California Gas Company | Incentive:Paid | 3224 | 29.85 |  | 1 | 108 |  | 108 |  | 2015-03-16 13:50 | 2015-04-01 | ENERGYPROS INC | Retrofit | Los Angeles | Los Angeles | 90066 | Power Purchase Agreements | 4 |  | 2012012D | GREENoneTEC Solarindustrie GmbH | SOLPAL (formerly Solcrafte) | SOLPAL L-GT | Direct Integral Collector Storage (DI) | 26.11 |  | Solpal L |  |  | Solar Storage with Tankless Auxiliary Water Heater |  | 1 | 1 | 55 | Z06 | [18 empty] | LADBS | FALSE | 97.22 |  | 2011-06-01: 2015-03-16; 2011-08-03: 2015-03-16; 2011-09-20: 2015-04-01 | 3400 | 10500 | Up-front Payment
PGE-004621 | Commercial/Multifamily Residential | Domestic Hot Water | Gas | Pacific Gas and Electric | Incentive:Paid | 43734 | 20.19 |  | 1 | 2188 |  | 2166 |  | 2015-03-17 16:46 | 2015-03-30 | SUN LIGHT & POWER | New Construction | San Francisco | San Francisco | 94158 | Host Customer is System Owner | [7 empty] | 803.4 | 40.17 |  | Glycol | Pressure Stagnation Protection (PSP) | Solar and Auxiliary Storage are the same Tank |  | 0.99 | 1 | 1200 | Z03 | 80 | Units | Hotels/Motels | 2010115A | 20 | 2 | 1200 | 1 | 465 | 1 | 750000 | TRUE | 135 | 120 |  | Heliodyne - Delta-T Pro Ethernet |  | Heliodyne - Delta-T Pro Ethernet | City and County of San Francisco | FALSE | 88.05 |  | 2015-03-17 | 2015-03-19 | 2015-03-17 | 2015-03-30 | 2016-05-10 | 2016-05-12 | 3068 | 192657 | Up-front Payment
PGE-004622 | Low Income Multifamily Residential | Domestic Hot Water | Gas | Pacific Gas and Electric | Incentive:Paid | 91297 | 24.89 |  | 1 | 3668 |  | 3668 |  | 2015-03-17 16:13 | 2015-04-15 | SUN LIGHT & POWER | New Construction | SAN JOSE | Santa Clara | 95112 | Host Customer is System Owner | [7 empty] | 964.08 | 40.17 |  | Glycol | Advanced Controller with a Vacation or Holiday Mode | Solar Storage and Auxiliary Tanks are separate |  | 1 | 1 | 3774 | Z04 | 102 | Units | Apartments/Condos | 2010115A | 24 | 2 | 1450 | 1 | 354 | 1 | 900000 | TRUE | 120 | 120 |  | Heliodyne - Delta-T Pro Ethernet |  | Heliodyne - Delta-T Pro Ethernet | City of San Jose | FALSE | 42.73 |  | 2015-03-17 | 2015-03-19 | 2015-03-17 | 2015-04-15 | 2016-09-23 | 2016-11-22 | 2875 | 156750 | Up-front Payment
PGE-004623 | Low Income Single Family Residential | Domestic Hot Water | Gas | Pacific Gas and Electric | Incentive:Paid | 3356 | 36.9 |  | 1 | 107 |  | 91 |  | 2015-04-20 16:26 | 2015-04-23 | MERCED COUNTY COMMUNITY ACTION BOARD | Retrofit | MERCED | Merced | 95341 | Host Customer is System Owner | 5 |  | 2010068D | Fafco, Inc. | 500 SERIES | 500-96SF-50G-50S | Indirect Forced Circulation (IF) | 97.56 |  | 2x8, 2x12 | Glycol | Advanced Controller with a Vacation or Holiday Mode | Solar Storage and Auxiliary Tanks are separate | 49.929 | 1 | 0.85 | 65 | Z12 | [18 empty] | CITY OF MERCED | FALSE | 44.55 |  | 2011-06-01: 2015-03-17; 2011-08-03: 2015-04-20; 2011-09-20: 2015-04-23 | 3433 | 4766.6 | Up-front Payment
PGE-004624 | Low Income Single Family Residential | Domestic Hot Water | Gas | Pacific Gas and Electric | Incentive:Paid | 2743 | 36.9 |  | 1 | 107 |  | 107 |  | 2015-04-13 10:09 | 2015-04-15 | MERCED COUNTY COMMUNITY ACTION BOARD | Retrofit | MERCED | Merced | 95348 | Host Customer is System Owner | 6 |  | 2010068D | Fafco, Inc. | 500 SERIES | 500-96SF-50G-50S | Indirect Forced Circulation (IF) | 97.56 |  | 2x8, 2x12 | Glycol | Advanced Controller with a Vacation or Holiday Mode | Solar Storage and Auxiliary Tanks are separate | 49.929 | 1 | 1 | 75 | Z12 | [18 empty] | MERCED COUNTY | FALSE | 44.21 |  | 2011-06-01: 2015-03-17; 2011-08-03: 2015-04-13; 2011-09-20: 2015-04-15 | 3463 | 4730.55 | Up-front Payment
PGE-004625 | Low Income Multifamily Residential | Domestic Hot Water | Gas | Pacific Gas and Electric | Incentive:Paid | 87854 | 24.89 |  | 1 | 3550 |  | 3550 |  | 2015-03-24 15:40 | 2015-04-24 | SUN LIGHT & POWER | New Construction | Sunnyvale | Santa Clara | 94085 | Host Customer is System Owner | [7 empty] | 1124.76 | 40.17 |  | Glycol | Pressure Stagnation Protection (PSP) | Solar Storage and Auxiliary Tanks are separate |  | 1 | 1 | 2204 | Z04 | 58 | Units | Apartments/Condos | 2010115A | 28 | 2 | 1680 | 1 | 200 | 2 | 398000 | TRUE | 120 | 120 |  | Heliodyne - Delta-T Pro Ethernet |  | Heliodyne - Delta-T Pro Ethernet | City of Sunnyvale | FALSE | 24.75 |  | 2015-03-18 | 2015-03-26 | 2015-03-24 | 2015-04-24 | 2016-09-15 | 2016-10-10 | 2917 | 87854 | Up-front Payment
PGE-004626 | Single Family Residential | Domestic Hot Water | Gas | Pacific Gas and Electric | Incentive:Paid | 2722 | 29.85 |  | 1 | 96 |  | 91 |  | 2015-03-23 11:35 | 2015-04-07 | ACR SOLAR INTERNATIONAL CORP | Retrofit | DAVIS | Davis | 95616 | Host Customer is System Owner | 2 |  | 2001019A | ACR Solar International | SKYLINE SYSTEM 5 | 200152C80EX2TG | Indirect Forced Circulation (IF) | 40.64 |  | 20-01 | Glycol | Advanced Controller with a Vacation or Holiday Mode | Solar Storage and Auxiliary Tanks are separate | 80 | 0.95 | 1 | 35 | Z12 | [18 empty] | Davis | FALSE | 75 |  | 2011-06-01: 2015-03-17; 2011-08-03: 2015-03-23; 2011-09-20: 2015-04-07 | 3425 | 7200 | Up-front Payment
PGE-004627 | Low Income Multifamily Residential | Domestic Hot Water | Gas | Pacific Gas and Electric | Incentive:Paid | 43886 | 24.89 |  | 1 | 1781 |  | 1763 |  | 2015-04-06 17:51 | 2015-04-21 | SUN LIGHT & POWER | Retrofit | SAN MATEO | San Mateo | 94404 | Host Customer is System Owner | [7 empty] | 482.04 | 40.17 |  | Glycol | Pressure Stagnation Protection (PSP) | Solar Storage with Tankless Auxiliary Water Heater |  | 0.99 | 1 | 1840 | Z04 | 46 | Units | Apartments/Condos | 2010115A | 12 | 2 | 870 | 1 | 80 | 1 | 800000 | TRUE | 120 | 120 |  | Heliodyne - Delta-T Pro Ethernet |  | Heliodyne - Delta-T Pro Ethernet | City of San Mateo | FALSE | 37.15 |  | 2015-03-24 | 2015-04-08 | 2015-04-06 | 2015-04-21 | 2016-09-23 | 2016-09-28 | 2917 | 66157 | Up-front Payment
PGE-004628 | Low Income Multifamily Residential | Domestic Hot Water | Gas | Pacific Gas and Electric | Incentive:Paid | 43886 | 24.89 |  | 1 | 1781 |  | 1763 |  | 2015-04-06 17:50 | 2015-04-21 | SUN LIGHT & POWER | Retrofit | SAN MATEO | San Mateo | 94404 | Host Customer is System Owner | [7 empty] | 482.04 | 40.17 |  | Glycol | Pressure Stagnation Protection (PSP) | Solar Storage with Tankless Auxiliary Water Heater |  | 0.99 | 1 | 1840 | Z04 | 46 | Units | Apartments/Condos | 2010115A | 12 | 2 | 870 | 1 | 80 | 1 | 800000 | TRUE | 120 | 120 |  | Heliodyne - Delta-T Pro Ethernet |  | Heliodyne - Delta-T Pro Ethernet | City of San Mateo | FALSE | 37.15 |  | 2015-03-24 | 2015-04-08 | 2015-04-06 | 2015-04-21 | 2016-09-23 | 2016-09-28 | 2917 | 66157 | Up-front Payment
PGE-004629 | Low Income Multifamily Residential | Domestic Hot Water | Gas | Pacific Gas and Electric | Incentive:Paid | 13789 | 24.89 |  | 1 | 554 |  | 554 |  | 2015-03-30 16:59 | 2015-03-31 | SUN LIGHT & POWER | Retrofit | San Francisco | San Francisco | 94115 | Host Customer is System Owner | [7 empty] | 160.68 | 40.17 |  | Glycol | Pressure Stagnation Protection (PSP) | Solar Storage and Auxiliary Tanks are separate |  | 1 | 1 | 420 | Z03 | 10 | Units | Apartments/Condos | 2010115A | 4 | 2 | 238 | 2 | 200 | 1 | 299000 | TRUE | 120 | 120 |  |  |  |  | City and County of San Francisco | FALSE | 100.77 |  | 2015-03-26 |  | 2015-03-30 | 2015-03-31 | 2016-09-23 | 2016-09-28 | 2917 | 55829 | Up-front Payment
PGE-004630 | Low Income Multifamily Residential | Domestic Hot Water | Gas | Pacific Gas and Electric | Incentive:Paid | 13739 | 24.89 |  | 1 | 552 |  | 552 |  | 2015-03-30 16:58 | 2015-03-31 | SUN LIGHT & POWER | Retrofit | San Francisco | San Francisco | 94115 | Host Customer is System Owner | [7 empty] | 160.68 | 40.17 |  | Glycol | Pressure Stagnation Protection (PSP) | Solar Storage and Auxiliary Tanks are separate |  | 1 | 1 | 420 | Z03 | 10 | Units | Apartments/Condos | 2010115A | 4 | 2 | 238 | 2 | 119 | 1 | 299000 | TRUE | 120 | 120 |  |  |  |  | City and County of San Francisco | FALSE | 101.14 |  | 2015-03-26 |  | 2015-03-30 | 2015-03-31 | 2016-10-04 | 2016-10-17 | 2917 | 55829 | Up-front Payment
PGE-004631 | Low Income Multifamily Residential | Domestic Hot Water | Gas | Pacific Gas and Electric | Incentive:Paid | 31137 | 24.89 |  | 1 | 1251 |  | 1251 |  | 2015-03-30 16:58 | 2015-03-31 | SUN LIGHT & POWER | Retrofit | SAN FRANCISCO | San Francisco | 94115 | Host Customer is System Owner | [7 empty] | 361.53 | 40.17 |  | Glycol | Pressure Stagnation Protection (PSP) | Solar Storage and Auxiliary Tanks are separate |  | 1 | 1 | 960 | Z03 | 24 | Units | Apartments/Condos | 2010115A | 9 | 2 | 550 | 1 | 100 | 1 | 250000 | TRUE | 120 | 120 |  |  |  |  | City and County of San Francisco | FALSE | 74.86 |  | 2015-03-26 | 2016-09-28 | 2015-03-30 | 2015-03-31 | 2016-09-23 | 2016-10-19 | 2917 | 93646 | Up-front Payment
PGE-004632 | Low Income Multifamily Residential | Domestic Hot Water | Gas | Pacific Gas and Electric | Incentive:Paid | 31212 | 24.89 |  | 1 | 1254 |  | 1254 |  | 2015-03-30 16:57 | 2015-03-31 | SUN LIGHT & POWER | Retrofit | San Francisco | San Francisco | 94115 | Host Customer is System Owner | [7 empty] | 361.53 | 40.17 |  | Glycol | Pressure Stagnation Protection (PSP) | Solar Storage and Auxiliary Tanks are separate |  | 1 | 1 | 960 | Z03 | 24 | Units | Apartments/Condos | 2010115A | 9 | 2 | 550 | 1 | 100 | 1 | 250000 | TRUE | 120 | 120 |  |  |  |  | City and County of San Francisco | FALSE | 74.68 |  | 2015-03-26 | 2016-09-27 | 2015-03-30 | 2015-03-31 | 2016-09-23 | 2016-10-10 | 2917 | 93646 | Up-front Payment
SDG-004633 | Commercial Pools | Pool Heating | Gas | San Diego Gas and Electric | Incentive:Paid | 10419 | 5 |  | 1 | 2841 |  | 2699 |  | 2015-06-04 11:40 | 2015-06-26 | PERFORMANCE SOLAR INC | Retrofit | Oceanside | San Diego | 92057 | Host Customer is System Owner | [7 empty] | 1021.54 | 39.29 |  | Drainback |  |  |  | 0.95 | 1 |  | Z07 |  |  |  | 16404-10 | 26 | 1 | [5 empty] | FALSE |  |  |  | SETR A503 TTR U + VFS 20-400 |  | SETR A503 TTR U + VFS 20-400 | City of Oceanside California | FALSE | 7.34 |  | 2015-06-04 | 2015-06-12 | 2015-06-04 | 2015-06-26 | 2015-07-22 | 2015-10-14 | 3280 | 20838.88 | Up-front Payment
SCG-004636 | Commercial Pools | Pool Heating | Gas | Southern California Gas Company | Incentive:Paid | 7262 | 5 |  | 1 | 1862 |  | 1862 |  | 2015-04-02 09:27 | 2015-04-06 | TENCO SOLAR | Retrofit | Palm Desert | Riverside | 92211 | Host Customer is System Owner | [7 empty] | 483 | 48.3 |  | Drainback |  |  |  | 1 | 1 |  | Z15 |  |  |  | 10001888 | 10 | 1 | [5 empty] | FALSE |  |  |  | SunEarth - SETR A503 TTR U + VFS 20-400 |  | SunEarth - SETR A503 TTR U + VFS 20-400 | City of Palm Desert | FALSE | 7.8 |  | 2015-04-01 |  | 2015-04-02 | 2015-04-06 | 2015-05-11 | 2015-09-10 | 3326 | 14523.5 | Up-front Payment
SCG-004637 | Low Income Multifamily Residential | Domestic Hot Water | Gas | Southern California Gas Company | Incentive:Paid | 71459 | 24.89 |  | 1 | 2871 |  | 2871 |  | 2015-03-25 08:38 | 2015-06-17 | ALL VALLEY SOLAR INC | New Construction | Perris | Perris | 92570 | Power Purchase Agreements | [7 empty] | 737.1 | 40.95 |  | Drainback |  | Solar Storage and Auxiliary Tanks are separate |  | 1 | 1 | 1600 | Z10 | 40 | Units | Apartments/Condos | 10001803 | 18 | 2 | 1550 | 1 | 200 | 2 | 540000 | TRUE | 130 | 140 |  | SunEarth - SETR A503 TTR U + VFS 5-100 |  | SunEarth - SETR A503 TTR U + VFS 5-100 | City of Perris | FALSE | 31.25 |  | 2015-03-20 |  | 2015-03-25 | 2015-06-17 | 2015-06-24 | 2015-07-22 | 3355 | 89716 | Up-front Payment
SCG-004638 | Single Family Residential | Domestic Hot Water | Gas | Southern California Gas Company | Incentive:Paid | 2127 | 29.85 |  | 1 | 75 |  | 71 |  | 2015-08-25 22:41 | 2015-09-29 | SEAL CONSTRUCTION | Retrofit | Burbank | Los Angeles | 91504 | Host Customer is System Owner | 5 |  | 2012012B | GREENoneTEC Solarindustrie GmbH | SOLPAL (formerly Solcrafte) | SOLPAL L-G | Direct Integral Collector Storage (DI) | 26.11 |  | Solpal L |  |  | Solar Storage with Tankless Auxiliary Water Heater | 52 | 1 | 0.95 | 65 | Z09 | [18 empty] | City of Burbank | FALSE | 177.5 |  | 2011-06-01: 2015-03-20; 2011-08-03: 2015-08-25; 2011-09-20: 2015-09-29 | 3310 | 13312.5 | Up-front Payment
SCG-004639 | Commercial Pools | Pool Heating | Gas | Southern California Gas Company | Incentive:Canceled | 3960 | 5 |  | 1 | 1606 |  | 1606 |  | 2015-03-23 10:33 | 2015-03-24 | SUNX SOLAR INC | Retrofit | Bermuda Dunes | Riverside | 92203 | Host Customer is System Owner | [7 empty] | 447.7 | 40.7 |  | Drainback |  |  |  | 1 | 1 |  | Z15 |  |  |  | 10001884 | 11 | 1 | [5 empty] | FALSE | [7 empty] | FALSE | 4.93 |  | 2011-06-01: 2015-03-20; 2011-06-23: 2015-03-23; 2011-07-01: 2015-03-24 | 3504 | 7920 | Up-front Payment
SCG-004640 | Low Income Multifamily Residential | Domestic Hot Water | Gas | Southern California Gas Company | Incentive:Paid | 26583 | 24.89 |  | 1 | 1068 |  | 1068 |  | 2015-04-22 09:00 | 2015-05-08 | ALL VALLEY SOLAR INC | Retrofit | Palmdale | Palmdale | 93550 | Power Purchase Agreements | [7 empty] | 245.7 | 40.95 |  | Drainback |  | Solar Storage and Auxiliary Tanks are separate |  | 1 | 1 | 588 | Z14 | 14 | Units | Apartments/Condos | 10001803 | 6 | 1 | 357 | 2 | 100 | 1 | 199000 | TRUE | 130 | 140 |  |  |  |  | City of Palmdale | FALSE | 25.47 |  | 2015-03-23 |  | 2015-04-22 | 2015-05-08 | 2015-07-01 | 2015-08-07 | 3357 | 27207 | Up-front Payment
SCG-004641 | Low Income Multifamily Residential | Domestic Hot Water | Gas | Southern California Gas Company | Incentive:Paid | 26583 | 24.89 |  | 1 | 1068 |  | 1068 |  | 2015-04-22 08:57 | 2015-05-08 | ALL VALLEY SOLAR INC | Retrofit | Palmdale | Palmdale | 93550 | Power Purchase Agreements | [7 empty] | 245.7 | 40.95 |  | Drainback |  | Solar Storage and Auxiliary Tanks are separate |  | 1 | 1 | 588 | Z14 | 14 | Units | Apartments/Condos | 10001803 | 6 | 1 | 357 | 2 | 100 | 1 | 199000 | TRUE | 130 | 140 |  |  |  |  | City of Palmdale | FALSE | 25.47 |  | 2015-03-23 |  | 2015-04-22 | 2015-05-08 | 2015-07-01 | 2015-08-07 | 3357 | 27207 | Up-front Payment
SCG-004642 | Commercial Pools | Pool Heating | Gas | Southern California Gas Company | Incentive:Paid | 6778 | 5 |  | 1 | 1734 |  | 1717 |  | 2015-04-29 14:43 | 2015-05-05 | SUNTREK INDUSTRIES INC | Retrofit | Torrance | Los Angeles | 90505 | Host Customer is System Owner | [7 empty] | 704 | 22 |  | Drainback |  |  |  | 0.99 | 1 |  | Z06 |  |  |  | 2007048A | 32 | 1 | [5 empty] | FALSE |  |  |  | SunEarth - SETR A503 TTR U + VFS 20-400 |  | SunEarth - SETR A503 TTR U + VFS 20-400 | City of Torrance | FALSE | 7.82 |  | 2015-03-22 |  | 2015-04-29 | 2015-05-05 | 2015-07-20 | 2015-08-10 | 3357 | 13556 | Up-front Payment
SCG-004643 | Commercial Pools | Pool Heating | Gas | Southern California Gas Company | Incentive:Paid | 6352 | 5 |  | 1 | 1366 |  | 1270 |  | 2015-04-29 14:43 | 2015-05-05 | SUNTREK INDUSTRIES INC | Retrofit | Torrance | Los Angeles | 90505 | Host Customer is System Owner | [7 empty] | 704 | 32 |  | Drainback |  |  |  | 0.93 | 1 |  | Z06 |  |  |  | 2007048A | 22 | 1 | [5 empty] | FALSE |  |  |  | SunEarth - SETR A503 TTR U + VFS 20-400 |  | SunEarth - SETR A503 TTR U + VFS 20-400 | City of Torrance | FALSE | 10.14 |  | 2015-03-22 |  | 2015-04-29 | 2015-05-05 | 2015-07-20 | 2015-08-10 | 3357 | 13855 | Up-front Payment
SCG-004644 | Commercial Pools | Pool Heating | Gas | Southern California Gas Company | Incentive:Paid | 3099 | 5 |  | 1 | 681 |  | 620 |  | 2015-05-14 10:54 | 2015-05-15 | SUNTREK INDUSTRIES INC | Retrofit | Irvine | Orange | 92614 | Host Customer is System Owner | [7 empty] | 462 | 57.75 |  | Manual Drainback |  |  |  | 0.91 | 1 |  | Z08 |  |  |  | 2007048A | 8 | 1 | [5 empty] | FALSE |  |  |  | SunEarth - SETR A503 TTR U + VFS 20-400 |  | SunEarth - SETR A503 TTR U + VFS 20-400 | City of Irvine | FALSE | 15.86 |  | 2015-03-22 |  | 2015-05-14 | 2015-05-15 | 2015-08-19 | 2015-08-25 | 3340 | 10800 | Up-front Payment
SCG-004645 | Low Income Multifamily Residential | Domestic Hot Water | Gas | Southern California Gas Company | Incentive:Paid | 34373 | 24.89 |  | 1 | 1381 |  | 1381 |  | 2015-04-22 08:55 | 2015-05-08 | ALL VALLEY SOLAR INC | Retrofit | Palmdale | Palmdale | 93550 | Power Purchase Agreements | [7 empty] | 327.6 | 40.95 |  | Drainback |  | Solar Storage and Auxiliary Tanks are separate |  | 1 | 1 | 756 | Z14 | 18 | Units | Apartments/Condos | 10001803 | 8 | 1 | 600 | 1 | 100 | 1 | 199000 | TRUE | 130 | 140 |  |  |  |  | City of Palmdale | FALSE | 25.55 |  | 2015-03-23 |  | 2015-04-22 | 2015-05-08 | 2015-07-01 | 2015-08-07 | 3357 | 35279 | Up-front Payment
SCG-004646 | Low Income Multifamily Residential | Domestic Hot Water | Gas | Southern California Gas Company | Incentive:Paid | 32208 | 24.89 |  | 1 | 1294 |  | 1294 |  | 2015-04-22 08:52 | 2015-05-08 | ALL VALLEY SOLAR INC | Retrofit | Palmdale | Palmdale | 93550 | Power Purchase Agreements | [7 empty] | 327.6 | 40.95 |  | Drainback |  | Solar Storage and Auxiliary Tanks are separate |  | 1 | 1 | 756 | Z14 | 18 | Units | Apartments/Condos | 10001803 | 8 | 1 | 357 | 2 | 100 | 1 | 199999 | TRUE | 130 | 140 |  |  |  |  | City of Palmdale | FALSE | 25.72 |  | 2015-03-23 |  | 2015-04-22 | 2015-05-08 | 2015-07-01 | 2015-08-07 | 3357 | 33279 | Up-front Payment
SCG-004648 | Low Income Multifamily Residential | Domestic Hot Water | Gas | Southern California Gas Company | Incentive:Paid | 42338 | 24.89 |  | 1 | 1701 |  | 1701 |  | 2015-03-24 12:33 | 2015-07-06 | DOCTOR PIPER INC | Retrofit | Los Angeles | Los Angeles | 90017 | Power Purchase Agreements | [7 empty] | 519.2 | 25.96 |  | Glycol | Steam Back | Solar Storage and Auxiliary Tanks are separate |  | 1 | 1 | 1280 | Z09 | 32 | Units | Apartments/Condos | 2007043A | 20 | 1 | 1100 | 1 | 120 | 1 | 1000000 | TRUE | 125 | 125 |  | SunEarth - SETR0603mcU + VFS 10-200 |  | SunEarth - SETR0603mcU + VFS 10-200 | Los Angeles Department of building and safety | FALSE | 25.27 |  | 2015-03-23 |  | 2015-03-24 | 2015-07-06 | 2015-10-08 | 2015-11-04 | 3273 | 42980.19 | Up-front Payment
SCG-004649 | Commercial/Multifamily Residential | Domestic Hot Water | Gas | Southern California Gas Company | Incentive:Paid | 52958 | 20.19 |  | 1 | 2623 |  | 2623 |  | 2015-04-23 16:23 | 2015-07-02 | ELECTRO-THERMAL EQUIPMENT CORP | Retrofit | Newbury Park | Ventura | 91320 | Host Customer is System Owner | [7 empty] | 737.1 | 40.95 |  | Drainback | Advanced Controller with a Thermal Cycling Function | Solar Storage and Auxiliary Tanks are separate |  | 1 | 1 | 1400 | Z09 | 35 | Units | Apartments/Condos | 10001803 | 18 | 4 | 1320 | 2 | 100 | 1 | 270000 | TRUE | 130 | 130 |  | Amatis Controls - AM-JOULE |  | Amatis Controls - AM-JOULE | Ventura County | FALSE | 21.67 |  | 2015-04-23 |  | 2015-04-23 | 2015-07-02 | 2017-05-05 | 2017-06-05 | 2685 | 56848 | Up-front Payment
SDG-004650 | Commercial Pools | Pool Heating | Gas | San Diego Gas and Electric | Incentive:Paid | 7180 | 5 |  | 1 | 1436 |  | 1436 |  | 2015-04-11 11:08 | 2015-04-14 | SUNUP SOLAR SYSTEMS INC | Retrofit | San Diego | San Diego | 92110 | Host Customer is System Owner | [7 empty] | 699.45 | 46.63 |  | Drainback |  |  |  | 1 | 1 |  | Z07 |  |  |  | SU412 | 15 | 1 | [5 empty] | FALSE |  |  |  | SunEarth - SETR A503 TTR U + VFS 20-400 |  | SunEarth - SETR A503 TTR U + VFS 20-400 | City of San Diego | FALSE | 10.55 |  | 2015-03-24 |  | 2015-04-11 | 2015-04-14 | 2015-06-17 | 2015-06-29 | 3384 | 15152 | Up-front Payment
SCG-004651 | Low Income Multifamily Residential | Domestic Hot Water | Gas | Southern California Gas Company | Incentive:Paid | 42951 | 24.89 |  | 1 | 1757 |  | 1757 |  | 2015-03-24 13:24 | 2015-06-16 | DOCTOR PIPER INC | New Construction | Los Angeles | Los Angeles | 90026 | Power Purchase Agreements | [7 empty] | 519 | 25.95 |  | Glycol | Steam Back | Solar Storage and Auxiliary Tanks are separate |  | 1 | 1 | 1200 | Z09 | 30 | Units | Apartments/Condos | 2008056A | 20 | 1 | 1200 | 1 | 350 | 2 | 1000000 | TRUE | 125 | 125 |  | SunEarth - SETR0603mcU + VFS 10-200 |  | SunEarth - SETR0603mcU + VFS 10-200 | Los Angeles | FALSE | 24.45 |  | 2015-03-24 |  | 2015-03-24 | 2015-06-16 | 2015-07-13 | 2015-08-07 | 3354 | 42950.51 | Up-front Payment
SCG-004652 | Commercial/Multifamily Residential | Domestic Hot Water | Gas | Southern California Gas Company | Incentive:Paid | 26388 | 20.19 |  | 1 | 1307 |  | 1307 |  | 2015-04-07 08:48 | 2015-05-26 | ENVIRONMENTAL SOLAR DESIGN INC | Retrofit | Psadena | Pasadena | 91106 | Host Customer is System Owner | [7 empty] | 409 | 40.9 |  | Glycol | Advanced Controller with a Vacation or Holiday Mode | Solar Storage and Auxiliary Tanks are separate |  | 1 | 1 | 760 | Z09 | 19 | Units | Apartments/Condos | 2007032A | 10 | 1 | 460 | 1 | 100 | 1 | 270000 | TRUE | 125 | 135 |  |  |  |  | City of Pasadena | FALSE | 32.03 |  | 2015-03-26 |  | 2015-04-07 | 2015-05-26 | 2015-06-26 | 2015-07-22 | 3377 | 41860 | Up-front Payment
SCG-004654 | Low Income Multifamily Residential | Domestic Hot Water | Gas | Southern California Gas Company | Incentive:Paid | 31088 | 24.89 |  | 1 | 1249 |  | 1249 |  | 2015-08-05 08:58 | 2015-08-11 | SOLAR - TEC SYSTEMS INC | New Construction | Los Angeles | Los Angeles | 90247 | Host Customer is System Owner | [7 empty] | 320 | 40 |  | Glycol | Advanced Controller with a Vacation or Holiday Mode | Solar and Auxiliary Storage are the same Tank |  | 1 | 1 | 2622 | Z06 | 78 | Units | Apartments/Condos | 2007027A | 8 | 1 | 325 | 1 | 0 | 0 | 325 | TRUE | 115 | 100 |  |  |  |  | City of Los Angeles | FALSE | 54.36 |  | 2015-03-30 |  | 2015-08-05 | 2015-08-11 | 2015-09-23 | 2015-10-22 | 3277 | 67900 | Up-front Payment
SDG-004655 | Commercial/Multifamily Residential | Domestic Hot Water | Gas | San Diego Gas and Electric | Incentive:Paid | 119323 | 20.19 |  | 1 | 5910 |  | 5910 |  | 2015-04-01 09:50 | 2015-05-08 | CALIFORNIA SOLAR THERMAL INC | New Construction | San Diego | San Diego | 92101 | Host Customer is System Owner | [7 empty] | 1842.75 | 40.95 |  | Glycol | Steam Back | Solar and Auxiliary Storage are the same Tank |  | 1 | 1 | 3648 | Z07 | 96 | Units | Apartments/Condos | 10001803 | 45 | 1 | 4000 | 1 | 0 | 0 | 1200000 | TRUE | 120 | 140 |  | SunEarth - SETR A503 TTR U + VFS 20-400 |  | SunEarth - SETR A503 TTR U + VFS 20-400 | City of San Diego | FALSE | 42.31 |  | 2015-03-31 | 2015-04-09 | 2015-04-01 | 2015-05-08 | 2015-05-13 | 2015-05-20 | 3428 | 250072 | Up-front Payment
SDG-004656 | Commercial Pools | Pool Heating | Gas | San Diego Gas and Electric | Incentive:Paid | 4892 | 5 |  | 1 | 1553 |  | 978 |  | 2015-07-01 14:48 | 2015-08-05 | CLEANTECH ENERGY SOLUTIONS INC | Retrofit | Oceanside | San Diego | 92057 | Host Customer is System Owner | [7 empty] | 1108.6 | 48.2 |  | Manual Drainback |  |  |  | 0.63 | 1 |  | Z07 |  |  |  | 10001888 | 23 | 1 | [5 empty] | FALSE |  |  |  | Energx Contols |  | Energx Contols | City of Oceanside | FALSE | 14.16 |  | 2015-04-02 |  | 2015-07-01 | 2015-08-05 | 2015-12-28 | 2016-03-10 | 3128 | 21985 | Up-front Payment
PGE-004657 | Low Income Single Family Residential | Domestic Hot Water | Gas | Pacific Gas and Electric | Incentive:Paid | 3689 | 36.9 |  | 1 | 120 |  | 100 |  | 2015-05-18 13:35 | 2015-05-20 | FRESNO COUNTY ECONOMIC OPPORTUNITIES COMMISSION | Retrofit | FRESNO | Fresno | 93706 | Host Customer is System Owner | 4 |  | 2010068D | Fafco, Inc. | 500 SERIES | 500-96SF-50G-50S | Indirect Forced Circulation (IF) | 97.56 |  | 2x8, 2x12 | Forced Circulation | Advanced Controller with a Thermal Cycling Function | Solar Storage and Auxiliary Tanks are separate | 50 | 0.98 | 0.85 | 55 | Z13 | [18 empty] | city of fresno | FALSE | 32.5 |  | 2015-04-02 | 2015-06-19 |  |  | 2015-05-18 | 2015-05-20 | 3399 | 3899.94 | Up-front Payment
PGE-004658 | Low Income Single Family Residential | Domestic Hot Water | Gas | Pacific Gas and Electric | Incentive:Paid | 3726 | 36.9 |  | 1 | 120 |  | 101 |  | 2015-04-20 11:08 | 2015-04-23 | FRESNO COUNTY ECONOMIC OPPORTUNITIES COMMISSION | Retrofit | Fresno | Fresno | 93725 | Host Customer is System Owner | 3 |  | 2010068D | Fafco, Inc. | 500 SERIES | 500-96SF-50G-50S | Indirect Forced Circulation (IF) | 97.56 |  | 2x8, 2x12 | Forced Circulation | Advanced Controller with a Thermal Cycling Function | Solar Storage and Auxiliary Tanks are separate | 50 | 0.99 | 0.85 | 45 | Z13 | [18 empty] | city of fresno | FALSE | 32.59 |  | 2011-06-01: 2015-04-02; 2011-08-03: 2015-04-20; 2011-09-20: 2015-04-23 | 3433 | 3910.64 | Up-front Payment
PGE-004659 | Low Income Single Family Residential | Domestic Hot Water | Gas | Pacific Gas and Electric | Incentive:Paid | 3910 | 36.9 |  | 1 | 120 |  | 118 |  | 2015-04-16 09:17 | 2015-04-20 | FRESNO COUNTY ECONOMIC OPPORTUNITIES COMMISSION | Retrofit | Fresno | Fresno | 93706 | Host Customer is System Owner | 4 |  | 2010068D | Fafco, Inc. | 500 SERIES | 500-96SF-50G-50S | Indirect Forced Circulation (IF) | 97.56 |  | 2x8, 2x12 | Forced Circulation | Advanced Controller with a Thermal Cycling Function | Solar Storage and Auxiliary Tanks are separate | 50 | 0.98 | 1 | 55 | Z13 | [18 empty] | city of fresno | FALSE | 32.59 |  | 2011-06-01: 2015-04-02; 2011-08-03: 2015-04-16; 2011-09-20: 2015-04-20 | 3433 | 3910.64 | Up-front Payment
PGE-004660 | Low Income Single Family Residential | Domestic Hot Water | Gas | Pacific Gas and Electric | Incentive:Paid | 3801 | 36.9 |  | 1 | 120 |  | 119 |  | 2015-04-24 07:58 | 2015-04-27 | FRESNO COUNTY ECONOMIC OPPORTUNITIES COMMISSION | Retrofit | Fresno | Fresno | 93706 | Host Customer is System Owner | 5 |  | 2010068D | Fafco, Inc. | 500 SERIES | 500-96SF-50G-50S | Indirect Forced Circulation (IF) | 97.56 |  | 2x8, 2x12 | Forced Circulation | Advanced Controller with a Thermal Cycling Function | Solar Storage and Auxiliary Tanks are separate | 50 | 0.99 | 1 | 65 | Z13 | [18 empty] | city of fresno | FALSE | 31.68 |  | 2011-06-01: 2015-04-02; 2011-08-03: 2015-04-24; 2011-09-20: 2015-04-27 | 3431 | 3801.69 | Up-front Payment
PGE-004661 | Low Income Single Family Residential | Domestic Hot Water | Gas | Pacific Gas and Electric | Incentive:Paid | 3613 | 36.9 |  | 1 | 120 |  | 98 |  | 2015-04-24 07:55 | 2015-04-27 | FRESNO COUNTY ECONOMIC OPPORTUNITIES COMMISSION | Retrofit | SELMA | Fresno | 93662 | Host Customer is System Owner | 2 |  | 2010068D | Fafco, Inc. | 500 SERIES | 500-96SF-50G-50S | Indirect Forced Circulation (IF) | 97.56 |  | 2x8, 2x12 | Forced Circulation | Advanced Controller with a Thermal Cycling Function | Solar Storage and Auxiliary Tanks are separate | 50 | 0.96 | 0.85 | 35 | Z13 | [18 empty] | City of Selma | FALSE | 32.07 |  | 2011-06-01: 2015-04-02; 2011-08-03: 2015-04-24; 2011-09-20: 2015-04-27 | 3431 | 3848.09 | Up-front Payment
PGE-004662 | Low Income Single Family Residential | Domestic Hot Water | Gas | Pacific Gas and Electric | Incentive:Paid | 3812 | 36.9 |  | 1 | 120 |  | 119 |  | 2015-04-21 14:03 | 2015-04-29 | FRESNO COUNTY ECONOMIC OPPORTUNITIES COMMISSION | Retrofit | Fresno | Fresno | 93725 | Host Customer is System Owner | 6 |  | 2010068D | Fafco, Inc. | 500 SERIES | 500-96SF-50G-50S | Indirect Forced Circulation (IF) | 97.56 |  | 2x8, 2x12 | Forced Circulation | Advanced Controller with a Thermal Cycling Function | Solar Storage and Auxiliary Tanks are separate | 50 | 0.99 | 1 | 75 | Z13 | [18 empty] | city of fresno | FALSE | 31.77 |  | 2015-04-02 | 2015-04-29 |  |  | 2015-04-21 | 2015-04-29 | 3421 | 3812.39 | Up-front Payment
PGE-004663 | Low Income Multifamily Residential | Domestic Hot Water | Gas | Pacific Gas and Electric | Incentive:Paid | 24716 | 24.89 |  | 1 | 993 |  | 993 |  | 2015-04-30 17:08 | 2015-05-26 | RIPTIDE PLUMBING INC | New Construction | Santa Cruz | Santa Cruz | 95060 | Host Customer is System Owner | [7 empty] | 318.32 | 39.79 |  | Drainback |  | Solar and Auxiliary Storage are the same Tank |  | 1 | 1 | 755 | Z03 | 48 | Units | Apartments/Condos | 2007039F | 8 | 1 | 360 | 3 | 0 | 0 | 398000 | TRUE | 125 | 120 |  |  |  |  | Santa Cruz City | FALSE | 34.94 |  | 2015-04-02 | 2015-05-05 | 2015-04-30 | 2015-05-26 | 2015-08-06 | 2015-09-21 | 3298 | 34700 | Up-front Payment
PGE-004664 | Low Income Single Family Residential | Domestic Hot Water | Gas | Pacific Gas and Electric | Incentive:Paid | 3500 | 36.9 |  | 1 | 120 |  | 95 |  | 2015-04-21 14:04 | 2015-04-24 | FRESNO COUNTY ECONOMIC OPPORTUNITIES COMMISSION | Retrofit | FRESNO | Fresno | 93727 | Host Customer is System Owner | 2 |  | 2010068D | Fafco, Inc. | 500 SERIES | 500-96SF-50G-50S | Indirect Forced Circulation (IF) | 97.56 |  | 2x8, 2x12 | Forced Circulation | Advanced Controller with a Thermal Cycling Function | Solar Storage and Auxiliary Tanks are separate | 50 | 0.93 | 0.85 | 35 | Z13 | [18 empty] | city of fresno | FALSE | 32.7 |  | 2011-06-01: 2015-04-02; 2011-08-03: 2015-04-21; 2011-09-20: 2015-04-24 | 3432 | 3923.99 | Up-front Payment
SDG-004665 | Commercial/Multifamily Residential | Domestic Hot Water | Gas | San Diego Gas and Electric | Incentive:Paid | 86999 | 20.19 |  | 1 | 4309 |  | 4309 |  | 2015-06-01 16:42 | 2015-07-01 | ADROIT ENERGY INC | Retrofit | San Diego | San Diego | 92105 | Power Purchase Agreements | [7 empty] | 1440 | 40 |  | Glycol | Steam Back | Solar Storage and Auxiliary Tanks are separate |  | 1 | 1 | 2622 | Z07 | 69 | Units | Apartments/Condos | 2009058C | 36 | 2 | 2250 | 1 | 800 | 1 | 2673200 | TRUE | 130 | 130 |  | ISTEC Corporation - 5202S |  | ISTEC Corporation - 5202S | City of San Diego | FALSE | 26.53 |  | 2015-04-06 | 2015-06-16 | 2015-06-01 | 2015-07-01 | 2015-08-28 | 2015-09-08 | 3323 | 114307 | Up-front Payment
PGE-004666 | Single Family Residential | Domestic Hot Water | Gas | Pacific Gas and Electric | Incentive:Paid | 2614 | 29.85 |  | 1 | 119 |  | 88 |  | 2015-04-16 14:32 | 2015-04-20 | AZTEC SOLAR INC | Retrofit | DAVIS | Yolo | 95616 | Host Customer is System Owner | 2 |  | 30003808 | Solahart Industries | Solahart | ASG 302J & ASG 302J FREE HEAT | Indirect Thermosyphon (IT) | 43.12 |  | J | Glycol | Advanced Controller with a Vacation or Holiday Mode | Solar Storage and Auxiliary Tanks are separate | 80 | 0.92 | 0.8 | 35 | Z12 | [18 empty] | City of Davis | FALSE | 69.06 |  | 2011-06-01: 2015-04-07; 2011-08-03: 2015-04-16; 2011-09-20: 2015-04-20 | 3433 | 8217.68 | Up-front Payment
PGE-004667 | Low Income Multifamily Residential | Domestic Hot Water | Gas | Pacific Gas and Electric | Incentive:Paid | 33019 | 24.89 |  | 1 | 1340 |  | 1327 |  | 2015-04-17 12:27 | 2015-04-22 | SUN LIGHT & POWER | New Construction | SAN FRANCISCO | San Francisco | 94124 | Host Customer is System Owner | [7 empty] | 321.36 | 40.17 |  | Glycol | Pressure Stagnation Protection (PSP) | Solar and Auxiliary Storage are the same Tank |  | 0.99 | 1 | 2280 | Z03 | 60 | Units | Apartments/Condos | 2010115A | 8 | 1 | 480 | 1 | 265 | 1 | 383040 | TRUE | 135 | 139 |  |  |  |  | City and County of San Francisco | FALSE | 81.07 |  | 2015-04-09 |  | 2015-04-17 | 2015-04-22 | 2016-09-12 | 2016-09-13 | 2917 | 108630 | Up-front Payment
PGE-004668 | Low Income Single Family Residential | Domestic Hot Water | Gas | Pacific Gas and Electric | Incentive:Paid | 2332 | 36.9 |  | 1 | 107 |  | 91 |  | 2015-04-13 10:14 | 2015-04-15 | MERCED COUNTY COMMUNITY ACTION BOARD | Retrofit | PLANADA | Merced | 95365 | Host Customer is System Owner | 7 |  | 2010068D | Fafco, Inc. | 500 SERIES | 500-96SF-50G-50S | Indirect Forced Circulation (IF) | 97.56 |  | 2x8, 2x12 | Glycol | Unglazed Collectors | Solar Storage and Auxiliary Tanks are separate | 49.929 | 1 | 0.85 | 85 | Z12 | [18 empty] | MERCED COUNTY | FALSE | 43.08 |  | 2011-06-01: 2015-04-09; 2011-08-03: 2015-04-13; 2011-09-20: 2015-04-15 | 3463 | 4609.07 | Up-front Payment
PGE-004669 | Low Income Multifamily Residential | Domestic Hot Water | Gas | Pacific Gas and Electric | Incentive:Paid | 46744 | 24.89 |  | 1 | 1897 |  | 1878 |  | 2015-04-30 15:21 | 2015-05-21 | SUN LIGHT & POWER | Retrofit | SAN FRANCISCO | San Francisco | 94103 | Host Customer is System Owner | [7 empty] | 522.21 | 40.17 |  | Glycol | Pressure Stagnation Protection (PSP) | Solar Storage and Auxiliary Tanks are separate |  | 0.99 | 1 | 2546 | Z03 | 67 | Units | Apartments/Condos | 2010115A | 13 | 2 | 800 | 1 | 900 | 1 | 798000 | TRUE | 138 | 120 |  | Heliodyne - Delta-T Pro Ethernet |  | Heliodyne - Delta-T Pro Ethernet | City and County of San Francisco | FALSE | 60.82 |  | 2015-04-29 | 2015-05-05 | 2015-04-30 | 2015-05-21 | 2017-05-18 | 2017-06-27 | 2655 | 115385 | Up-front Payment
PGE-004673 | Low Income Multifamily Residential | Domestic Hot Water | Gas | Pacific Gas and Electric | Incentive:Paid | 72878 | 24.89 |  | 1 | 2928 |  | 2928 |  | 2015-07-29 08:59 | 2015-08-05 | SUN LIGHT & POWER | New Construction | FOSTER CITY | San Mateo | 94404 | Host Customer is System Owner | [7 empty] | 803.4 | 40.17 |  | Glycol | Pressure Stagnation Protection (PSP) | Solar Storage and Auxiliary Tanks are separate |  | 1 | 1 | 2508 | Z03 | 66 | Units | Apartments/Condos | 2010115A | 20 | 2 | 1250 | 1 | 200 | 2 | 399800 | TRUE | 120 | 120 |  | Heliodyne - Delta-T Pro Ethernet |  | Heliodyne - Delta-T Pro Ethernet | City of Foster | FALSE | 50.81 |  | 2015-07-28 | 2016-08-25 | 2015-07-29 | 2015-08-05 | 2016-08-10 | 2016-08-25 | 2951 | 148771 | Up-front Payment
SCG-004674 | Commercial Pools | Pool Heating | Gas | Southern California Gas Company | Incentive:Paid | 2400 | 5 |  | 1 | 654 |  | 654 |  | 2015-04-21 13:24 | 2015-04-23 | ENERGY SERVICES | Retrofit | yucca valley | San Bernadino | 92284 | Host Customer is System Owner | [7 empty] | 283.5 | 47.25 |  | Drainback |  |  |  | 1 | 1 |  | Z15 |  |  |  | 10204-12 | 6 | 1 | [5 empty] | FALSE | [6 empty] | riverside county | FALSE | 7.34 |  | 2015-04-16 |  | 2015-04-21 | 2015-04-23 | 2015-06-09 | 2015-06-19 | 3410 | 4800 | Up-front Payment
SCG-004675 | Commercial Pools | Pool Heating | Gas | Southern California Gas Company | Incentive:Paid | 5250 | 5 |  | 1 | 1497 |  | 1497 |  | 2015-04-21 13:27 | 2015-04-23 | ENERGY SERVICES | Retrofit | yucca valley | San Bernadino | 92284 | Host Customer is System Owner | [7 empty] | 661.5 | 47.25 |  | Drainback |  |  |  | 1 | 1 |  | Z15 |  |  |  | 10204-12 | 14 | 1 | [5 empty] | FALSE |  |  |  | SunEarth - SETR0603mcU + VFS 20-400 |  | SunEarth - SETR0603mcU + VFS 20-400 | riverside county | FALSE | 7.01 |  | 2015-04-16 |  | 2015-04-21 | 2015-04-23 | 2015-06-09 | 2015-06-19 | 3410 | 10500 | Up-front Payment
SCG-004676 | Low Income Single Family Residential | Domestic Hot Water | Gas | Southern California Gas Company | Incentive:Paid | 3097 | 36.9 |  | 1 | 122 |  | 121 |  | 2015-06-08 10:07 | 2015-07-20 | LONG BEACH COMMUNITY ACTION PARTNERSHIP | Retrofit | La Puente | Los Angeles | 91744 | Host Customer is System Owner | 1 |  | 2010068D | Fafco, Inc. | 500 SERIES | 500-96SF-50G-50S | Indirect Forced Circulation (IF) | 97.56 |  | 2x8, 2x12 | Glycol | Unglazed Collectors | Solar Storage and Auxiliary Tanks are separate | 50 | 0.99 | 1 | 20 | Z09 | [18 empty] | City of La Puente, Los Angeles, CA | FALSE | 49.47 |  | 2011-06-01: 2015-04-10; 2011-08-03: 2015-06-08; 2011-09-20: 2015-07-20 | 3351 | 6035 | Up-front Payment
SCG-004677 | Single Family Residential | Domestic Hot Water | Gas | Southern California Gas Company | Incentive:Paid | 1761 | 29.85 |  | 1 | 59 |  | 59 |  | 2015-04-24 14:22 | 2015-06-09 | SUNTREK INDUSTRIES INC | Retrofit | San Pedro | Los Angeles | 90731 | Host Customer is System Owner | 4 |  | 30003825 | SunEarth, Inc. | CopperHeart | CP-40G | Direct Integral Collector Storage (DI) | 24.96 |  | CP-40 |  |  | Solar Storage and Auxiliary Tanks are separate | 40 | 1 | 1 | 55 | Z06 | [18 empty] | City of Los Angeles | FALSE | 97.46 |  | 2011-06-01: 2015-04-10; 2011-08-03: 2015-04-24; 2011-09-20: 2015-06-09 | 3397 | 5750 | Up-front Payment
PGE-004679 | Commercial/Multifamily Residential | Domestic Hot Water | Gas | Pacific Gas and Electric | Incentive:Paid | 62872 | 20.19 |  | 1 | 3114 |  | 3114 |  | 2015-04-27 06:42 | 2015-05-07 | CALIFORNIA SOLAR THERMAL INC | New Construction | Santa Clara | Santa Clara | 95054 | Host Customer is System Owner | [7 empty] | 1440 | 40 |  | Glycol | Advanced Controller with a Thermal Cycling Function | Solar and Auxiliary Storage are the same Tank |  | 1 | 1 | 1845 | Z04 | 123 | Units | Hotels/Motels | 2009058C | 36 | 1 | 1860 | 1 | 0 | 0 | 1500000 | TRUE | 130 | 130 |  | Maktinta Energy - Solar Brain MKTCT1006 |  | Maktinta Energy - Solar Brain MKTCT1006 | City of Santa Clara | FALSE | 48.68 |  | 2015-04-13 | 2015-04-28 | 2015-04-27 | 2015-05-07 | 2015-08-20 | 2015-08-21 | 3333 | 151603 | Up-front Payment
PGE-004680 | Single Family Residential | Domestic Hot Water | Gas | Pacific Gas and Electric | Incentive:Paid | 2832 | 29.85 |  | 1 | 120 |  | 95 |  | 2015-05-18 14:50 | 2015-05-20 | MERCED COUNTY COMMUNITY ACTION BOARD | Retrofit | MADERA | Madera | 93637 | Owner/Tenant | 6 |  | 2010068D | Fafco, Inc. | 500 SERIES | 500-96SF-50G-50S | Indirect Forced Circulation (IF) | 97.56 |  | 2x8, 2x12 | Glycol | Unglazed Collectors | Solar Storage and Auxiliary Tanks are separate | 49.929 | 0.93 | 0.85 | 75 | Z13 | [18 empty] | CITY OF MADERA | FALSE | 36.13 |  | 2011-06-01: 2015-04-13; 2011-08-03: 2015-05-18; 2011-09-20: 2015-05-20 | 3421 | 4335.56 | Up-front Payment
PGE-004681 | Single Family Residential | Domestic Hot Water | Gas | Pacific Gas and Electric | Incentive:Paid | 2829 | 29.85 |  | 1 | 105 |  | 95 |  | 2015-05-26 14:24 | 2015-05-27 | MERCED COUNTY COMMUNITY ACTION BOARD | Retrofit | MADERA | Madera | 93638 | Host Customer is System Owner | 3 |  | 2010068A | Fafco, Inc. | 500 SERIES | 500-48SF-50G-50S | Indirect Forced Circulation (IF) | 48.78 |  | 2x8, 2x12 | Glycol | Unglazed Collectors | Solar Storage and Auxiliary Tanks are separate | 49.929 | 0.95 | 0.95 | 45 | Z13 | [18 empty] | CITY OF MADERA | FALSE | 44.85 |  | 2011-06-01: 2015-04-13; 2011-08-03: 2015-05-26; 2011-09-20: 2015-05-27 | 3421 | 4709.51 | Up-front Payment
PGE-004682 | Single Family Residential | Domestic Hot Water | Gas | Pacific Gas and Electric | Incentive:Paid | 3014 | 29.85 |  | 1 | 120 |  | 101 |  | 2015-04-23 16:24 | 2015-04-24 | MERCED COUNTY COMMUNITY ACTION BOARD | Retrofit | MADERA | Madera | 93638 | Host Customer is System Owner | 4 |  | 2010068D | Fafco, Inc. | 500 SERIES | 500-96SF-50G-50S | Indirect Forced Circulation (IF) | 97.56 |  | 2x8, 2x12 | Glycol | Unglazed Collectors | Solar Storage and Auxiliary Tanks are separate | 49.929 | 0.99 | 0.85 | 55 | Z13 | [18 empty] | MADERA COUNTY | FALSE | 36.4 |  | 2011-06-01: 2015-04-13; 2011-08-03: 2015-04-23; 2011-09-20: 2015-04-24 | 3431 | 4368.24 | Up-front Payment
SCG-004685 | Low Income Multifamily Residential | Domestic Hot Water | Gas | Southern California Gas Company | Incentive:Paid | 73276 | 24.89 |  | 1 | 2944 |  | 2944 |  | 2015-06-02 15:31 | 2015-07-01 | PROMISE ENERGY INC | Retrofit | Wilmington | Los Angeles | 90744 | Host Customer is System Owner | [7 empty] | 960 | 40 |  | Glycol | Steam Back | Solar Storage and Auxiliary Tanks are separate |  | 1 | 1 | 3420 | Z06 | 90 | Units | Apartments/Condos | 2009058C | 24 | 1 | 1056 | 4 | 260 | 2 | 399900 | TRUE | 140 | 120 |  | SunReports - SR1000GVFS10-200 |  | SunReports - SR1000GVFS10-200 | Los Angeles Department of Building & Safety | FALSE | 41.74 |  | 2015-04-13 |  | 2015-06-02 | 2015-07-01 | 2015-08-27 | 2015-09-11 | 3313 | 122880 | Up-front Payment
PGE-004686 | Low Income Single Family Residential | Domestic Hot Water | Gas | Pacific Gas and Electric | Incentive:Paid | 3935 | 36.9 |  | 1 | 120 |  | 114 |  | 2015-04-21 14:06 | 2015-04-24 | FRESNO COUNTY ECONOMIC OPPORTUNITIES COMMISSION | Retrofit | FRESNO | Fresno | 93706 | Host Customer is System Owner | 5 |  | 2010068D | Fafco, Inc. | 500 SERIES | 500-96SF-50G-50S | Indirect Forced Circulation (IF) | 97.56 |  | 2x8, 2x12 | Forced Circulation | Advanced Controller with a Thermal Cycling Function | Solar Storage and Auxiliary Tanks are separate | 50 | 1 | 0.95 | 65 | Z13 | [18 empty] | city of fresno | FALSE | 32.8 |  | 2011-06-01: 2015-04-13; 2011-08-03: 2015-04-21; 2011-09-20: 2015-04-24 | 3432 | 3935.97 | Up-front Payment
PGE-004687 | Low Income Single Family Residential | Domestic Hot Water | Gas | Pacific Gas and Electric | Incentive:Paid | 3990 | 36.9 |  | 1 | 120 |  | 113 |  | 2015-04-20 11:02 | 2015-04-23 | FRESNO COUNTY ECONOMIC OPPORTUNITIES COMMISSION | Retrofit | Fresno | Fresno | 93725 | Host Customer is System Owner | 4 |  | 2010068D | Fafco, Inc. | 500 SERIES | 500-96SF-50G-50S | Indirect Forced Circulation (IF) | 97.56 |  | 2x8, 2x12 | Forced Circulation | Advanced Controller with a Thermal Cycling Function | Solar Storage and Auxiliary Tanks are separate | 50 | 0.99 | 0.95 | 55 | Z13 | [18 empty] | city of fresno | FALSE | 33.26 |  | 2015-04-14 | 2015-04-23 |  |  | 2015-04-20 | 2015-04-23 | 3432 | 3990.62 | Up-front Payment
PGE-004688 | Low Income Single Family Residential | Domestic Hot Water | Gas | Pacific Gas and Electric | Incentive:Paid | 3764 | 36.9 |  | 1 | 120 |  | 102 |  | 2015-04-20 11:06 | 2015-04-29 | FRESNO COUNTY ECONOMIC OPPORTUNITIES COMMISSION | Retrofit | Fresno | Fresno | 93706 | Host Customer is System Owner | 5 |  | 2010068D | Fafco, Inc. | 500 SERIES | 500-96SF-50G-50S | Indirect Forced Circulation (IF) | 97.56 |  | 2x8, 2x12 | Forced Circulation | Advanced Controller with a Thermal Cycling Function | Solar Storage and Auxiliary Tanks are separate | 50 | 1 | 0.85 | 65 | Z13 | [18 empty] | city of fresno | FALSE | 33.32 |  | 2011-06-01: 2015-04-14; 2011-08-03: 2015-04-20; 2011-09-20: 2015-04-29 | 3431 | 3997.95 | Up-front Payment
PGE-004689 | Low Income Single Family Residential | Domestic Hot Water | Gas | Pacific Gas and Electric | Incentive:Paid | 3350 | 36.9 |  | 1 | 120 |  | 91 |  | 2015-04-20 11:00 | 2015-04-23 | FRESNO COUNTY ECONOMIC OPPORTUNITIES COMMISSION | Retrofit | FRESNO | Fresno | 93702 | Owner/Tenant | 9 |  | 2010068D | Fafco, Inc. | 500 SERIES | 500-96SF-50G-50S | Indirect Forced Circulation (IF) | 97.56 |  | 2x8, 2x12 | Forced Circulation |  | Solar Storage and Auxiliary Tanks are separate | 50 | 0.89 | 0.85 | 105 | Z13 | [18 empty] | city of fresno | FALSE | 33.32 |  | 2011-06-01: 2015-04-14; 2011-08-03: 2015-04-20; 2011-09-20: 2015-04-23 | 3432 | 3997.95 | Up-front Payment
PGE-004690 | Low Income Single Family Residential | Domestic Hot Water | Gas | Pacific Gas and Electric | Incentive:Paid | 3576 | 36.9 |  | 1 | 120 |  | 97 |  | 2015-05-18 13:34 | 2015-05-22 | FRESNO COUNTY ECONOMIC OPPORTUNITIES COMMISSION | Retrofit | CLOVIS | Fresno | 93611 | Host Customer is System Owner | 4 |  | 2010068D | Fafco, Inc. | 500 SERIES | 500-96SF-50G-50S | Indirect Forced Circulation (IF) | 97.56 |  | 2x8, 2x12 | Forced Circulation | Advanced Controller with a Thermal Cycling Function | Solar Storage and Auxiliary Tanks are separate | 50 | 0.85 | 0.95 | 55 | Z13 | [18 empty] | city of clovis | FALSE | 33.04 |  | 2015-04-14 | 2015-05-20 |  |  | 2015-05-18 | 2015-05-22 | 3421 | 3964.86 | Up-front Payment
SCG-004691 | Commercial Pools | Pool Heating | Gas | Southern California Gas Company | Incentive:Paid | 5400 | 5 |  | 1 | 1825 |  | 1825 |  | 2015-04-15 15:11 | 2015-04-16 | SUNX SOLAR INC | Retrofit | Stanton | Orange | 90680 | Host Customer is System Owner | [7 empty] | 627.9 | 48.3 |  | Drainback |  |  |  | 1 | 1 |  | Z08 |  |  |  | 10001884 | 13 | 1 | [5 empty] | FALSE |  |  |  | SunEarth - SETR A503 TTR U + VFS 20-400 |  | SunEarth - SETR A503 TTR U + VFS 20-400 | City of Stanton | FALSE | 5.92 |  | 2015-04-14 |  | 2015-04-15 | 2015-04-16 | 2015-11-19 | 2015-12-02 | 3232 | 10800 | Up-front Payment
PGE-004692 | Low Income Single Family Residential | Domestic Hot Water | Gas | Pacific Gas and Electric | Incentive:Paid | 3726 | 36.9 |  | 1 | 120 |  | 101 |  | 2015-04-24 07:59 | 2015-04-27 | FRESNO COUNTY ECONOMIC OPPORTUNITIES COMMISSION | Retrofit | Fresno | Fresno | 93706 | Host Customer is System Owner | 8 |  | 2010068D | Fafco, Inc. | 500 SERIES | 500-96SF-50G-50S | Indirect Forced Circulation (IF) | 97.56 |  | 2x8, 2x12 | Forced Circulation |  | Solar Storage and Auxiliary Tanks are separate | 50 | 0.99 | 0.85 | 95 | Z13 | [18 empty] | city of fresno | FALSE | 34.99 |  | 2011-06-01: 2015-04-14; 2011-08-03: 2015-04-24; 2011-09-20: 2015-04-27 | 3431 | 4198.63 | Up-front Payment
PGE-004694 | Low Income Single Family Residential | Domestic Hot Water | Gas | Pacific Gas and Electric | Incentive:Paid | 3689 | 36.9 |  | 1 | 120 |  | 100 |  | 2015-04-20 11:04 | 2015-04-23 | FRESNO COUNTY ECONOMIC OPPORTUNITIES COMMISSION | Retrofit | Fresno | Fresno | 93706 | Host Customer is System Owner | 4 |  | 2010068D | Fafco, Inc. | 500 SERIES | 500-96SF-50G-50S | Indirect Forced Circulation (IF) | 97.56 |  | 2x8, 2x12 | Forced Circulation | Advanced Controller with a Thermal Cycling Function | Solar Storage and Auxiliary Tanks are separate | 50 | 0.98 | 0.85 | 55 | Z13 | [18 empty] | city of fresno | FALSE | 34.67 |  | 2011-06-01: 2015-04-15; 2011-08-03: 2015-04-20; 2011-09-20: 2015-04-23 | 3432 | 4160.58 | Up-front Payment
PGE-004695 | Low Income Single Family Residential | Domestic Hot Water | Gas | Pacific Gas and Electric | Incentive:Paid | 4118 | 36.9 |  | 1 | 120 |  | 112 |  | 2015-04-21 14:01 | 2015-04-24 | FRESNO COUNTY ECONOMIC OPPORTUNITIES COMMISSION | Retrofit | FRESNO | Fresno | 93726 | Host Customer is System Owner | 7 |  | 2010068D | Fafco, Inc. | 500 SERIES | 500-96SF-50G-50S | Indirect Forced Circulation (IF) | 97.56 |  | 2x8, 2x12 | Forced Circulation |  | Solar Storage and Auxiliary Tanks are separate | 50 | 0.93 | 1 | 85 | Z13 | [18 empty] | city of fresno | FALSE | 35.82 |  | 2011-06-01: 2015-04-15; 2011-08-03: 2015-04-21; 2011-09-20: 2015-04-24 | 3432 | 4298.85 | Up-front Payment
PGE-004696 | Low Income Single Family Residential | Domestic Hot Water | Gas | Pacific Gas and Electric | Incentive:Paid | 3613 | 36.9 |  | 1 | 120 |  | 98 |  | 2015-04-24 07:59 | 2015-04-27 | FRESNO COUNTY ECONOMIC OPPORTUNITIES COMMISSION | Retrofit | FRESNO | Fresno | 93706 | Host Customer is System Owner | 4 |  | 2010068D | Fafco, Inc. | 500 SERIES | 500-96SF-50G-50S | Indirect Forced Circulation (IF) | 97.56 |  | 2x8, 2x12 | Forced Circulation | Advanced Controller with a Thermal Cycling Function | Solar Storage and Auxiliary Tanks are separate | 50 | 0.96 | 0.85 | 55 | Z13 | [18 empty] | city of fresno | FALSE | 32.5 |  | 2011-06-01: 2015-04-15; 2011-08-03: 2015-04-24; 2011-09-20: 2015-04-27 | 3431 | 3899.94 | Up-front Payment
PGE-004699 | Commercial/Multifamily Residential | Domestic Hot Water | Gas | Pacific Gas and Electric | Incentive:Paid | 5209 | 20.19 |  | 1 | 258 |  | 258 |  | 2015-04-15 15:31 | 2015-04-16 | ADROIT ENERGY INC | Retrofit | San Francisco | San Francisco | 94110 | Host Customer is System Owner | [7 empty] | 80.82 | 26.94 |  | Glycol | Pressure Stagnation Protection (PSP) | Solar Storage and Auxiliary Tanks are separate |  | 1 | 1 | 160 | Z03 | 4 | Units | Apartments/Condos | 2010115C | 3 | 1 | 120 | 1 | 100 | 1 | 83000 | FALSE | 130 | 130 |  |  |  |  | San Francisco | FALSE | 42.71 |  | 2015-04-15 |  | 2015-04-15 | 2015-04-16 | 2015-04-17 | 2015-05-06 | 3431 | 11020 | Up-front Payment
SCG-004700 | Commercial Pools | Pool Heating | Gas | Southern California Gas Company | Incentive:Paid | 11400 | 5 |  | 1 | 3193 |  | 2874 |  | 2015-04-23 09:46 | 2015-05-04 | BELMONT ENERGY INC | Retrofit | Fullerton | Orange | 92831 | Host Customer is System Owner | [7 empty] | 1200 | 50 |  | Drainback |  |  |  | 0.9 | 1 |  | Z08 |  |  |  | 10001888 | 24 | 1 | [5 empty] | FALSE |  |  |  | Energx ASD |  | Energx ASD | Yorba Linda | FALSE | 7.14 |  | 2015-04-20 |  | 2015-04-23 | 2015-05-04 | 2016-02-26 | 2016-03-16 | 3135 | 22800 | Up-front Payment
PGE-004701 | Single Family Residential | Domestic Hot Water | Gas | Pacific Gas and Electric | Incentive:Paid | 3134 | 29.85 |  | 1 | 105 |  | 105 |  | 2015-04-24 16:21 | 2015-04-28 | MERCED COUNTY COMMUNITY ACTION BOARD | Retrofit | MADERA | Madera | 93637 | Owner/Tenant | 5 |  | 2010068A | Fafco, Inc. | 500 SERIES | 500-48SF-50G-50S | Indirect Forced Circulation (IF) | 48.78 |  | 2x8, 2x12 | Glycol | Unglazed Collectors | Solar Storage and Auxiliary Tanks are separate | 49.929 | 1 | 1 | 65 | Z13 | [18 empty] | MADERA COUNTY | FALSE | 50 |  | 2011-06-01: 2015-04-20; 2011-08-03: 2015-04-24; 2011-09-20: 2015-04-28 | 3431 | 5249.66 | Up-front Payment
PGE-004702 | Single Family Residential | Domestic Hot Water | Gas | Pacific Gas and Electric | Incentive:Paid | 3546 | 29.85 |  | 1 | 120 |  | 119 |  | 2015-04-30 16:51 | 2015-05-05 | MERCED COUNTY COMMUNITY ACTION BOARD | Retrofit | MADERA | Madera | 93638 | Owner/Tenant | 3 |  | 2010068D | Fafco, Inc. | 500 SERIES | 500-96SF-50G-50S | Indirect Forced Circulation (IF) | 97.56 |  | 2x8, 2x12 | Glycol | Unglazed Collectors | Solar Storage and Auxiliary Tanks are separate | 49.929 | 0.99 | 1 | 45 | Z13 | [18 empty] | CITY OF MADERA | FALSE | 42.32 |  | 2011-06-01: 2015-04-20; 2011-08-03: 2015-04-30; 2011-09-20: 2015-05-05 | 3431 | 5078.51 | Up-front Payment
PGE-004703 | Commercial/Multifamily Residential | Domestic Hot Water | Gas | Pacific Gas and Electric | Incentive:Paid | 2746 | 20.19 |  | 1 | 136 |  | 136 |  | 2015-04-22 16:17 | 2015-04-27 | SUNTREK INDUSTRIES INC | Retrofit | Dublin | Alameda | 94568 | Host Customer is System Owner |  |  | 2001005H | SunEarth, Inc. | SUNSIPHON | EPGX80-64-2G | Indirect Thermosyphon (IT) | 65.67 |  | EP-32 / EP-32-0.75 | Glycol |  | Solar Storage and Auxiliary Tanks are separate | 80 | 1 | 1 | 0 | Z12 | [11 empty] | FALSE | [6 empty] | City of Dublin | FALSE | 66.18 |  | 2015-04-20 |  | 2015-04-22 | 2015-04-27 | 2015-07-13 | 2015-07-23 | 3364 | 9000 | Up-front Payment
PGE-004704 | Commercial/Multifamily Residential | Domestic Hot Water | Gas | Pacific Gas and Electric | Incentive:Paid | 2746 | 20.19 |  | 1 | 136 |  | 136 |  | 2015-04-22 16:17 | 2015-04-27 | SUNTREK INDUSTRIES INC | Retrofit | Dublin | Alameda | 94568 | Host Customer is System Owner |  |  | 2001005H | SunEarth, Inc. | SUNSIPHON | EPGX80-64-2G | Indirect Thermosyphon (IT) | 65.67 |  | EP-32 / EP-32-0.75 | Glycol |  | Solar Storage and Auxiliary Tanks are separate | 80 | 1 | 1 | 0 | Z12 | [11 empty] | FALSE | [6 empty] | City of Dublin | FALSE | 66.18 |  | 2015-04-20 |  | 2015-04-22 | 2015-04-27 | 2015-07-13 | 2015-07-23 | 3364 | 9000 | Up-front Payment
PGE-004705 | Single Family Residential | Domestic Hot Water | Gas | Pacific Gas and Electric | Incentive:Paid | 3072 | 29.85 |  | 1 | 105 |  | 103 |  | 2015-04-23 16:26 | 2015-05-12 | MERCED COUNTY COMMUNITY ACTION BOARD | Retrofit | MADERA | Madera | 93638 | Owner/Tenant | 2 |  | 2010068A | Fafco, Inc. | 500 SERIES | 500-48SF-50G-50S | Indirect Forced Circulation (IF) | 48.78 |  | 2x8, 2x12 | Glycol | Unglazed Collectors | Solar Storage and Auxiliary Tanks are separate | 49.929 | 0.98 | 1 | 35 | Z13 | [18 empty] | CITY OF MADERA | FALSE | 46.98 |  | 2015-04-21 | 2015-04-24 |  |  | 2015-04-23 | 2015-05-12 | 3421 | 4933 | Up-front Payment
PGE-004706 | Low Income Single Family Residential | Domestic Hot Water | Gas | Pacific Gas and Electric | Incentive:Paid | 3054 | 36.9 |  | 1 | 107 |  | 83 |  | 2015-04-27 10:02 | 2015-04-28 | MERCED COUNTY COMMUNITY ACTION BOARD | Retrofit | MERCED | Merced | 95348 | Host Customer is System Owner | 4 |  | 2010068D | Fafco, Inc. | 500 SERIES | 500-96SF-50G-50S | Indirect Forced Circulation (IF) | 97.56 |  | 2x8, 2x12 | Glycol | Unglazed Collectors | Solar Storage and Auxiliary Tanks are separate | 49.929 | 0.91 | 0.85 | 55 | Z12 | [18 empty] | MERCED COUNTY | FALSE | 47.55 |  | 2011-06-01: 2015-04-21; 2011-08-03: 2015-04-27; 2011-09-20: 2015-04-28 | 3431 | 5088.3 | Up-front Payment
PGE-004707 | Low Income Single Family Residential | Domestic Hot Water | Gas | Pacific Gas and Electric | Incentive:Paid | 2654 | 36.9 |  | 1 | 93 |  | 72 |  | 2015-04-23 16:26 | 2015-05-07 | MERCED COUNTY COMMUNITY ACTION BOARD | Retrofit | MERCED | Merced | 95348 | Host Customer is System Owner | 2 |  | 2010068A | Fafco, Inc. | 500 SERIES | 500-48SF-50G-50S | Indirect Forced Circulation (IF) | 48.78 |  | 2x8, 2x12 | Glycol | Unglazed Collectors | Solar Storage and Auxiliary Tanks are separate | 49.929 | 0.91 | 0.85 | 35 | Z12 | [18 empty] | MERCED COUNTY | FALSE | 55.02 |  | 2015-04-21 | 2015-04-24 |  |  | 2015-04-23 | 2015-05-07 | 3431 | 5116.85 | Up-front Payment
PGE-004708 | Single Family Residential | Domestic Hot Water | Gas | Pacific Gas and Electric | Incentive:Paid | 2715 | 29.85 |  | 1 | 107 |  | 91 |  | 2015-04-24 10:27 | 2015-05-07 | MERCED COUNTY COMMUNITY ACTION BOARD | Retrofit | MERCED | Merced | 95340 | Host Customer is System Owner | 6 |  | 2010068D | Fafco, Inc. | 500 SERIES | 500-96SF-50G-50S | Indirect Forced Circulation (IF) | 97.56 |  | 2x8, 2x12 | Glycol | Unglazed Collectors | Solar Storage and Auxiliary Tanks are separate | 49.929 | 1 | 0.85 | 75 | Z12 | [18 empty] | MERCED CITY | FALSE | 49.99 |  | 2015-04-21 | 2015-04-27 |  |  | 2015-04-24 | 2015-05-07 | 3431 | 5348.95 | Up-front Payment
PGE-004709 | Low Income Single Family Residential | Domestic Hot Water | Gas | Pacific Gas and Electric | Incentive:Paid | 2859 | 36.9 |  | 1 | 93 |  | 77 |  | 2015-04-23 16:04 | 2015-05-07 | MERCED COUNTY COMMUNITY ACTION BOARD | Retrofit | WINTON | Merced | 95388 | Host Customer is System Owner | 1 |  | 2010068A | Fafco, Inc. | 500 SERIES | 500-48SF-50G-50S | Indirect Forced Circulation (IF) | 48.78 |  | 2x8, 2x12 | Glycol | Unglazed Collectors | Solar Storage and Auxiliary Tanks are separate | 49.929 | 0.98 | 0.85 | 20 | Z12 | [18 empty] | MERCED COUNTY | FALSE | 61.55 |  | 2015-04-21 | 2015-04-24 |  |  | 2015-04-23 | 2015-05-07 | 3431 | 5723.84 | Up-front Payment
PGE-004710 | Single Family Residential | Domestic Hot Water | Gas | Pacific Gas and Electric | Incentive:Paid | 3642 | 29.85 |  | 1 | 122 |  | 122 |  | 2015-07-24 10:26 | 2015-08-05 | SUN FIRE PLUMBING | Retrofit | SANTA ROSA | Sonoma | 95407 | Host Customer is System Owner | 4 |  | 30004074 | Solene | Solene | SLSG40DC-80HE-XG | Indirect Forced Circulation (IF) | 40.01 |  | SLSG-40 | Glycol | Advanced Controller with a Vacation or Holiday Mode | Solar Storage with Tankless Auxiliary Water Heater | 80 | 1 | 1 | 55 | Z02 | [18 empty] | Santa Rosa, Sonoma County, CA | FALSE | 73.76 |  | 2015-04-21 | 2015-08-05 |  |  | 2015-07-24 | 2015-08-05 | 3364 | 8999 | Up-front Payment
PGE-004711 | Single Family Residential | Domestic Hot Water | Gas | Pacific Gas and Electric | Incentive:Paid | 2582 | 29.85 |  | 1 | 93 |  | 86 |  | 2015-08-19 11:52 | 2015-10-05 | CENTRAL VALLEY OPPORTUNITY CENTER INCORPORATED | Retrofit | CERES | Stanislaus | 95307 | Owner/Tenant | 2 |  | 2010068A | Fafco, Inc. | 500 SERIES | 500-48SF-50G-50S | Indirect Forced Circulation (IF) | 48.78 |  | 2x8, 2x12 | Glycol | Advanced Controller with a Vacation or Holiday Mode | Solar Storage and Auxiliary Tanks are separate | 50 | 0.93 | 1 | 35 | Z12 | [18 empty] | City of Ceres | FALSE | 47.03 |  | 2015-04-22 | 2015-09-03 |  |  | 2015-08-19 | 2015-10-05 | 3301 | 4373.85 | Up-front Payment
PGE-004712 | Low Income Single Family Residential | Domestic Hot Water | Gas | Pacific Gas and Electric | Incentive:Paid | 4043 | 36.9 |  | 1 | 120 |  | 119 |  | 2015-04-28 15:21 | 2015-05-13 | FRESNO COUNTY ECONOMIC OPPORTUNITIES COMMISSION | Retrofit | Fresno | Fresno | 93703 | Host Customer is System Owner | 5 |  | 2010068D | Fafco, Inc. | 500 SERIES | 500-96SF-50G-50S | Indirect Forced Circulation (IF) | 97.56 |  | 2x8, 2x12 | Forced Circulation | Advanced Controller with a Thermal Cycling Function | Solar Storage and Auxiliary Tanks are separate | 50 | 0.99 | 1 | 65 | Z13 | [18 empty] | city of fresno | FALSE | 33.7 |  | 2015-04-24 | 2015-04-29 |  |  | 2015-04-28 | 2015-05-13 | 3421 | 4043.41 | Up-front Payment
PGE-004713 | Low Income Single Family Residential | Domestic Hot Water | Gas | Pacific Gas and Electric | Incentive:Paid | 3199 | 36.9 |  | 1 | 120 |  | 87 |  | 2015-06-04 14:53 | 2015-06-16 | FRESNO COUNTY ECONOMIC OPPORTUNITIES COMMISSION | Retrofit | FRESNO | Fresno | 93725 | Host Customer is System Owner | 3 |  | 2010068D | Fafco, Inc. | 500 SERIES | 500-96SF-50G-50S | Indirect Forced Circulation (IF) | 97.56 |  | 2x8, 2x12 | Forced Circulation | Advanced Controller with a Thermal Cycling Function | Solar Storage and Auxiliary Tanks are separate | 50 | 0.85 | 0.85 | 45 | Z13 | [18 empty] | city of fresno | FALSE | 32.91 |  | 2011-06-01: 2015-04-24; 2011-08-03: 2015-06-04; 2011-09-20: 2015-06-16 | 3414 | 3948.91 | Up-front Payment
PGE-004714 | Low Income Single Family Residential | Domestic Hot Water | Gas | Pacific Gas and Electric | Incentive:Paid | 3960 | 36.9 |  | 1 | 120 |  | 113 |  | 2015-05-07 09:23 | 2015-05-12 | FRESNO COUNTY ECONOMIC OPPORTUNITIES COMMISSION | Retrofit | FRESNO | Fresno | 93725 | Host Customer is System Owner | 3 |  | 2010068D | Fafco, Inc. | 500 SERIES | 500-96SF-50G-50S | Indirect Forced Circulation (IF) | 97.56 |  | 2x8, 2x12 | Forced Circulation | Advanced Controller with a Thermal Cycling Function | Solar Storage and Auxiliary Tanks are separate | 50 | 0.99 | 0.95 | 45 | Z13 | [18 empty] | city of fresno | FALSE | 33 |  | 2011-06-01: 2015-04-24; 2011-08-03: 2015-05-07; 2011-09-20: 2015-05-12 | 3421 | 3959.61 | Up-front Payment
PGE-004715 | Low Income Single Family Residential | Domestic Hot Water | Gas | Pacific Gas and Electric | Incentive:Paid | 3613 | 36.9 |  | 1 | 120 |  | 98 |  | 2015-04-28 16:27 | 2015-05-12 | FRESNO COUNTY ECONOMIC OPPORTUNITIES COMMISSION | Retrofit | Fresno | Fresno | 93705 | Host Customer is System Owner | 5 |  | 2010068D | Fafco, Inc. | 500 SERIES | 500-96SF-50G-50S | Indirect Forced Circulation (IF) | 97.56 |  | 2x8, 2x12 | Forced Circulation | Advanced Controller with a Thermal Cycling Function | Solar Storage and Auxiliary Tanks are separate | 50 | 0.96 | 0.85 | 65 | Z13 | [18 empty] | city of fresno | FALSE | 33.7 |  | 2015-04-24 | 2015-04-29 |  |  | 2015-04-28 | 2015-05-12 | 3421 | 4043.41 | Up-front Payment
SCG-004716 | Commercial Pools | Pool Heating | Gas | Southern California Gas Company | Incentive:Paid | 14686 | 5 |  | 1 | 3376 |  | 2937 |  | 2015-06-11 09:07 | 2015-06-12 | SUNTREK INDUSTRIES INC | Retrofit | San Juan Capistrano | Orange | 92675 | Host Customer is System Owner | [7 empty] | 1320.006 | 23.158 |  | Drainback |  |  |  | 0.87 | 1 |  | Z06 |  |  |  | 2007048A | 57 | 1 | [5 empty] | FALSE |  |  |  | SunEarth - SETR A503 TTR U + VFS 20-400 |  | SunEarth - SETR A503 TTR U + VFS 20-400 | City of San Juan Capistrano | FALSE | 10.11 |  | 2015-04-24 |  | 2015-06-11 | 2015-06-12 | 2015-08-01 | 2015-08-10 | 3357 | 34137 | Up-front Payment
SCG-004717 | Commercial Pools | Pool Heating | Gas | Southern California Gas Company | Incentive:Paid | 4316 | 5 |  | 1 | 937 |  | 937 |  | 2015-04-28 11:24 | 2015-05-05 | SUNTREK INDUSTRIES INC | Retrofit | Rancho Palos Verdes | Orange | 90275 | Host Customer is System Owner | [7 empty] | 377 | 29 |  | Drainback |  |  |  | 1 | 1 |  | Z06 |  |  |  | 2007048A | 13 | 1 | [5 empty] | FALSE | [6 empty] | City of Rancho Palos Verdes | FALSE | 9.21 |  | 2015-04-24 |  | 2015-04-28 | 2015-05-05 | 2015-06-29 | 2015-07-22 | 3354 | 8632 | Up-front Payment
SCG-004719 | Commercial Pools | Pool Heating | Gas | Southern California Gas Company | Incentive:Paid | 7754 | 5 |  | 1 | 1908 |  | 1908 |  | 2015-05-20 13:30 | 2015-05-21 | SUNUP SOLAR SYSTEMS INC | Retrofit | Palm Springs | Palm Springs | 92264 | Host Customer is System Owner | [7 empty] | 597.17 | 31.43 |  | Drainback |  |  |  | 1 | 1 |  | Z15 |  |  |  | SU408 | 19 | 2 | [5 empty] | FALSE |  |  |  | SunEarth - SETR A503 TTR U + VFS 20-400 |  | SunEarth - SETR A503 TTR U + VFS 20-400 | City of Palm Springs | FALSE | 8.13 |  | 2015-04-28 |  | 2015-05-20 | 2015-05-21 | 2015-12-31 | 2016-01-21 | 3194 | 15508 | Up-front Payment
SDG-004721 | Commercial/Multifamily Residential | Domestic Hot Water | Gas | San Diego Gas and Electric | Incentive:Paid | 21583 | 20.19 |  | 1 | 1069 |  | 1069 |  | 2015-11-05 12:28 | 2015-12-03 | ARNOLD SOLAR INC | New Construction | Escondido | San Diego | 92026 | Host Customer is System Owner | [7 empty] | 338.52 | 56.42 |  | Drainback | Other | Solar Storage and Auxiliary Tanks are separate |  | 1 | 1 | 720 | Z10 | 40 | Beds | Retirement/Nursing Homes | 2009042B | 6 | 3 | 800 | 1 | 200 | 2 | 400000 | TRUE | 140 | 140 |  |  |  |  | Office of Statewide Healthplanning and Development | FALSE | 35.73 |  | 2015-04-30 | 2015-11-13 | 2015-11-05 | 2015-12-03 | 2016-06-07 | 2016-06-29 | 3015 | 38200 | Up-front Payment
SCG-004722 | Commercial Pools | Pool Heating | Gas | Southern California Gas Company | Incentive:Paid | 9350 | 5 |  | 1 | 2077 |  | 2077 |  | 2015-05-21 11:16 | 2015-05-22 | SUNTREK INDUSTRIES INC | Retrofit | Yorba Linda | Orange | 92886 | Host Customer is System Owner | [7 empty] | 749.93 | 39.47 |  | Drainback |  |  |  | 1 | 1 |  | Z08 |  |  |  | 2007048A | 19 | 1 | [5 empty] | FALSE |  |  |  | SunEarth - SETR A503 TTR U + VFS 20-400 |  | SunEarth - SETR A503 TTR U + VFS 20-400 | City of Yorba Linda | FALSE | 9 |  | 2015-04-30 |  | 2015-05-21 | 2015-05-22 | 2015-08-05 | 2015-08-10 | 3348 | 18700 | Up-front Payment
PGE-004723 | Low Income Single Family Residential | Domestic Hot Water | Gas | Pacific Gas and Electric | Incentive:Paid | 3948 | 36.9 |  | 1 | 107 |  | 107 |  | 2015-05-04 15:45 | 2015-05-07 | MERCED COUNTY COMMUNITY ACTION BOARD | Retrofit | MERCED | Merced | 95348 | Host Customer is System Owner | 5 |  | 2010068D | Fafco, Inc. | 500 SERIES | 500-96SF-50G-50S | Indirect Forced Circulation (IF) | 97.56 |  | 2x8, 2x12 | Glycol | Unglazed Collectors | Solar Storage and Auxiliary Tanks are separate | 49.929 | 1 | 1 | 65 | Z12 | [18 empty] | MERCED COUNTY | FALSE | 54.19 |  | 2011-06-01: 2015-04-30; 2011-08-03: 2015-05-04; 2011-09-20: 2015-05-07 | 3431 | 5797.82 | Up-front Payment
PGE-004724 | Low Income Single Family Residential | Domestic Hot Water | Gas | Pacific Gas and Electric | Incentive:Paid | 3432 | 36.9 |  | 1 | 93 |  | 93 |  | 2015-05-01 16:15 | 2015-05-06 | MERCED COUNTY COMMUNITY ACTION BOARD | Retrofit | PLANADA | Merced | 95365 | Host Customer is System Owner | 8 |  | 2010068A | Fafco, Inc. | 500 SERIES | 500-48SF-50G-50S | Indirect Forced Circulation (IF) | 48.78 |  | 2x8, 2x12 | Glycol | Unglazed Collectors | Solar Storage and Auxiliary Tanks are separate | 49.929 | 1 | 1 | 95 | Z12 | [18 empty] | MERCED COUNTY | FALSE | 52.39 |  | 2011-06-01: 2015-04-30; 2011-08-03: 2015-05-01; 2011-09-20: 2015-05-06 | 3431 | 4872 | Up-front Payment
PGE-004728 | Single Family Residential | Domestic Hot Water | Gas | Pacific Gas and Electric | Incentive:Paid | 3134 | 29.85 |  | 1 | 105 |  | 105 |  | 2015-05-06 16:23 | 2015-05-27 | MERCED COUNTY COMMUNITY ACTION BOARD | Retrofit | MADERA | Madera | 93638 | Host Customer is System Owner | 6 |  | 2010068A | Fafco, Inc. | 500 SERIES | 500-48SF-50G-50S | Indirect Forced Circulation (IF) | 48.78 |  | 2x8, 2x12 | Glycol | Unglazed Collectors | Solar Storage and Auxiliary Tanks are separate | 49.929 | 1 | 1 | 75 | Z13 | [18 empty] | MADERA CITY | FALSE | 41.67 |  | 2015-04-30 | 2015-05-07 |  |  | 2015-05-06 | 2015-05-27 | 3421 | 4375.58 | Up-front Payment
PGE-004729 | Single Family Residential | Domestic Hot Water | Gas | Pacific Gas and Electric | Incentive:Paid | 2664 | 29.85 |  | 1 | 105 |  | 89 |  | 2015-05-28 16:16 | 2015-05-29 | MERCED COUNTY COMMUNITY ACTION BOARD | Retrofit | MADERA | Madera | 93638 | Owner/Tenant | 3 |  | 2010068A | Fafco, Inc. | 500 SERIES | 500-48SF-50G-50S | Indirect Forced Circulation (IF) | 48.78 |  | 2x8, 2x12 | Glycol | Unglazed Collectors | Solar Storage and Auxiliary Tanks are separate | 49.929 | 1 | 0.85 | 45 | Z13 | [18 empty] | MADERA CITY | FALSE | 40.06 |  | 2011-06-01: 2015-04-30; 2011-08-03: 2015-05-28; 2011-09-20: 2015-05-29 | 3421 | 4205.93 | Up-front Payment
PGE-004730 | Low Income Single Family Residential | Domestic Hot Water | Gas | Pacific Gas and Electric | Incentive:Paid | 2917 | 36.9 |  | 1 | 93 |  | 79 |  | 2015-05-05 09:16 | 2015-05-06 | MERCED COUNTY COMMUNITY ACTION BOARD | Retrofit | PLANADA | Merced | 95365 | Host Customer is System Owner | 5 |  | 2010068A | Fafco, Inc. | 500 SERIES | 500-48SF-50G-50S | Indirect Forced Circulation (IF) | 48.78 |  | 2x8, 2x12 | Glycol | Unglazed Collectors | Solar Storage and Auxiliary Tanks are separate | 49.929 | 1 | 0.85 | 65 | Z12 | [18 empty] | MERCED COUNTY | FALSE | 53.88 |  | 2011-06-01: 2015-05-01; 2011-08-03: 2015-05-05; 2011-09-20: 2015-05-06 | 3431 | 5010.99 | Up-front Payment
SDG-004731 | Commercial Pools | Pool Heating | Gas | San Diego Gas and Electric | Incentive:Paid | 7849 | 5 |  | 1 | 2334 |  | 1564 |  | 2015-05-26 11:56 | 2015-07-24 | REVCO SOLAR ENGINEERING INC | Retrofit | San Diego | San Diego | 92120 | Host Customer is System Owner | [7 empty] | 814.32 | 31.32 |  | Drainback |  |  |  | 0.67 | 1 |  | Z07 |  |  |  | 2007051A | 26 | 1 | [5 empty] | FALSE |  |  |  | SunEarth - SETR A503 TTR U + VFS 20-400 |  | SunEarth - SETR A503 TTR U + VFS 20-400 | San diego, CA | FALSE | 8.88 |  | 2015-05-01 | 2015-05-29 | 2015-05-26 | 2015-07-24 | 2016-04-01 | 2016-06-29 | 3015 | 20715 | Up-front Payment
PGE-004732 | Low Income Single Family Residential | Domestic Hot Water | Gas | Pacific Gas and Electric | Incentive:Paid | 3432 | 36.9 |  | 1 | 93 |  | 93 |  | 2015-05-05 16:11 | 2015-05-07 | MERCED COUNTY COMMUNITY ACTION BOARD | Retrofit | ATWATER | Merced | 95301 | Host Customer is System Owner | 5 |  | 2010068A | Fafco, Inc. | 500 SERIES | 500-48SF-50G-50S | Indirect Forced Circulation (IF) | 48.78 |  | 2x8, 2x12 | Glycol | Unglazed Collectors | Solar Storage and Auxiliary Tanks are separate | 49.929 | 1 | 1 | 65 | Z12 | [18 empty] | ATWATER CITY | FALSE | 59.91 |  | 2011-06-01: 2015-05-01; 2011-08-03: 2015-05-05; 2011-09-20: 2015-05-07 | 3431 | 5571.81 | Up-front Payment
PGE-004733 | Single Family Residential | Domestic Hot Water | Gas | Pacific Gas and Electric | Incentive:Paid | 2776 | 29.85 |  | 1 | 93 |  | 93 |  | 2015-05-05 10:39 | 2015-05-06 | MERCED COUNTY COMMUNITY ACTION BOARD | Retrofit | WINTON | Merced | 95388 | Owner/Tenant | 4 |  | 2010068A | Fafco, Inc. | 500 SERIES | 500-48SF-50G-50S | Indirect Forced Circulation (IF) | 48.78 |  | 2x8, 2x12 | Glycol | Unglazed Collectors | Solar Storage and Auxiliary Tanks are separate | 49.929 | 1 | 1 | 55 | Z12 | [18 empty] | MERCED COUNTY | FALSE | 51.8 |  | 2011-06-01: 2015-05-01; 2011-08-03: 2015-05-05; 2011-09-20: 2015-05-06 | 3431 | 4817.43 | Up-front Payment
SCG-004736 | Commercial Pools | Pool Heating | Gas | Southern California Gas Company | Incentive:Paid | 5800 | 5 |  | 1 | 1923 |  | 1923 |  | 2015-05-13 06:28 | 2015-05-18 | ENERGY SERVICES | New Construction | palm desert | Riverside | 92260 | Host Customer is System Owner | [7 empty] | 536.004 | 38.286 |  | Drainback |  |  |  | 1 | 1 |  | Z15 |  |  |  | 10204-10 | 14 | 1 | [5 empty] | FALSE |  |  |  | SunEarth - SETR0603mcU + VFS 20-400 |  | SunEarth - SETR0603mcU + VFS 20-400 | palm desert | FALSE | 6.03 |  | 2015-05-11 |  | 2015-05-13 | 2015-05-18 | 2015-08-17 | 2015-10-22 | 3288 | 11600 | Up-front Payment
SCG-004737 | Commercial Pools | Pool Heating | Gas | Southern California Gas Company | Incentive:Paid | 15057 | 5 |  | 1 | 3391 |  | 3323 |  | 2015-06-12 09:12 | 2015-06-16 | REVCO SOLAR ENGINEERING INC | Retrofit | Irvine | Orange | 92618 | Host Customer is System Owner | [7 empty] | 1488 | 46.5 |  | Drainback |  |  |  | 0.98 | 1 |  | Z08 |  |  |  | 10001773 | 32 | 1 | [5 empty] | FALSE |  |  |  | SunEarth - SETR A503 TTR U + VFS 20-400 |  | SunEarth - SETR A503 TTR U + VFS 20-400 | City of Irvine | FALSE | 8.88 |  | 2015-05-06 |  | 2015-06-12 | 2015-06-16 | 2015-11-17 | 2015-12-02 | 3232 | 30114 | Up-front Payment
PGE-004740 | Low Income Multifamily Residential | Domestic Hot Water | Gas | Pacific Gas and Electric | Incentive:Canceled | 13341 | 24.89 |  | 1 | 536 |  | 536 |  | 2015-07-27 16:29 | 2015-07-28 | SUN LIGHT & POWER | New Construction | Sn Luis Obispo | San Luis Obispo | 93401 | Host Customer is System Owner | [7 empty] | 160.68 | 40.17 |  | Glycol | Pressure Stagnation Protection (PSP) | Solar and Auxiliary Storage are the same Tank |  | 1 | 1 | 960 | Z03 | 24 | Units | Apartments/Condos | 2010115A | 4 | 1 | 238 | 2 | 119 | 1 | 260000 | TRUE | 120 | 120 |  |  |  |  | City of San Luis Obispo | FALSE | 81.15 |  | 2015-07-24 | 2016-08-08 | 2015-07-27 | 2015-07-28 | 2016-08-04 |  | 2983 | 43499 | Up-front Payment
PGE-004741 | Low Income Multifamily Residential | Domestic Hot Water | Gas | Pacific Gas and Electric | Incentive:Canceled | 6123 | 24.89 |  | 1 | 246 |  | 246 |  | 2015-07-27 16:30 | 2015-07-28 | SUN LIGHT & POWER | New Construction | San Luis Obispo | San Luis Obispo | 93401 | Host Customer is System Owner | [7 empty] | 80.34 | 40.17 |  | Glycol | Pressure Stagnation Protection (PSP) | Solar and Auxiliary Storage are the same Tank |  | 1 | 1 | 420 | Z03 | 10 | Units | Apartments/Condos | 2010115A | 2 | 1 | 119 | 1 | 0 | 0 | 130000 | TRUE | 120 | 120 |  |  |  |  | City of San Luis Obispo | FALSE | 176.82 |  | 2015-07-24 | 2016-08-08 | 2015-07-27 | 2015-07-28 | 2016-08-04 |  | 2983 | 43498 | Up-front Payment
PGE-004742 | Low Income Multifamily Residential | Domestic Hot Water | Gas | Pacific Gas and Electric | Incentive:Canceled | 6944 | 24.89 |  | 1 | 279 |  | 279 |  | 2015-07-27 16:31 | 2015-07-28 | SUN LIGHT & POWER | New Construction | San Luis Obispo | San Luis Obispo | 93401 | Host Customer is System Owner | [7 empty] | 80.34 | 40.17 |  | Glycol | Pressure Stagnation Protection (PSP) | Solar and Auxiliary Storage are the same Tank |  | 1 | 1 | 378 | Z05 | 9 | Units | Apartments/Condos | 2010115A | 2 | 1 | 119 | 1 | 0 | 0 | 130000 | TRUE | 120 | 120 |  |  |  |  | City of San Luis Obispo | FALSE | 155.91 |  | 2015-07-24 | 2016-08-08 | 2015-07-27 | 2015-07-28 | 2016-08-04 |  | 2983 | 43499 | Up-front Payment
PGE-004743 | Commercial/Multifamily Residential | Domestic Hot Water | Gas | Pacific Gas and Electric | Incentive:Paid | 36100 | 20.19 |  | 1 | 1788 |  | 1788 |  | 2015-06-17 09:03 | 2015-07-07 | SUN LIGHT & POWER | New Construction | BERKELEY | Alameda | 94704 | Host Customer is System Owner | [7 empty] | 482.04 | 40.17 |  | Glycol | Pressure Stagnation Protection (PSP) | Solar Storage and Auxiliary Tanks are separate |  | 1 | 1 | 1760 | Z03 | 44 | Units | Apartments/Condos | 2010115A | 12 | 2 | 752 | 1 | 240 | 2 | 600000 | TRUE | 120 | 130 |  | Heliodyne - Delta-T Pro Ethernet |  | Heliodyne - Delta-T Pro Ethernet | City of Berkeley | FALSE | 63.72 |  | 2015-06-16 | 2015-06-17 | 2015-06-17 | 2015-07-07 | 2016-12-05 | 2016-12-06 | 2864 | 113936 | Up-front Payment
PGE-004744 | Commercial/Multifamily Residential | Domestic Hot Water | Gas | Pacific Gas and Electric | Incentive:Paid | 83728 | 20.19 |  | 1 | 4147 |  | 4147 |  | 2016-08-08 08:46 | 2016-09-06 | SUN LIGHT & POWER | Retrofit | SACRAMENTO | Sacramento | 95815 | Host Customer is System Owner | [7 empty] | 1205.1 | 40.17 |  | Glycol | Pressure Stagnation Protection (PSP) | Solar Storage and Auxiliary Tanks are separate |  | 1 | 1 | 4500 | Z12 |  |  | Other | 2010115A | 30 | 2 | 880 | 1 | 233 | 1 | 2000000 | TRUE | 140 | 140 |  | Heliodyne - Delta-T Pro Ethernet |  | Heliodyne - Delta-T Pro Ethernet | City of Sacramento | FALSE | 39.39 |  | 2016-08-02 | 2016-08-09 | 2016-08-08 | 2016-09-06 | 2017-01-09 | 2017-01-10 | 2837 | 163356 | Up-front Payment
PGE-004746 | Commercial/Multifamily Residential | Domestic Hot Water | Gas | Pacific Gas and Electric | Incentive:Paid | 60873 | 20.19 |  | 1 | 3015 |  | 3015 |  | 2016-08-08 08:54 | 2016-09-06 | SUN LIGHT & POWER | Retrofit | CORTE MADERA | Marin | 94925 | Host Customer is System Owner | [7 empty] | 883.74 | 40.17 |  | Glycol | Pressure Stagnation Protection (PSP) | Solar Storage and Auxiliary Tanks are separate |  | 1 | 1 | 3600 | Z03 | 1500 | Full meals served | Meal Service Restaurant | 2010115A | 22 | 2 | 660 | 1 | 233 | 1 | 2000000 | TRUE | 140 | 130 |  | Heliodyne - Delta-T Pro Ethernet |  | Heliodyne - Delta-T Pro Ethernet | The Town of Corte Madera | FALSE | 40.82 |  | 2016-08-02 | 2016-08-26 | 2016-08-08 | 2016-09-06 | 2017-01-09 | 2017-01-10 | 2837 | 123080 | Up-front Payment
SCG-004747 | Commercial Pools | Pool Heating | Gas | Southern California Gas Company | Incentive:Paid | 11985 | 5 |  | 1 | 2446 |  | 2397 |  | 2015-06-12 09:15 | 2015-06-16 | REVCO SOLAR ENGINEERING INC | Retrofit | Irvine | Orange | 92618 | Host Customer is System Owner | [7 empty] | 1120 | 44.8 |  | Drainback |  |  |  | 0.98 | 1 |  | Z08 |  |  |  | 10001773 | 25 | 1 | [5 empty] | FALSE |  |  |  | SunEarth - SETR A503 TTR U + VFS 20-400 |  | SunEarth - SETR A503 TTR U + VFS 20-400 | City of Irvine | FALSE | 10.23 |  | 2015-05-07 |  | 2015-06-12 | 2015-06-16 | 2016-03-25 | 2016-04-27 | 3078 | 25019 | Up-front Payment
PGE-004748 | Low Income Multifamily Residential | Domestic Hot Water | Gas | Pacific Gas and Electric | Incentive:Paid | 113523 | 24.89 |  | 1 | 4561 |  | 4561 |  | 2015-09-04 09:19 | 2015-09-11 | ADROIT ENERGY INC | Retrofit | SAN JOSE | Santa Clara | 95118 | Power Purchase Agreements | [7 empty] | 1360 | 40 |  | Glycol | Steam Back | Solar Storage and Auxiliary Tanks are separate |  | 1 | 1 | 4662 | Z04 | 126 | Units | Apartments/Condos | 2009058C | 34 | 1 | 1780 | 1 | 390 | 1 | 1040000 | TRUE | 130 | 130 |  | ISTEC Corporation - 5202S |  | ISTEC Corporation - 5202S | City of San Jose | FALSE | 25.84 |  | 2015-05-07 | 2016-01-05 | 2015-09-04 | 2015-09-11 | 2015-12-21 | 2016-01-14 | 3189 | 117846.56 | Up-front Payment
PGE-004749 | Single Family Residential | Domestic Hot Water | Gas | Pacific Gas and Electric | Incentive:Paid | 3037 | 29.85 |  | 1 | 119 |  | 102 |  | 2015-07-10 13:51 | 2015-07-10 | AZTEC SOLAR INC | Retrofit | SACRAMENTO | Sacramento | 95864 | Host Customer is System Owner | 2 |  | 30003808 | Solahart Industries | Solahart | ASG 302J & ASG 302J FREE HEAT | Indirect Thermosyphon (IT) | 43.12 |  | J | Glycol | Advanced Controller with a Vacation or Holiday Mode | Solar Storage and Auxiliary Tanks are separate | 80 | 0.9 | 0.95 | 35 | Z12 | [18 empty] | Sacramento County | FALSE | 65.09 |  | 2011-06-01: 2015-05-07; 2011-08-03: 2015-07-10; 2011-09-20: 2015-07-10 | 3375 | 7745.23 | Up-front Payment
SCG-004751 | Commercial Pools | Pool Heating | Gas | Southern California Gas Company | Incentive:Paid | 26095 | 5 |  | 1 | 5219 |  | 5219 |  | 2015-05-13 08:06 | 2015-06-11 | ADVANCED CONSERVATION SYSTEMS INC | Retrofit | Bakersfield | Kern | 93309 | Host Customer is System Owner | [7 empty] | 1679.92 | 36.52 |  | Drainback |  |  |  | 1 | 1 |  | Z13 |  |  |  | 10001781 | 46 | 2 | [5 empty] | FALSE |  |  |  | Energx ASD Btu |  | Energx ASD Btu | City of Bakersfield | FALSE | 12.18 |  | 2015-05-08 |  | 2015-05-13 | 2015-06-11 | 2016-03-16 | 2016-03-23 | 3137 | 63546 | Up-front Payment
SCG-004754 | Commercial Pools | Pool Heating | Gas | Southern California Gas Company | Incentive:Paid | 4705 | 5 |  | 1 | 941 |  | 941 |  | 2015-06-03 10:35 | 2015-06-04 | SUNTREK INDUSTRIES INC | Retrofit | Lomita | Los Angeles | 90717 | Host Customer is System Owner | [7 empty] | 432 | 24 |  | Drainback |  |  |  | 1 | 1 |  | Z06 |  |  |  | 2007048A | 18 | 1 | [5 empty] | FALSE | [6 empty] | County of Los Angeles | FALSE | 11 |  | 2015-05-08 |  | 2015-06-03 | 2015-06-04 | 2015-08-03 | 2015-08-24 | 3329 | 10348 | Up-front Payment
SCG-004755 | Commercial Pools | Pool Heating | Gas | Southern California Gas Company | Incentive:Paid | 1499 | 5 |  | 1 | 306 |  | 300 |  | 2015-05-12 22:45 | 2015-05-13 | TODD SOLAR ENGINEERING | Retrofit | Los Angeles | Los Angeles | 90026 | Host Customer is System Owner | [7 empty] | 336 | 48 |  | Drainback |  |  |  | 0.98 | 1 |  | Z06 |  |  |  | 16204-12 | 7 | 7 | [5 empty] | FALSE | [6 empty] | LADBS | FALSE | 19.44 |  | 2015-05-08 |  | 2015-05-12 | 2015-05-13 | 2015-07-01 | 2015-07-29 | 3356 | 5950 | Up-front Payment
PGE-004756 | Low Income Multifamily Residential | Domestic Hot Water | Gas | Pacific Gas and Electric | Incentive:Paid | 142296 | 24.89 |  | 1 | 5717 |  | 5717 |  | 2015-08-26 12:44 | 2015-09-28 | SUN LIGHT & POWER | New Construction | SAN LEANDRO | Alameda | 94577 | Host Customer is System Owner | [7 empty] | 1847.82 | 40.17 |  | Glycol | Pressure Stagnation Protection (PSP) | Solar Storage and Auxiliary Tanks are separate |  | 1 | 1 | 4255 | Z03 | 115 | Units | Apartments/Condos | 2010115A | 46 | 2 | 2750 | 1 | 354 | 3 | 1199970 | TRUE | 130 | 120 |  | Heliodyne - Delta-T Pro Ethernet |  | Heliodyne - Delta-T Pro Ethernet | City of San Leandro | FALSE | 47.51 |  | 2015-06-05 |  | 2015-08-26 | 2015-09-28 | 2017-03-15 | 2017-03-16 | 2752 | 271605 | Up-front Payment
SCG-004757 | Single Family Residential | Domestic Hot Water | Gas | Southern California Gas Company | Incentive:Paid | 3552 | 29.85 |  | 1 | 119 |  | 119 |  | 2015-05-26 11:18 | 2015-07-29 | PACIFIC ASIAN CONSORTIUM IN EMPLOYMENT | Retrofit | Los Angeles | Los Angeles | 90043 | Host Customer is System Owner | 1 |  | 2010068D | Fafco, Inc. | 500 SERIES | 500-96SF-50G-50S | Indirect Forced Circulation (IF) | 97.56 |  | 2x8, 2x12 | Glycol | Unglazed Collectors | Solar Storage and Auxiliary Tanks are separate | 50 | 1 | 1 | 20 | Z08 | [18 empty] | Los Angeles County | FALSE | 77.81 |  | 2011-06-01: 2015-05-11; 2011-08-03: 2015-05-26; 2011-09-20: 2015-07-29 | 3357 | 9259.42 | Up-front Payment
SCG-004758 | Single Family Residential | Domestic Hot Water | Gas | Southern California Gas Company | Incentive:Canceled |  | 25.37 |  | 2 | 122 |  | 122 |  |  |  | PACIFIC ASIAN CONSORTIUM IN EMPLOYMENT | Retrofit | Los Angeles | Los Angeles | 90017 | Host Customer is System Owner | 1 |  | 2010068D | Fafco, Inc. | 500 SERIES | 500-96SF-50G-50S | Indirect Forced Circulation (IF) | 97.56 |  | 2x8, 2x12 | Glycol | Unglazed Collectors | Solar Storage and Auxiliary Tanks are separate | 50 | 1 | 1 | 20 | Z09 | [18 empty] | Los Angeles County | FALSE | 75.9 |  | 2011-06-01: 2015-05-11 | 3456 | 9259.42 | Up-front Payment
PGE-004759 | Commercial/Multifamily Residential | Domestic Hot Water | Gas | Pacific Gas and Electric | Incentive:Paid | 11012 | 20.19 |  | 1 | 606 |  | 545 |  | 2015-06-24 07:33 | 2015-06-25 | OXYPOWER INC | Retrofit | BERKELEY | Alameda | 94704 | Host Customer is System Owner | [7 empty] | 252.72 | 42.12 |  | Glycol | Pressure Stagnation Protection (PSP) | Solar Storage and Auxiliary Tanks are separate |  | 0.9 | 1 | 330 | Z03 | 22 | Units | Hotels/Motels | 10001912 | 6 | 1 | 357 | 3 | 240 | 2 | 758000 | TRUE | 130 | 130 |  |  |  |  | Berkeley, CA | FALSE | 68.4 |  | 2015-05-13 |  | 2015-06-24 | 2015-06-25 | 2016-03-17 | 2016-03-18 | 3133 | 41450 | Up-front Payment
SCG-004764 | Commercial/Multifamily Residential | Domestic Hot Water | Gas | Southern California Gas Company | Incentive:Paid | 131650 | 25 |  | 1 SCG | 5266 |  | 5266 |  | 2015-07-21 17:10 | 2015-09-01 | CALIFORNIA SOLAR THERMAL INC | New Construction | Baldwin Park | Los Angeles | 91706 | Host Customer is System Owner | [7 empty] | 1474.2 | 40.95 |  | Glycol | Steam Back | Solar Storage and Auxiliary Tanks are separate |  | 1 | 1 | 2660 | Z09 | 70 | Units | Apartments/Condos | TRB-40 | 36 | 1 | 2150 | 1 | 357 | 3 | 1499700 | TRUE | 120 | 140 |  | SunEarth - SETR A503 TTR U + VFS 20-400 |  | SunEarth - SETR A503 TTR U + VFS 20-400 | City of Baldwin Park | FALSE | 33.88 |  | 2015-07-17 |  | 2015-07-21 | 2015-09-01 | 2016-10-19 | 2016-10-20 | 2896 | 178435 | Up-front Payment
PGE-004766 | Single Family Residential | Domestic Hot Water | Gas | Pacific Gas and Electric | Incentive:Paid | 3119 | 29.85 |  | 1 | 110 |  | 104 |  | 2015-06-22 12:37 | 2015-07-09 | CLARKE & RUSH MECHANICAL INC | Retrofit | DAVIS | Yolo | 95618 | Host Customer is System Owner | 2 |  | 2012012D | GREENoneTEC Solarindustrie GmbH | SOLPAL (formerly Solcrafte) | SOLPAL L-GT | Direct Integral Collector Storage (DI) | 26.11 |  | Solpal L |  |  | Solar Storage with Tankless Auxiliary Water Heater | 52 | 0.95 | 1 | 35 | Z12 | [18 empty] | City of Davis | FALSE | 61.36 |  | 2015-05-15 | 2015-07-09 |  |  | 2015-06-22 | 2015-07-09 | 3364 | 6750 | Up-front Payment
SCG-004773 | Low Income Single Family Residential | Domestic Hot Water | Gas | Southern California Gas Company | Incentive:Paid | 3529 | 36.9 |  | 1 | 122 |  | 114 |  | 2015-06-08 10:08 | 2015-07-29 | LONG BEACH COMMUNITY ACTION PARTNERSHIP | Retrofit | West Covina | Los Angeles | 91790 | Host Customer is System Owner | 4 |  | 2010068D | Fafco, Inc. | 500 SERIES | 500-96SF-50G-50S | Indirect Forced Circulation (IF) | 97.56 |  | 2x8, 2x12 | Glycol | Unglazed Collectors | Solar Storage and Auxiliary Tanks are separate | 49.92 | 0.98 | 0.95 | 55 | Z09 | [18 empty] | City of West Covina | FALSE | 42.41 |  | 2011-06-01: 2015-05-20; 2011-08-03: 2015-06-08; 2011-09-20: 2015-07-29 | 3340 | 5173.81 | Up-front Payment
SDG-004774 | Single Family Residential | Domestic Hot Water | Gas | San Diego Gas and Electric | Incentive:Paid | 2766 | 29.85 |  | 1 | 109 |  | 93 |  | 2015-06-01 10:33 | 2015-07-21 | CALIFORNIA SOLAR THERMAL INC | Retrofit | San Diego | San Diego | 92127 | Host Customer is System Owner | 4 |  | 2012012D | GREENoneTEC Solarindustrie GmbH | SOLPAL (formerly Solcrafte) | SOLPAL L-GT | Direct Integral Collector Storage (DI) | 26.11 |  | Solpal L |  |  | Solar Storage with Tankless Auxiliary Water Heater | 52 | 1 | 0.85 | 55 | Z10 | [18 empty] | City of San Diego | FALSE | 77.98 |  | 2011-06-01: 2015-05-20; 2011-08-03: 2015-06-01; 2011-09-20: 2015-07-21 | 3369 | 8500 | Up-front Payment
SCG-004775 | Commercial Pools | Pool Heating | Gas | Southern California Gas Company | Incentive:Paid | 3141 | 5 |  | 1 | 698 |  | 628 |  | 2015-07-01 14:49 | 2015-07-02 | CLEANTECH ENERGY SOLUTIONS INC | Retrofit | Hemet | Riverside | 92545 | Host Customer is System Owner | [7 empty] | 410 | 41 |  | Manual Drainback |  |  |  | 0.9 | 1 |  | Z10 |  |  |  | 10001888 | 10 | 1 | [5 empty] | FALSE | [6 empty] | City of Hemet, CA | FALSE | 19.89 |  | 2015-05-21 |  | 2015-07-01 | 2015-07-02 | 2015-09-04 | 2015-09-14 | 3322 | 13885 | Up-front Payment
SCG-004777 | Commercial Pools | Pool Heating | Gas | Southern California Gas Company | Incentive:Paid | 3123 | 5 |  | 1 | 694 |  | 625 |  | 2015-07-01 14:49 | 2015-07-02 | CLEANTECH ENERGY SOLUTIONS INC | Retrofit | Hemet | Riverside | 92545 | Host Customer is System Owner | [7 empty] | 406.8 | 40.68 |  | Manual Drainback |  |  |  | 0.9 | 1 |  | Z10 |  |  |  | 10001888 | 10 | 1 | [5 empty] | FALSE | [6 empty] | City of Hemet | FALSE | 20.01 |  | 2015-05-21 |  | 2015-07-01 | 2015-07-02 | 2015-09-04 | 2015-09-14 | 3322 | 13885 | Up-front Payment
PGE-004778 | Low Income Single Family Residential | Domestic Hot Water | Gas | Pacific Gas and Electric | Incentive:Paid | 3861 | 36.9 |  | 1 | 120 |  | 112 |  | 2015-05-29 16:13 | 2015-06-02 | FRESNO COUNTY ECONOMIC OPPORTUNITIES COMMISSION | Retrofit | FRESNO | Fresno | 93706 | Host Customer is System Owner | 5 |  | 2010068D | Fafco, Inc. | 500 SERIES | 500-96SF-50G-50S | Indirect Forced Circulation (IF) | 97.56 |  | 2x8, 2x12 | Forced Circulation | Advanced Controller with a Thermal Cycling Function | Solar Storage and Auxiliary Tanks are separate | 50 | 0.98 | 0.95 | 65 | Z13 | [18 empty] | CITY OF FRESNO | FALSE | 32.18 |  | 2011-06-01: 2015-05-26; 2011-08-03: 2015-05-29; 2011-09-20: 2015-06-02 | 3421 | 3861.35 | Up-front Payment
SCG-004779 | Commercial/Multifamily Residential | Domestic Hot Water | Gas | Southern California Gas Company | Incentive:Canceled | 9923 | 25 |  | 1 SCG | 441 |  | 397 |  | 2015-06-01 15:42 | 2015-06-03 | REGREEN INC | Retrofit | Los Angeles | Los Angeles | 90018 | Host Customer is System Owner | [7 empty] | 120.51 | 40.17 |  | Glycol | Advanced Controller with a Vacation or Holiday Mode | Solar Storage and Auxiliary Tanks are separate |  | 0.9 | 1 | 336 | Z09 | 8 | Units | Apartments/Condos | 2010115A | 3 | 1 | 130 | 1 | 100 | 1 | 199000 | TRUE | 120 | 120 | [5 empty] | FALSE | 104.63 |  | 2011-06-01: 2015-05-26; 2011-06-23: 2015-06-01; 2011-07-01: 2015-06-03 | 3433 | 46144 | Up-front Payment
PGE-004780 | Low Income Single Family Residential | Domestic Hot Water | Gas | Pacific Gas and Electric | Incentive:Canceled | 3836 | 36.9 |  | 1 | 105 |  | 104 |  | 2015-06-01 11:53 |  | FRESNO COUNTY ECONOMIC OPPORTUNITIES COMMISSION | Retrofit | FRESNO | Fresno | 93725 | Host Customer is System Owner | 3 |  | 2010068A | Fafco, Inc. | 500 SERIES | 500-48SF-50G-50S | Indirect Forced Circulation (IF) | 48.78 |  | 2x8, 2x12 | Forced Circulation | Advanced Controller with a Thermal Cycling Function | Solar Storage and Auxiliary Tanks are separate | 50 | 0.99 | 1 | 45 | Z13 | [18 empty] | city of fresno | FALSE | 36.82 |  | 2011-06-01: 2015-05-26; 2011-06-21: 2015-06-25; 2011-08-03: 2015-06-01 | 3384 | 3866.6 | Up-front Payment
PGE-004781 | Low Income Single Family Residential | Domestic Hot Water | Gas | Pacific Gas and Electric | Incentive:Paid | 3312 | 36.9 |  | 1 | 120 |  | 90 |  | 2015-05-29 08:26 | 2015-05-29 | FRESNO COUNTY ECONOMIC OPPORTUNITIES COMMISSION | Retrofit | FRESNO | Fresno | 93726 | Host Customer is System Owner | 1 |  | 2010068D | Fafco, Inc. | 500 SERIES | 500-96SF-50G-50S | Indirect Forced Circulation (IF) | 97.56 |  | 2x8, 2x12 | Forced Circulation | Advanced Controller with a Thermal Cycling Function | Solar Storage and Auxiliary Tanks are separate | 50 | 0.88 | 0.85 | 20 | Z13 | [18 empty] | city of fresno | FALSE | 34.44 |  | 2011-06-01: 2015-05-26; 2011-08-03: 2015-05-29; 2011-09-20: 2015-05-29 | 3421 | 4132.88 | Up-front Payment
SCG-004783 | Commercial/Multifamily Residential | Domestic Hot Water | Gas | Southern California Gas Company | Incentive:Canceled | 9923 | 25 |  | 1 SCG | 441 |  | 397 |  | 2015-06-01 15:42 | 2015-06-03 | REGREEN INC | Retrofit | Los Angeles | Los Angeles | 90018 | Host Customer is System Owner | [7 empty] | 120.51 | 40.17 |  | Glycol | Advanced Controller with a Vacation or Holiday Mode | Solar Storage and Auxiliary Tanks are separate |  | 0.9 | 1 | 336 | Z09 | 8 | Units | Apartments/Condos | 2010115A | 3 | 1 | 130 | 1 | 100 | 1 | 199000 | TRUE | 120 | 120 | [5 empty] | FALSE | 104.63 |  | 2011-06-01: 2015-05-27; 2011-06-23: 2015-06-01; 2011-07-01: 2015-06-03 | 3433 | 46144 | Up-front Payment
SCG-004784 | Commercial/Multifamily Residential | Domestic Hot Water | Gas | Southern California Gas Company | Incentive:Canceled | 9923 | 25 |  | 1 SCG | 441 |  | 397 |  | 2015-06-01 15:42 | 2015-06-03 | REGREEN INC | Retrofit | Los Angeles | Los Angeles | 90018 | Host Customer is System Owner | [7 empty] | 120.51 | 40.17 |  | Glycol | Advanced Controller with a Vacation or Holiday Mode | Solar Storage and Auxiliary Tanks are separate |  | 0.9 | 1 | 336 | Z09 | 8 | Units | Apartments/Condos | 2010115A | 3 | 1 | 130 | 1 | 100 | 1 | 199000 | TRUE | 120 | 120 | [5 empty] | FALSE | 104.63 |  | 2011-06-01: 2015-05-27; 2011-06-23: 2015-06-01; 2011-07-01: 2015-06-03 | 3433 | 46144 | Up-front Payment
SCG-004785 | Commercial/Multifamily Residential | Domestic Hot Water | Gas | Southern California Gas Company | Incentive:Canceled | 9923 | 25 |  | 1 SCG | 441 |  | 397 |  | 2015-06-01 15:43 | 2015-06-03 | REGREEN INC | Retrofit | Los Angeles | Los Angeles | 90018 | Host Customer is System Owner | [7 empty] | 120.51 | 40.17 |  | Glycol | Advanced Controller with a Vacation or Holiday Mode | Solar Storage and Auxiliary Tanks are separate |  | 0.9 | 1 | 336 | Z09 | 8 | Units | Apartments/Condos | 2010115A | 3 | 1 | 130 | 1 | 100 | 1 | 199000 | TRUE | 120 | 120 | [5 empty] | FALSE | 104.63 |  | 2011-06-01: 2015-05-27; 2011-06-23: 2015-06-01; 2011-07-01: 2015-06-03 | 3433 | 46144 | Up-front Payment
SCG-004786 | Commercial/Multifamily Residential | Domestic Hot Water | Gas | Southern California Gas Company | Incentive:Canceled | 21645 | 25 |  | 1 SCG | 962 |  | 866 |  | 2015-06-01 15:46 | 2015-06-03 | REGREEN INC | Retrofit | Los Angeles | Los Angeles | 90018 | Host Customer is System Owner | [7 empty] | 281.19 | 40.17 |  | Glycol | Advanced Controller with a Vacation or Holiday Mode | Solar Storage and Auxiliary Tanks are separate |  | 0.9 | 1 | 672 | Z09 | 16 | Units | Apartments/Condos | 2010115A | 7 | 1 | 290 | 1 | 100 | 1 | 199000 | TRUE | 120 | 120 | [5 empty] | FALSE | 47.97 |  | 2011-06-01: 2015-05-27; 2011-06-23: 2015-06-01; 2011-07-01: 2015-06-03 | 3433 | 46144 | Up-front Payment
SCG-004787 | Commercial/Multifamily Residential | Domestic Hot Water | Gas | Southern California Gas Company | Incentive:Canceled | 21645 | 25 |  | 1 SCG | 962 |  | 866 |  | 2015-06-01 15:46 | 2015-06-03 | REGREEN INC | Retrofit | Los Angeles | Los Angeles | 90018 | Host Customer is System Owner | [7 empty] | 281.19 | 40.17 |  | Glycol | Advanced Controller with a Vacation or Holiday Mode | Solar Storage and Auxiliary Tanks are separate |  | 0.9 | 1 | 672 | Z09 | 16 | Units | Apartments/Condos | 2010115A | 7 | 1 | 290 | 1 | 100 | 1 | 199000 | TRUE | 120 | 120 | [5 empty] | FALSE | 47.97 |  | 2011-06-01: 2015-05-27; 2011-06-23: 2015-06-01; 2011-07-01: 2015-06-03 | 3433 | 46144 | Up-front Payment
SCG-004788 | Commercial/Multifamily Residential | Domestic Hot Water | Gas | Southern California Gas Company | Incentive:Canceled | 21645 | 25 |  | 1 SCG | 962 |  | 866 |  | 2015-06-01 15:47 | 2015-06-03 | REGREEN INC | Retrofit | Los Angeles | Los Angeles | 90018 | Host Customer is System Owner | [7 empty] | 281.19 | 40.17 |  | Glycol | Advanced Controller with a Vacation or Holiday Mode | Solar Storage and Auxiliary Tanks are separate |  | 0.9 | 1 | 672 | Z09 | 16 | Units | Apartments/Condos | 2010115A | 7 | 1 | 290 | 1 | 100 | 1 | 199000 | TRUE | 120 | 120 | [5 empty] | FALSE | 47.97 |  | 2011-06-01: 2015-05-27; 2011-06-23: 2015-06-01; 2011-07-01: 2015-06-03 | 3433 | 46144 | Up-front Payment
SCG-004789 | Commercial Pools | Pool Heating | Gas | Southern California Gas Company | Incentive:Paid | 6208 | 5 |  | 1 | 1733 |  | 1733 |  | 2015-05-29 08:18 | 2015-06-10 | SOLAR UNLIMITED INC | Retrofit | Bellflower | Los Angeles | 90706 | Host Customer is System Owner | [7 empty] | 484.68 | 40.39 |  | Drainback |  |  |  | 1 | 1 |  | Z08 |  |  |  | 10001954 | 12 | 1 | [5 empty] | FALSE |  |  |  | Flow meter, Blue White F2000, Model: ASD |  | Flow meter, Blue White F2000, Model: ASD | Bellflower, Los Angeles, CA | FALSE | 7.16 |  | 2015-05-27 |  | 2015-05-29 | 2015-06-10 | 2015-11-23 | 2015-12-02 | 3211 | 12415 | Up-front Payment
SCG-004790 | Commercial/Multifamily Residential | Domestic Hot Water | Gas | Southern California Gas Company | Incentive:Canceled | 21645 | 25 |  | 1 SCG | 962 |  | 866 |  | 2015-06-01 15:47 | 2015-06-03 | REGREEN INC | Retrofit | Los Angeles | Los Angeles | 90018 | Host Customer is System Owner | [7 empty] | 281.19 | 40.17 |  | Glycol | Advanced Controller with a Vacation or Holiday Mode | Solar Storage and Auxiliary Tanks are separate |  | 0.9 | 1 | 672 | Z09 | 16 | Units | Apartments/Condos | 2010115A | 7 | 1 | 290 | 1 | 100 | 1 | 199000 | TRUE | 120 | 120 | [5 empty] | FALSE | 47.97 |  | 2011-06-01: 2015-05-27; 2011-06-23: 2015-06-01; 2011-07-01: 2015-06-03 | 3433 | 46144 | Up-front Payment
SCG-004791 | Commercial/Multifamily Residential | Domestic Hot Water | Gas | Southern California Gas Company | Incentive:Canceled | 46144 | 25 |  | 1 SCG | 2670 |  | 2403 |  | 2015-06-01 15:47 | 2015-06-05 | REGREEN INC | Retrofit | Los Angeles | Los Angeles | 90018 | Host Customer is System Owner | [7 empty] | 803.4 | 40.17 |  | Glycol | Advanced Controller with a Vacation or Holiday Mode | Solar Storage and Auxiliary Tanks are separate |  | 0.9 | 1 | 1920 | Z09 | 48 | Units | Apartments/Condos | 2010115A | 20 | 1 | 810 | 1 | 100 | 1 | 199000 | TRUE | 120 | 120 | [5 empty] | FALSE | 17.28 |  | 2011-06-01: 2015-05-27; 2011-06-23: 2015-06-01; 2011-07-01: 2015-06-05 | 3431 | 46144 | Up-front Payment
SCG-004792 | Commercial/Multifamily Residential | Domestic Hot Water | Gas | Southern California Gas Company | Incentive:Canceled | 46144 | 25 |  | 1 SCG | 2670 |  | 2403 |  | 2015-06-01 15:47 | 2015-06-05 | REGREEN INC | Retrofit | Los Angeles | Los Angeles | 90018 | Host Customer is System Owner | [7 empty] | 803.4 | 40.17 |  | Glycol | Advanced Controller with a Vacation or Holiday Mode | Solar Storage and Auxiliary Tanks are separate |  | 0.9 | 1 | 1920 | Z09 | 48 | Units | Apartments/Condos | 2010115A | 20 | 1 | 810 | 1 | 100 | 1 | 199000 | TRUE | 120 | 120 | [5 empty] | FALSE | 17.28 |  | 2011-06-01: 2015-05-27; 2011-06-23: 2015-06-01; 2011-07-01: 2015-06-05 | 3431 | 46144 | Up-front Payment
PGE-004793 | Single Family Residential | Domestic Hot Water | Gas | Pacific Gas and Electric | Incentive:Paid | 3582 | 29.85 |  | 1 | 120 |  | 120 |  | 2015-06-08 16:49 | 2015-06-09 | MERCED COUNTY COMMUNITY ACTION BOARD | Retrofit | MADERA | Madera | 93638 | Owner/Tenant | 4 |  | 2010068D | Fafco, Inc. | 500 SERIES | 500-96SF-50G-50S | Indirect Forced Circulation (IF) | 97.56 |  | 2x8, 2x12 | Glycol | Unglazed Collectors | Solar Storage and Auxiliary Tanks are separate | 49.929 | 1 | 1 | 55 | Z13 | [18 empty] | CITY OF MADERA | FALSE | 38.13 |  | 2011-06-01: 2015-05-27; 2011-08-03: 2015-06-08; 2011-09-20: 2015-06-09 | 3414 | 4575.75 | Up-front Payment
PGE-004794 | Low Income Multifamily Residential | Domestic Hot Water | Gas | Pacific Gas and Electric | Incentive:Paid | 287106 | 24.89 |  | 1 | 11535 |  | 11535 |  | 2015-06-18 09:59 | 2015-07-13 | SUN LIGHT & POWER | New Construction | San Jose | Santa Clara | 95123 | Host Customer is System Owner | [7 empty] | 3775.98 | 40.17 |  | Glycol | Pressure Stagnation Protection (PSP) | Solar Storage and Auxiliary Tanks are separate |  | 1 | 1 | 7067 | Z03 | 191 | Units | Apartments/Condos | 2010115A | 94 | 2 | 5600 | 1 | 900 | 1 | 2000000 | TRUE | 120 | 120 |  | Heliodyne - Delta-T Pro Ethernet |  | Heliodyne - Delta-T Pro Ethernet | City of San Jose | FALSE | 43.36 |  | 2015-06-05 | 2016-11-02 | 2015-06-18 | 2015-07-13 | 2016-10-28 | 2016-11-22 | 2781 | 500150 | Up-front Payment
SCG-004795 | Commercial/Multifamily Residential | Domestic Hot Water | Gas | Southern California Gas Company | Incentive:Paid | 15486 | 20.19 |  | 1 | 767 |  | 767 |  | 2015-06-03 10:35 | 2015-06-04 | SUNTREK INDUSTRIES INC | Retrofit | Lomita | Los Angeles | 90717 | Host Customer is System Owner | [7 empty] | 200.85 | 40.17 |  | Glycol | Advanced Controller with a Vacation or Holiday Mode | Solar Storage and Auxiliary Tanks are separate |  | 1 | 1 | 672 | Z06 | 41 | Units | Apartments/Condos | 2010115A | 5 | 1 | 238 | 2 | 98 | 1 | 199000 | TRUE | 120 | 120 |  |  |  |  | County of Los Angeles | FALSE | 32.14 |  | 2015-05-28 |  | 2015-06-03 | 2015-06-04 | 2015-08-03 | 2015-08-24 | 3329 | 24652 | Up-front Payment
SCG-004796 | Commercial/Multifamily Residential | Domestic Hot Water | Gas | Southern California Gas Company | Incentive:Paid | 42601 | 20.19 |  | 1 | 2110 |  | 2110 |  | 2015-06-03 10:35 | 2015-07-23 | SUNTREK INDUSTRIES INC | Retrofit | Lomita | Los Angeles | 90717 | Host Customer is System Owner | [7 empty] | 642.72 | 40.17 |  | Glycol | Advanced Controller with a Vacation or Holiday Mode | Solar Storage and Auxiliary Tanks are separate |  | 1 | 1 | 1280 | Z06 | 41 | Units | Apartments/Condos | 2010115A | 16 | 1 | 714 | 6 | 196 | 2 | 199000 | TRUE | 120 | 120 |  | SunEarth - SETR A503 TTR U + VFS 20-400 |  | SunEarth - SETR A503 TTR U + VFS 20-400 | County of Los Angeles | FALSE | 34.12 |  | 2015-05-28 |  | 2015-06-03 | 2015-07-23 | 2015-08-03 | 2015-08-24 | 3329 | 72000 | Up-front Payment
PGE-004797 | Commercial Pools | Pool Heating | Gas | Pacific Gas and Electric | Incentive:Canceled | 16969 | 5 |  | 1 | 3428 |  | 3394 |  | 2015-06-03 10:33 | 2015-06-17 | SUNTREK INDUSTRIES INC | Retrofit | VACAVILLE | Solano | 95687 | Host Customer is System Owner | [7 empty] | 1465.2 | 40.7 |  | Manual Drainback |  |  |  | 0.99 | 1 |  | Z12 |  |  |  | 10001888 | 36 | 1 | [5 empty] | FALSE |  |  |  | SunEarth - SETR A503 TTR U + VFS 20-400 |  | SunEarth - SETR A503 TTR U + VFS 20-400 | Vacaville | FALSE | 11.01 |  | 2015-05-29 | 2015-06-04 | 2015-06-03 | 2015-06-17 | 2018-02-22 |  | 2438 | 37740 | Up-front Payment
PGE-004798 | Low Income Multifamily Residential | Domestic Hot Water | Gas | Pacific Gas and Electric | Incentive:Paid | 37304 | 24.89 |  | 1 | 1647 |  | 1499 |  | 2015-06-12 14:02 | 2015-07-07 | SUN LIGHT & POWER | New Construction | San Francisco | San Francisco | 94105 | Host Customer is System Owner | [7 empty] | 482.04 | 40.17 |  | Glycol | Pressure Stagnation Protection (PSP) | Solar Storage and Auxiliary Tanks are separate |  | 0.91 | 1 | 2660 | Z03 | 70 | Units | Apartments/Condos | 2010115A | 12 | 2 | 720 | 1 | 240 | 1 | 570000 | TRUE | 140 | 125 |  | Heliodyne - Delta-T Pro Ethernet |  | Heliodyne - Delta-T Pro Ethernet | City of San Francisco | FALSE | 79.23 |  | 2015-06-05 |  | 2015-06-12 | 2015-07-07 | 2015-09-28 | 2015-10-16 | 3280 | 130492 | Up-front Payment
PGE-004799 | Single Family Residential | Domestic Hot Water | Gas | Pacific Gas and Electric | Incentive:Paid | 2970 | 29.85 |  | 1 | 119 |  | 99 |  | 2015-06-04 12:17 | 2015-06-10 | AZTEC SOLAR INC | Retrofit | ELK GROVE | Sacramento | 95624 | Host Customer is System Owner | 2 |  | 30003808 | Solahart Industries | Solahart | ASG 302J & ASG 302J FREE HEAT | Indirect Thermosyphon (IT) | 43.12 |  | J | Glycol | Advanced Controller with a Vacation or Holiday Mode | Solar Storage and Auxiliary Tanks are separate | 80 | 0.88 | 0.95 | 35 | Z12 | [18 empty] | City of Elk Grove | FALSE | 68.11 |  | 2015-05-29 | 2015-06-09 |  |  | 2015-06-04 | 2015-06-10 | 3414 | 8105 | Up-front Payment
PGE-004800 | Single Family Residential | Domestic Hot Water | Gas | Pacific Gas and Electric | Incentive:Paid | 3546 | 29.85 |  | 1 | 120 |  | 119 |  | 2015-06-02 16:32 | 2015-06-04 | FRESNO COUNTY ECONOMIC OPPORTUNITIES COMMISSION | Retrofit | FRESNO | Fresno | 93706 | Host Customer is System Owner | 3 |  | 2010068D | Fafco, Inc. | 500 SERIES | 500-96SF-50G-50S | Indirect Forced Circulation (IF) | 97.56 |  | 2x8, 2x12 | Forced Circulation | Advanced Controller with a Thermal Cycling Function | Solar Storage and Auxiliary Tanks are separate | 50 | 0.99 | 1 | 45 | Z13 | [18 empty] | CITY OF FRESNO | FALSE | 35.07 |  | 2011-06-01: 2015-05-29; 2011-08-03: 2015-06-02; 2011-09-20: 2015-06-04 | 3421 | 4208.77 | Up-front Payment
PGE-004801 | Low Income Single Family Residential | Domestic Hot Water | Gas | Pacific Gas and Electric | Incentive:Paid | 3726 | 36.9 |  | 1 | 120 |  | 101 |  | 2015-06-02 14:57 | 2015-06-04 | FRESNO COUNTY ECONOMIC OPPORTUNITIES COMMISSION | Retrofit | FRESNO | Fresno | 93705 | Host Customer is System Owner | 6 |  | 2010068D | Fafco, Inc. | 500 SERIES | 500-96SF-50G-50S | Indirect Forced Circulation (IF) | 97.56 |  | 2x8, 2x12 | Forced Circulation | Advanced Controller with a Thermal Cycling Function | Solar Storage and Auxiliary Tanks are separate | 50 | 0.99 | 0.85 | 75 | Z13 | [18 empty] | CITY OF FRESNO | FALSE | 35.46 |  | 2011-06-01: 2015-05-29; 2011-08-03: 2015-06-02; 2011-09-20: 2015-06-04 | 3421 | 4255.76 | Up-front Payment
PGE-004803 | Low Income Single Family Residential | Domestic Hot Water | Gas | Pacific Gas and Electric | Incentive:Paid | 3197 | 36.9 |  | 1 | 120 |  | 87 |  | 2015-06-04 14:53 | 2015-06-17 | FRESNO COUNTY ECONOMIC OPPORTUNITIES COMMISSION | Retrofit | FRESNO | Fresno | 93706 | Host Customer is System Owner | 3 |  | 2010068D | Fafco, Inc. | 500 SERIES | 500-96SF-50G-50S | Indirect Forced Circulation (IF) | 97.56 |  | 2x8, 2x12 | Forced Circulation | Advanced Controller with a Thermal Cycling Function | Solar Storage and Auxiliary Tanks are separate | 50 | 0.76 | 0.95 | 45 | Z13 | [18 empty] | CITY OF FRESNO | FALSE | 35.16 |  | 2015-05-29 | 2015-06-09 |  |  | 2015-06-04 | 2015-06-17 | 3414 | 4219.47 | Up-front Payment
SDG-004804 | Single Family Residential | Domestic Hot Water | Gas | San Diego Gas and Electric | Incentive:Paid | 3522 | 29.85 |  | 1 | 138 |  | 118 |  | 2015-06-16 19:23 | 2015-07-09 | CLEANTECH ENERGY SOLUTIONS INC | Retrofit | San Diego | San Diego | 92120 | Host Customer is System Owner | 3 |  | 2001001C | SunEarth, Inc. | SOLARAY | TE48P-80-2G | Indirect Forced Circulation (IF) | 49.3 |  | EP-24 / EP-24-0.75 | Glycol | Advanced Controller with a Vacation or Holiday Mode | Solar Storage and Auxiliary Tanks are separate | 80 | 0.9 | 0.95 | 45 | Z07 | [18 empty] | City of San Diego | FALSE | 55.41 |  | 2015-06-01 | 2015-06-26 |  |  | 2015-06-16 | 2015-07-09 | 3384 | 7646 | Up-front Payment
SCG-004805 | Commercial/Multifamily Residential | Domestic Hot Water | Gas | Southern California Gas Company | Incentive:Paid | 172825 | 25 |  | 1 SCG | 6913 |  | 6913 |  | 2015-06-05 15:22 | 2015-06-17 | REGREEN INC | New Construction | Los Angeles | Los Angeles | 90012 | Host Customer is System Owner | [7 empty] | 1928.16 | 40.17 |  | Glycol | Advanced Controller with a Vacation or Holiday Mode | Solar Storage with Tankless Auxiliary Water Heater |  | 1 | 1 | 4440 | Z08 | 120 | Units | Apartments/Condos | 2010115A | 48 | 1 | 2450 | 1 | 0 | 0 | 5174000 | TRUE | 120 | 140 |  | Heliodyne - Delta-T Pro Ethernet |  | Heliodyne - Delta-T Pro Ethernet | City of Los Angeles Building and Safety | FALSE | 37.89 |  | 2015-06-01 | 2016-08-26 | 2015-06-05 | 2015-06-17 | 2016-07-07 | 2016-08-26 | 2977 | 261900 | Up-front Payment
SCG-004806 | Commercial/Multifamily Residential | Domestic Hot Water | Gas | Southern California Gas Company | Incentive:Paid | 188600 | 25 |  | 1 SCG | 7544 |  | 7544 |  | 2015-06-05 15:22 | 2015-06-22 | REGREEN INC | New Construction | Los Angeles | Los Angeles | 90012 | Host Customer is System Owner | [7 empty] | 1968.33 | 40.17 |  | Glycol | Advanced Controller with a Vacation or Holiday Mode | Solar Storage with Tankless Auxiliary Water Heater |  | 1 | 1 | 4440 | Z08 | 120 | Units | Apartments/Condos | 2010115A | 49 | 1 | 2450 | 1 | 0 | 0 | 5000000 | TRUE | 120 | 140 |  | Heliodyne - Delta-T Pro Ethernet |  | Heliodyne - Delta-T Pro Ethernet | City of Los Angeles Building and Safety | FALSE | 34.72 |  | 2015-06-01 | 2016-08-25 | 2015-06-05 | 2015-06-22 | 2016-07-07 | 2016-08-25 | 2977 | 261900 | Up-front Payment
SDG-004811 | Commercial/Multifamily Residential | Domestic Hot Water | Gas | San Diego Gas and Electric | Incentive:Paid | 35797 | 20.19 |  | 1 | 1773 |  | 1773 |  | 2015-06-15 15:34 | 2015-06-23 | EKIM BUILDERS INC | Retrofit | El Cajon | San Diego | 92021 | Host Customer is System Owner | [7 empty] | 491.4 | 40.95 |  | Glycol | Steam Back | Solar Storage and Auxiliary Tanks are separate |  | 1 | 1 | 960 | Z10 | 24 | Units | Apartments/Condos | 10001803 | 12 | 1 | 792 | 3 | 81 | 1 | 399000 | TRUE | 120 | 140 |  | SunEarth - SETR A503 TTR U + VFS 5-100 |  | SunEarth - SETR A503 TTR U + VFS 5-100 | City of El Cajon | FALSE | 27.64 |  | 2015-06-01 |  | 2015-06-15 | 2015-06-23 | 2015-06-25 | 2015-07-24 | 3363 | 49000 | Up-front Payment
SDG-004813 | Commercial/Multifamily Residential | Domestic Hot Water | Gas | San Diego Gas and Electric | Incentive:Paid | 23824 | 20.19 |  | 1 | 1180 |  | 1180 |  | 2015-06-15 15:30 | 2015-06-23 | EKIM BUILDERS INC | Retrofit | El Cajon | San Diego | 92021 | Host Customer is System Owner | [7 empty] | 327.6 | 40.95 |  | Glycol | Steam Back | Solar Storage and Auxiliary Tanks are separate |  | 1 | 1 | 672 | Z10 | 16 | Units | Apartments/Condos | 10001803 | 8 | 1 | 600 | 1 | 166 | 2 | 564000 | TRUE | 120 | 140 |  |  |  |  | City of El Cajon | FALSE | 27.97 |  | 2015-06-01 |  | 2015-06-15 | 2015-06-23 | 2015-06-25 | 2015-07-24 | 3363 | 33000 | Up-front Payment
SDG-004814 | Commercial/Multifamily Residential | Domestic Hot Water | Gas | San Diego Gas and Electric | Incentive:Paid | 46821 | 20.19 |  | 1 | 2319 |  | 2319 |  | 2015-06-15 15:35 | 2015-06-23 | EKIM BUILDERS INC | Retrofit | El Cajon | San Diego | 92021 | Host Customer is System Owner | [7 empty] | 655.2 | 40.95 |  | Glycol | Steam Back | Solar Storage and Auxiliary Tanks are separate |  | 1 | 1 | 1280 | Z10 | 32 | Units | Apartments/Condos | 10001803 | 16 | 1 | 1100 | 1 | 200 | 2 | 500000 | TRUE | 120 | 140 |  | SunEarth - SETR A503 TTR U + VFS 5-100 |  | SunEarth - SETR A503 TTR U + VFS 5-100 | City of El Cajon | FALSE | 24.02 |  | 2015-06-01 |  | 2015-06-15 | 2015-06-23 | 2015-06-25 | 2015-07-24 | 3363 | 55700 | Up-front Payment
SDG-004815 | Commercial/Multifamily Residential | Domestic Hot Water | Gas | San Diego Gas and Electric | Incentive:Paid | 35777 | 20.19 |  | 1 | 1772 |  | 1772 |  | 2015-06-15 15:36 | 2015-06-23 | EKIM BUILDERS INC | Retrofit | El Cajon | San Diego | 92021 | Host Customer is System Owner | [7 empty] | 491.4 | 40.95 |  | Glycol | Steam Back | Solar Storage and Auxiliary Tanks are separate |  | 1 | 1 | 960 | Z10 | 24 | Units | Apartments/Condos | 10001803 | 12 | 1 | 792 | 3 | 65 | 1 | 305000 | TRUE | 120 | 140 |  | SunEarth - SETR A503 TTR U + VFS 5-100 |  | SunEarth - SETR A503 TTR U + VFS 5-100 | City of El Cajon | FALSE | 27.26 |  | 2015-06-02 |  | 2015-06-15 | 2015-06-23 | 2015-06-25 | 2015-07-24 | 3363 | 48300 | Up-front Payment
SDG-004816 | Commercial/Multifamily Residential | Domestic Hot Water | Gas | San Diego Gas and Electric | Incentive:Paid | 35797 | 20.19 |  | 1 | 1773 |  | 1773 |  | 2015-06-15 15:33 | 2015-06-23 | EKIM BUILDERS INC | Retrofit | El Cajon | San Diego | 92021 | Host Customer is System Owner | [7 empty] | 491.4 | 40.95 |  | Glycol | Steam Back | Solar Storage and Auxiliary Tanks are separate |  | 1 | 1 | 960 | Z10 | 24 | Units | Apartments/Condos | 10001803 | 12 | 1 | 792 | 3 | 98 | 1 | 250000 | TRUE | 120 | 140 |  | SunEarth - SETR A503 TTR U + VFS 5-100 |  | SunEarth - SETR A503 TTR U + VFS 5-100 | City of El Cajon | FALSE | 27.64 |  | 2015-06-02 |  | 2015-06-15 | 2015-06-23 | 2015-06-25 | 2015-07-24 | 3363 | 49000 | Up-front Payment
SDG-004817 | Commercial/Multifamily Residential | Domestic Hot Water | Gas | San Diego Gas and Electric | Incentive:Paid | 11609 | 20.19 |  | 1 | 575 |  | 575 |  | 2015-06-15 15:35 | 2015-06-23 | EKIM BUILDERS INC | Retrofit | El Cajon | San Diego | 92021 | Host Customer is System Owner | [7 empty] | 163.8 | 40.95 |  | Glycol | Steam Back | Solar Storage and Auxiliary Tanks are separate |  | 1 | 1 | 294 | Z10 | 7 | Units | Apartments/Condos | 10001803 | 4 | 1 | 264 | 1 | 72 | 1 | 250000 | TRUE | 120 | 140 |  |  |  |  | City of El Cajon | FALSE | 36.52 |  | 2015-06-02 |  | 2015-06-15 | 2015-06-23 | 2015-06-25 | 2015-07-24 | 3363 | 21000 | Up-front Payment
SCG-004818 | Commercial/Multifamily Residential | Domestic Hot Water | Gas | Southern California Gas Company | Reservation:Canceled | 44499 | 20.19 |  | 1 | 2204 |  | 2204 |  | 2015-06-03 00:34 |  | DOCTOR PIPER INC | Retrofit | Hawthorne | Los Angeles | 90250 | Host Customer is System Owner | [7 empty] | 726.6 | 25.95 |  | Glycol | Steam Back | Solar Storage with Tankless Auxiliary Water Heater |  | 1 | 1 | 1600 | Z08 | 40 | Units | Apartments/Condos | 2008056A | 28 | 1 | 1300 | 1 | 0 | 0 | 600000 | TRUE | 125 | 125 | [5 empty] | FALSE | 30.77 |  | 2011-06-01: 2015-06-02; 2011-06-21: 2015-11-16 | 3267 | 67811.35 | Up-front Payment
SCG-004819 | Single Family Residential | Domestic Hot Water | Gas | Southern California Gas Company | Incentive:Paid | 2127 | 29.85 |  | 1 | 75 |  | 71 |  | 2015-11-12 20:28 | 2016-01-05 | SEAL CONSTRUCTION | Retrofit | Woodland Hills | Los Angeles | 91367 | Host Customer is System Owner | 5 |  | 2012012B | GREENoneTEC Solarindustrie GmbH | SOLPAL (formerly Solcrafte) | SOLPAL L-G | Direct Integral Collector Storage (DI) | 26.11 |  | Solpal L |  |  | Solar Storage with Tankless Auxiliary Water Heater | 52 | 1 | 0.95 | 65 | Z09 | [18 empty] | LADBS | FALSE | 171.57 |  | 2011-06-01: 2015-06-03; 2011-08-03: 2015-11-12; 2011-09-20: 2016-01-05 | 3211 | 12867.5 | Up-front Payment
SCG-004820 | Low Income Single Family Residential | Domestic Hot Water | Gas | Southern California Gas Company | Incentive:Canceled | 3690 | 36.9 |  | 1 | 101 |  | 100 |  | 2015-07-29 15:22 |  | LONG BEACH COMMUNITY ACTION PARTNERSHIP | Retrofit | Azusa | Los Angeles | 91702 | Host Customer is System Owner | 4 |  | 2010068D | Fafco, Inc. | 500 SERIES | 500-96SF-50G-50S | Indirect Forced Circulation (IF) | 97.56 |  | 2x8, 2x12 | Glycol | Unglazed Collectors | Solar Storage and Auxiliary Tanks are separate | 49.92 | 0.99 | 1 | 55 | Z16 | [18 empty] | City of Azusa | FALSE | 60 |  | 2011-06-01: 2015-06-05; 2011-06-21: 2015-08-11; 2011-08-03: 2015-07-29 | 3364 | 6060.35 | Up-front Payment
PGE-004821 | Single Family Residential | Domestic Hot Water | Gas | Pacific Gas and Electric | Incentive:Paid | 3287 | 29.85 |  | 1 | 122 |  | 110 |  | 2015-06-08 16:45 | 2015-06-26 | ACR SOLAR INTERNATIONAL CORP | Retrofit | EL DORADO HILLS | El Dorado Hills | 95762 | Host Customer is System Owner | 4 |  | 2001019B | ACR Solar International | SKYLINE SYSTEM 5 | 200153C80EX2TG | Indirect Forced Circulation (IF) | 60.97 |  | 20-01 | Glycol | Advanced Controller with a Vacation or Holiday Mode | Solar Storage and Auxiliary Tanks are separate | 80 | 0.95 | 0.95 | 55 | Z12 | [18 empty] | County of El Dorado | FALSE | 68.85 |  | 2015-06-05 | 2015-06-09 |  |  | 2015-06-08 | 2015-06-26 | 3399 | 8400 | Up-front Payment
PGE-004822 | Commercial/Multifamily Residential | Domestic Hot Water | Gas | Pacific Gas and Electric | Incentive:Paid | 33414 | 20.19 |  | 1 | 1655 |  | 1655 |  | 2015-07-02 14:49 | 2015-07-13 | OXYPOWER INC | Retrofit | SAN FRANCISCO | San Francisco | 94108 | Host Customer is System Owner | [7 empty] | 482.04 | 40.17 |  | Glycol | Pressure Stagnation Protection (PSP) | Solar Storage and Auxiliary Tanks are separate |  | 1 | 1 | 1160 | Z03 | 29 | Units | Apartments/Condos | 2010115A | 12 | 1 | 700 | 6 | 238 | 2 | 195000 | TRUE | 130 | 130 |  | Heliodyne - Delta-T Pro Ethernet |  | Heliodyne - Delta-T Pro Ethernet | San Francisco | FALSE | 41.61 |  | 2015-06-08 | 2015-12-03 | 2015-07-02 | 2015-07-13 | 2015-11-23 | 2015-12-07 | 3217 | 68869 | Up-front Payment
PGE-004823 | Commercial/Multifamily Residential | Domestic Hot Water | Gas | Pacific Gas and Electric | Incentive:Paid | 9636 | 20.19 |  | 1 | 487 |  | 477 |  | 2015-06-09 11:27 | 2015-06-10 | OXYPOWER INC | Retrofit | SAN FRANCISCO | San Francisco | 94110 | Host Customer is System Owner | [7 empty] | 168.48 | 42.12 |  | Glycol | Pressure Stagnation Protection (PSP) | Solar Storage and Auxiliary Tanks are separate |  | 0.98 | 1 | 294 | Z03 | 7 | Units | Apartments/Condos | 10001912 | 4 | 1 | 238 | 2 | 75 | 1 | 75000 | TRUE | 130 | 130 |  |  |  |  | City and County of San Francisco | FALSE | 56.98 |  | 2015-06-08 |  | 2015-06-09 | 2015-06-10 | 2015-06-26 | 2015-06-29 | 3399 | 27750.1 | Up-front Payment
PGE-004824 | Commercial/Multifamily Residential | Domestic Hot Water | Gas | Pacific Gas and Electric | Incentive:Paid | 24060 | 20.19 |  | 1 | 1216 |  | 1192 |  | 2015-08-18 08:34 | 2015-08-21 | OXYPOWER INC | Retrofit | SAN FRANCISCO | San Francisco | 94108 | Host Customer is System Owner | [7 empty] | 401.7 | 40.17 |  | Glycol | Pressure Stagnation Protection (PSP) | Solar Storage and Auxiliary Tanks are separate |  | 0.98 | 1 | 630 | Z03 | 15 | Units | Apartments/Condos | 2010115A | 10 | 1 | 595 | 5 | 238 | 2 | 169000 | TRUE | 130 | 130 |  |  |  |  | San Francisco | FALSE | 56.51 |  | 2015-06-08 | 2015-08-19 | 2015-08-18 | 2015-08-21 | 2015-09-11 | 2015-09-15 | 3320 | 68721.1 | Up-front Payment
PGE-004825 | Commercial/Multifamily Residential | Domestic Hot Water | Gas | Pacific Gas and Electric | Incentive:Paid | 24551 | 20.19 |  | 1 | 1216 |  | 1216 |  | 2015-08-17 12:57 | 2015-09-01 | OXYPOWER INC | Retrofit | BERKELEY | Alameda | 94704 | Host Customer is System Owner | [7 empty] | 482.04 | 40.17 |  | Glycol | Pressure Stagnation Protection (PSP) | Solar Storage and Auxiliary Tanks are separate |  | 1 | 1 | 728 | Z03 | 56 | Persons | Men's Dormitories | 2010115A | 12 | 1 | 833 | 7 | 150 | 1 | 137000 | TRUE | 130 | 130 |  | Heliodyne - Delta-T Pro Ethernet |  | Heliodyne - Delta-T Pro Ethernet | City of Berkeley | FALSE | 49.25 |  | 2015-06-08 | 2015-08-19 | 2015-08-17 | 2015-09-01 | 2015-12-11 | 2015-12-23 | 3217 | 59885 | Up-front Payment
PGE-004826 | Commercial/Multifamily Residential | Domestic Hot Water | Gas | Pacific Gas and Electric | Incentive:Paid | 16394 | 20.19 |  | 1 | 812 |  | 812 |  | 2015-08-17 12:56 | 2015-08-21 | OXYPOWER INC | Retrofit | Berkeley | Alameda | 94704 | Host Customer is System Owner | [7 empty] | 321.36 | 40.17 |  | Glycol | Pressure Stagnation Protection (PSP) | Solar Storage and Auxiliary Tanks are separate |  | 1 | 1 | 468 | Z03 | 36 | Persons | Men's Dormitories | 2010115A | 8 | 1 | 476 | 4 | 238 | 2 | 136000 | TRUE | 130 | 130 |  |  |  |  | City of Berkeley | FALSE | 64.62 |  | 2015-06-09 | 2015-08-19 | 2015-08-17 | 2015-08-21 | 2015-12-11 | 2015-12-18 | 3217 | 52469 | Up-front Payment
PGE-004827 | Commercial/Multifamily Residential | Domestic Hot Water | Gas | Pacific Gas and Electric | Incentive:Paid | 10378 | 20.19 |  | 1 | 514 |  | 514 |  | 2015-08-17 12:55 | 2015-08-21 | OXYPOWER INC | Retrofit | Berkeley | Alameda | 94704 | Host Customer is System Owner | [7 empty] | 168.48 | 42.12 |  | Glycol | Pressure Stagnation Protection (PSP) | Solar Storage and Auxiliary Tanks are separate |  | 1 | 1 | 377 | Z03 | 29 | Persons | Men's Dormitories | 10001912 | 4 | 1 | 238 | 2 | 100 | 1 | 108000 | TRUE | 130 | 130 |  |  |  |  | City of Berkeley | FALSE | 50.56 |  | 2015-06-09 | 2015-08-19 | 2015-08-17 | 2015-08-21 | 2015-12-11 | 2015-12-18 | 3217 | 25986 | Up-front Payment
PGE-004828 | Commercial/Multifamily Residential | Domestic Hot Water | Gas | Pacific Gas and Electric | Incentive:Paid | 26186 | 20.19 |  | 1 | 1297 |  | 1297 |  | 2015-08-17 12:53 | 2015-08-21 | OXYPOWER INC | Retrofit | BERKELEY | Alameda | 94704 | Host Customer is System Owner | [7 empty] | 421.2 | 42.12 |  | Glycol | Pressure Stagnation Protection (PSP) | Solar Storage and Auxiliary Tanks are separate |  | 1 | 1 | 672 | Z03 | 16 | Units | Apartments/Condos | 10001912 | 10 | 1 | 800 | 1 | 119 | 1 | 234000 | TRUE | 130 | 130 |  |  |  |  | City of Berkeley | FALSE | 45.39 |  | 2015-06-09 | 2015-08-19 | 2015-08-17 | 2015-08-21 | 2016-02-05 | 2016-02-08 | 3166 | 58869 | Up-front Payment
SDG-004829 | Commercial/Multifamily Residential | Domestic Hot Water | Gas | San Diego Gas and Electric | Incentive:Paid | 73096 | 20.19 |  | 1 | 3657 |  | 3620 |  | 2015-06-17 10:49 | 2015-07-24 | SUNTREK INDUSTRIES INC | Retrofit | San Diego | San Diego | 92105 | Power Purchase Agreements | [7 empty] | 1123.36 | 40.12 |  | Glycol | Steam Back | Solar Storage and Auxiliary Tanks are separate |  | 0.99 | 1 | 3496 | Z07 | 92 | Units | Apartments/Condos | 2011074A | 28 | 2 | 1700 | 2 | 240 | 2 | 300000 | TRUE | 120 | 120 |  | SunEarth - SETR A503 TTR U + VFS 20-400 |  | SunEarth - SETR A503 TTR U + VFS 20-400 | City of San Diego | FALSE | 30.07 |  | 2015-06-10 | 2015-07-10 | 2015-06-17 | 2015-07-24 | 2016-01-13 | 2016-03-01 | 3144 | 109957.44 | Up-front Payment
SCG-004830 | Low Income Multifamily Residential | Domestic Hot Water | Gas | Southern California Gas Company | Incentive:Paid | 90824 | 24.89 |  | 1 | 3649 |  | 3649 |  | 2015-06-18 17:13 | 2015-08-05 | DOCTOR PIPER INC | Retrofit | Los Angeles | Los Angeles | 90015 | Power Purchase Agreements | [7 empty] | 993.45 | 26.85 |  | Glycol | Advanced Controller with a Thermal Cycling Function | Solar Storage and Auxiliary Tanks are separate |  | 1 | 1 | 2356 | Z09 | 62 | Units | Apartments/Condos | 2007042A | 37 | 1 | 2500 | 1 | 300 | 1 | 350000 | TRUE | 125 | 125 |  | SunEarth - SETR A503 TTR U + VFS 10-200 |  | SunEarth - SETR A503 TTR U + VFS 10-200 | City of Anaheim build ing and safety | FALSE | 26.34 |  | 2015-06-15 |  | 2015-06-18 | 2015-08-05 | 2015-08-28 | 2015-08-28 | 3334 | 96124.54 | Up-front Payment
PGE-004831 | Low Income Single Family Residential | Domestic Hot Water | Gas | Pacific Gas and Electric | Incentive:Paid | 4173 | 36.9 |  | 1 | 120 |  | 119 |  | 2015-09-22 14:13 | 2015-09-25 | FRESNO COUNTY ECONOMIC OPPORTUNITIES COMMISSION | Retrofit | FRESNO | Fresno | 93706 | Host Customer is System Owner | 4 |  | 2010068D | Fafco, Inc. | 500 SERIES | 500-96SF-50G-50S | Indirect Forced Circulation (IF) | 97.56 |  | 2x8, 2x12 | Forced Circulation | Advanced Controller with a Thermal Cycling Function | Solar Storage and Auxiliary Tanks are separate | 50 | 0.99 | 1 | 55 | Z13 | [18 empty] | CITY OF FRESNO | FALSE | 34.77 |  | 2015-06-15 | 2015-09-23 |  |  | 2015-09-22 | 2015-09-25 | 3306 | 4172.81 | Up-front Payment
PGE-004832 | Commercial/Multifamily Residential | Domestic Hot Water | Gas | Pacific Gas and Electric | Incentive:Paid | 110762 | 20.19 |  | 1 | 5486 |  | 5486 |  | 2015-07-07 11:18 | 2015-07-30 | ADROIT ENERGY INC | Retrofit | SACRAMENTO | Sacramento | 95821 | Power Purchase Agreements | [7 empty] | 1684.8 | 42.12 |  | Drainback | Drainback (Water) | Solar Storage and Auxiliary Tanks are separate |  | 1 | 1 | 4218 | Z12 | 150 | Units | Apartments/Condos | 10001912 | 40 | 1 | 2023 | 1 | 130 | 2 | 511500 | TRUE | 130 | 130 |  | Amatis Controls - AM-JOULE |  | Amatis Controls - AM-JOULE | County of Sacramento | FALSE | 48.12 |  | 2015-06-16 | 2015-07-08 | 2015-07-07 | 2015-07-30 | 2015-08-24 | 2015-09-10 | 3307 | 264000 | Up-front Payment
SCG-004833 | Commercial Pools | Pool Heating | Gas | Southern California Gas Company | Incentive:Paid | 8735 | 5 |  | 1 | 2315 |  | 2315 |  | 2015-07-09 10:44 | 2015-07-10 | REVCO SOLAR ENGINEERING INC | Retrofit | Laguna Niguel | Orange | 92677 | Host Customer is System Owner | [7 empty] | 672 | 48 |  | Drainback |  |  |  | 1 | 1 |  | Z08 |  |  |  | 10001954 | 14 | 1 | [5 empty] | FALSE |  |  |  | SunEarth - SETR A503 TTR U + VFS 20-400 |  | SunEarth - SETR A503 TTR U + VFS 20-400 | City of Laguna Niguel | FALSE | 7.55 |  | 2015-06-17 |  | 2015-07-09 | 2015-07-10 | 2015-10-12 | 2015-10-22 | 3288 | 17470 | Up-front Payment
SCG-004834 | Commercial Pools | Pool Heating | Gas | Southern California Gas Company | Incentive:Paid | 8735 | 5 |  | 1 | 2315 |  | 2315 |  | 2015-07-09 11:35 | 2015-07-10 | REVCO SOLAR ENGINEERING INC | Retrofit | Laguna Niguel | Orange | 92677 | Host Customer is System Owner | [7 empty] | 672 | 48 |  | Drainback |  |  |  | 1 | 1 |  | Z08 |  |  |  | 10001954 | 14 | 1 | [5 empty] | FALSE |  |  |  | SunEarth - SETR A503 TTR U + VFS 20-400 |  | SunEarth - SETR A503 TTR U + VFS 20-400 | City of Laguna Niguel | FALSE | 7.55 |  | 2015-06-17 |  | 2015-07-09 | 2015-07-10 | 2015-10-12 | 2015-10-22 | 3288 | 17470 | Up-front Payment
PGE-004835 | Low Income Multifamily Residential | Domestic Hot Water | Gas | Pacific Gas and Electric | Incentive:Paid | 99460 | 24.89 |  | 1 | 3996 |  | 3996 |  | 2015-08-06 12:16 | 2015-08-26 | CALIFORNIA SOLAR THERMAL INC | Retrofit | SAN RAFAEL | Marin | 94901 | Host Customer is System Owner | [7 empty] | 1310.4 | 40.95 |  | Glycol | Steam Back | Solar Storage and Auxiliary Tanks are separate |  | 1 | 1 | 3154 | Z02 | 83 | Units | Apartments/Condos | 10001803 | 32 | 1 | 1320 | 1 | 240 | 2 | 300000 | TRUE | 120 | 140 |  | SunEarth - SETR A503 TTR U + VFS 20-400 |  | SunEarth - SETR A503 TTR U + VFS 20-400 | City of San Rafael | FALSE | 30.46 |  | 2015-07-23 | 2015-08-10 | 2015-08-06 | 2015-08-26 | 2015-10-20 | 2015-10-21 | 3280 | 121700 | Up-front Payment
SCG-004836 | Low Income Multifamily Residential | Domestic Hot Water | Gas | Southern California Gas Company | Reservation:Canceled | 92815 | 24.89 |  | 1 | 3890 |  | 3890 |  |  |  |  | Retrofit | Riverside | Riverside | 92507 | Host Customer is System Owner | [7 empty] | 1105.65 | 40.95 |  | Glycol | Steam Back | Solar Storage and Auxiliary Tanks are separate |  | 1 | 1 | 2128 | Z10 | 56 | Units | Apartments/Condos | 10001803 | 27 | 1 | 1900 | 1 | 115 | 1 | 750000 | TRUE | 120 | 140 | [5 empty] | FALSE | 23.86 |  | 2011-06-01: 2015-07-17 | 3389 | 92815 | Up-front Payment
SCG-004837 | Low Income Multifamily Residential | Domestic Hot Water | Gas | Southern California Gas Company | Incentive:Paid | 102796 | 24.89 |  | 1 | 4130 |  | 4130 |  | 2015-06-18 17:03 | 2015-08-05 | DOCTOR PIPER INC | Retrofit | Anaheim | Orange | 92801 | Power Purchase Agreements | [7 empty] | 1285.44 | 40.17 |  | Glycol | Steam Back | Solar Storage and Auxiliary Tanks are separate |  | 1 | 1 | 3078 | Z08 | 81 | Units | Apartments/Condos | 2010115A | 32 | 1 | 3000 | 1 | 200 | 1 | 1000000 | TRUE | 125 | 125 |  | SunEarth - SETR0603mcU + VFS 10-200 |  | SunEarth - SETR0603mcU + VFS 10-200 | Los Angeles Department of Building and Safety | FALSE | 27.12 |  | 2015-06-18 |  | 2015-06-18 | 2015-08-05 | 2015-08-28 | 2015-08-28 | 3320 | 112000 | Up-front Payment
PGE-004839 | Low Income Multifamily Residential | Domestic Hot Water | Gas | Pacific Gas and Electric | Incentive:Paid | 163200 | 24.89 |  | 1 | 6609 |  | 6609 |  | 2015-07-23 17:13 | 2015-08-14 | ADROIT ENERGY INC | Retrofit | SAN JOSE | Santa Clara | 95111 | Power Purchase Agreements | [7 empty] | 2400 | 40 |  | Glycol | Steam Back | Solar Storage and Auxiliary Tanks are separate |  | 1 | 1 | 5920 | Z04 | 160 | Units | Apartments/Condos | 2009058C | 60 | 2 | 3560 | 2 | 350 | 1 | 1377000 | TRUE | 130 | 120 |  | ISTEC Corporation - 5202S |  | ISTEC Corporation - 5202S | City of San Jose | FALSE | 24.69 |  | 2015-06-19 | 2015-07-28 | 2015-07-23 | 2015-08-14 | 2015-09-29 | 2015-10-02 | 3298 | 163200 | Up-front Payment
PGE-004840 | Low Income Multifamily Residential | Domestic Hot Water | Gas | Pacific Gas and Electric | Incentive:Paid | 47465 | 24.89 |  | 1 | 1907 |  | 1907 |  | 2015-09-03 15:16 | 2015-09-11 | ADROIT ENERGY INC | Retrofit | SAN JOSE | Santa Clara | 95122 | Power Purchase Agreements | [7 empty] | 560 | 40 |  | Drainback |  | Solar Storage and Auxiliary Tanks are separate |  | 1 | 1 | 2318 | Z04 | 61 | Units | Apartments/Condos | 2009058C | 14 | 1 | 840 | 1 | 440 | 3 | 780000 | TRUE | 130 | 120 |  | ISTEC Corporation - 5202S |  | ISTEC Corporation - 5202S | City of San Jose | FALSE | 27.13 |  | 2015-06-19 | 2015-12-29 | 2015-09-03 | 2015-09-11 | 2015-12-16 | 2016-01-15 | 3197 | 51733.75 | Up-front Payment
PGE-004841 | Low Income Multifamily Residential | Domestic Hot Water | Gas | Pacific Gas and Electric | Incentive:Paid | 55306 | 24.89 |  | 1 | 2222 |  | 2222 |  | 2015-09-03 15:19 | 2015-09-22 | ADROIT ENERGY INC | Retrofit | SAN JOSE | Santa Clara | 95127 | Power Purchase Agreements | [7 empty] | 640 | 40 |  | Glycol | Advanced Controller with a Vacation or Holiday Mode | Solar Storage and Auxiliary Tanks are separate |  | 1 | 1 | 2508 | Z04 | 66 | Units | Apartments/Condos | 2009058C | 16 | 1 | 1100 | 1 | 164 | 2 | 780000 | TRUE | 130 | 120 |  | ISTEC Corporation - 5202S |  | ISTEC Corporation - 5202S | City of San Jose | FALSE | 27.34 |  | 2015-06-19 | 2015-09-04 | 2015-09-03 | 2015-09-22 | 2015-12-16 | 2016-03-01 | 3098 | 60743 | Up-front Payment
PGE-004842 | Low Income Multifamily Residential | Domestic Hot Water | Gas | Pacific Gas and Electric | Incentive:Paid | 118974 | 24.89 |  | 1 | 4780 |  | 4780 |  | 2015-09-04 14:04 | 2015-09-15 | ADROIT ENERGY INC | Retrofit | SAN JOSE | Santa Clara | 95111 | Power Purchase Agreements | [7 empty] | 1600 | 40 |  | Glycol | Steam Back | Solar Storage and Auxiliary Tanks are separate |  | 1 | 1 | 3496 | Z04 | 92 | Units | Apartments/Condos | 2009058C | 40 | 1 | 2200 | 1 | 360 | 1 | 1276000 | TRUE | 130 | 130 |  | ISTEC Corporation - 5202S |  | ISTEC Corporation - 5202S | City of San Jose | FALSE | 27.48 |  | 2015-06-19 |  | 2015-09-04 | 2015-09-15 | 2015-10-23 | 2015-10-27 | 3189 | 131331.29 | Up-front Payment
SCG-004844 | Commercial/Multifamily Residential | Domestic Hot Water | Gas | Southern California Gas Company | Incentive:Paid | 116880 | 20.19 |  | 1 | 5789 |  | 5789 |  | 2015-08-10 20:52 | 2015-08-26 | CALIFORNIA SOLAR THERMAL INC | Retrofit | Canoga Park | Los Angeles | 91304 | Host Customer is System Owner | [7 empty] | 1719.9 | 40.95 |  | Glycol | Steam Back | Solar Storage and Auxiliary Tanks are separate |  | 1 | 1 | 3150 | Z09 | 30 |  | Other | 10001803 | 42 | 1 | 1720 | 1 | 200 | 2 | 398000 | TRUE | 120 | 140 |  | SunEarth - SETR A503 TTR U + VFS 20-400 |  | SunEarth - SETR A503 TTR U + VFS 20-400 | City of Los Angeles | FALSE | 22.38 |  | 2015-06-22 |  | 2015-08-10 | 2015-08-26 | 2015-09-04 | 2015-09-14 | 3315 | 129533 | Up-front Payment
SCG-004846 | Commercial/Multifamily Residential | Domestic Hot Water | Gas | Southern California Gas Company | Incentive:Paid | 93278 | 20.19 |  | 1 | 4620 |  | 4620 |  | 2015-08-10 20:51 | 2015-08-26 | CALIFORNIA SOLAR THERMAL INC | Retrofit | Canoga Park | Los Angeles | 91304 | Host Customer is System Owner | [7 empty] | 1719.9 | 40.95 |  | Glycol | Steam Back | Solar Storage and Auxiliary Tanks are separate |  | 1 | 1 | 2200 | Z09 | 30 |  | Other | 10001803 | 42 | 1 | 1720 | 1 | 200 | 2 | 398000 | TRUE | 120 | 140 |  | SunEarth - SETR A503 TTR U + VFS 20-400 |  | SunEarth - SETR A503 TTR U + VFS 20-400 | City of Los Angeles | FALSE | 28.04 |  | 2015-06-23 |  | 2015-08-10 | 2015-08-26 | 2015-09-04 | 2015-09-14 | 3315 | 129533 | Up-front Payment
PGE-004848 | Commercial/Multifamily Residential | Domestic Hot Water | Gas | Pacific Gas and Electric | Incentive:Paid | 63800 | 20.19 |  | 1 | 3160 |  | 3160 |  | 2015-07-07 11:21 | 2015-07-30 | ADROIT ENERGY INC | Retrofit | SACRAMENTO | Sacramento | 95821 | Power Purchase Agreements | [7 empty] | 842.4 | 42.12 |  | Drainback |  | Solar Storage and Auxiliary Tanks are separate |  | 1 | 1 | 3061 | Z12 | 60 |  | Other | 10001912 | 20 | 1 | 1253 | 1 | 360 | 2 | 500000 | TRUE | 140 | 130 |  | Amatis Controls - AM-JOULE |  | Amatis Controls - AM-JOULE | County of Sacramento | FALSE | 83.54 |  | 2015-06-23 | 2015-07-08 | 2015-07-07 | 2015-07-30 | 2015-08-24 | 2015-09-10 | 3320 | 264000 | Up-front Payment
SDG-004849 | Commercial Pools | Pool Heating | Gas | San Diego Gas and Electric | Incentive:Paid | 9710 | 5 |  | 1 | 1942 |  | 1942 |  | 2015-07-06 16:48 | 2015-07-22 | CALIFORNIA SOLAR THERMAL INC | Retrofit | San Diego | San Diego | 92126 | Host Customer is System Owner | [7 empty] | 1051.2 | 29.2 |  | Drainback |  |  |  | 1 | 1 |  | Z07 |  |  |  | 10001888 | 36 | 1 | [5 empty] | FALSE |  |  |  | SunEarth - SETR A503 TTR U + VFS 20-400 |  | SunEarth - SETR A503 TTR U + VFS 20-400 | County of SD | FALSE | 13.22 |  | 2015-06-30 |  | 2015-07-06 | 2015-07-22 | 2015-08-18 | 2015-08-24 | 3323 | 25681 | Up-front Payment
SCG-004852 | Low Income Multifamily Residential | Domestic Hot Water | Gas | Southern California Gas Company | Reservation:Canceled | 74819 | 24.89 |  | 1 | 3006 |  | 3006 |  |  |  | CALIFORNIA SOLAR THERMAL INC | Retrofit | Anaheim | Orange | 92804 | Host Customer is System Owner | [7 empty] | 819 | 40.95 |  | Glycol | Steam Back | Solar Storage and Auxiliary Tanks are separate |  | 1 | 1 | 1600 | Z12 | 40 | Units | Apartments/Condos | 10001803 | 20 | 1 | 1450 | 1 | 115 | 1 | 499000 | TRUE | 120 | 140 | [5 empty] | FALSE | 33.87 |  | 2011-06-01: 2015-07-10 | 3396 | 101826 | Up-front Payment
SCG-004853 | Commercial/Multifamily Residential | Domestic Hot Water | Gas | Southern California Gas Company | Incentive:Paid | 26650 | 25 |  | 1 SCG | 1066 |  | 1066 |  | 2015-08-04 11:55 | 2015-08-17 | CALIFORNIA SOLAR THERMAL INC | New Construction | Marina Del Rey | Los Angeles | 90292 | Host Customer is System Owner | [7 empty] | 286.65 | 40.95 |  | Glycol | Steam Back | Solar Storage and Auxiliary Tanks are separate |  | 1 | 1 | 840 | Z06 | 21 | Units | Apartments/Condos | 10001803 | 7 | 1 | 584 | 1 | 100 | 1 | 180000 | TRUE | 120 | 140 |  |  |  |  | LA DBS | FALSE | 37.52 |  | 2015-07-20 |  | 2015-08-04 | 2015-08-17 | 2016-07-26 | 2016-08-01 | 2992 | 40000 | Up-front Payment
PGE-004854 | Low Income Multifamily Residential | Domestic Hot Water | Gas | Pacific Gas and Electric | Incentive:Paid | 75541 | 24.89 |  | 1 | 3035 |  | 3035 |  | 2015-08-06 09:57 | 2015-08-26 | CALIFORNIA SOLAR THERMAL INC | Retrofit | STOCKTON | San Joaquin | 95202 | Host Customer is System Owner | [7 empty] | 819 | 40.95 |  | Glycol | Steam Back | Solar Storage and Auxiliary Tanks are separate |  | 1 | 1 | 1600 | Z12 | 40 | Units | Apartments/Condos | 10001803 | 20 | 1 | 2000 | 1 | 115 | 1 | 499000 | TRUE | 120 | 140 |  | SunEarth - SETR A503 TTR U + VFS 10-200 |  | SunEarth - SETR A503 TTR U + VFS 10-200 | City of Stockton | FALSE | 33.61 |  | 2015-07-17 | 2015-08-06 | 2015-08-06 | 2015-08-26 | 2017-11-03 | 2017-11-09 | 2523 | 102000 | Up-front Payment
SCG-004855 | Single Family Residential | Domestic Hot Water | Gas | Southern California Gas Company | Incentive:Canceled | 2179 | 29.85 |  | 1 | 73 |  | 73 |  | 2015-07-07 08:36 |  | IRC SERVICES INC | Retrofit | Santa Ana | Orange | 92706 | Host Customer is System Owner | 3 |  | 2012012B | GREENoneTEC Solarindustrie GmbH | SOLPAL (formerly Solcrafte) | SOLPAL L-G | Direct Integral Collector Storage (DI) | 26.11 |  | Solpal L |  |  | Solar Storage with Tankless Auxiliary Water Heater | 50 | 1 | 1 | 45 | Z08 | [18 empty] | Santa Ana | FALSE | 77.71 |  | 2011-06-01: 2015-06-24; 2011-06-21: 2015-07-24; 2011-08-03: 2015-07-07 | 3382 | 5673.1 | Up-front Payment
SCG-004856 | Single Family Residential | Domestic Hot Water | Gas | Southern California Gas Company | Incentive:Paid | 2179 | 29.85 |  | 1 | 73 |  | 73 |  | 2015-07-24 13:10 | 2015-07-24 | IRC SERVICES INC | Retrofit | Santa Ana | Orange | 92706 | Host Customer is System Owner | 3 |  | 2012012B | GREENoneTEC Solarindustrie GmbH | SOLPAL (formerly Solcrafte) | SOLPAL L-G | Direct Integral Collector Storage (DI) | 26.11 |  | Solpal L |  |  | Solar Storage with Tankless Auxiliary Water Heater | 50 | 1 | 1 | 45 | Z08 | [18 empty] | Santa Ana | FALSE | 77.71 |  | 2011-06-01: 2015-06-24; 2011-08-03: 2015-07-24; 2011-09-20: 2015-07-24 | 3370 | 5673.1 | Up-front Payment
SCG-004857 | Single Family Residential | Domestic Hot Water | Gas | Southern California Gas Company | Incentive:Paid | 2239 | 29.85 |  | 1 | 75 |  | 75 |  | 2015-10-15 18:13 | 2015-12-11 | SERGE A OZEROV | Retrofit | Woodland Hills | Woodland Hills | 91364 | Host Customer is System Owner | 2 |  | 2012012B | GREENoneTEC Solarindustrie GmbH | SOLPAL (formerly Solcrafte) | SOLPAL L-G | Direct Integral Collector Storage (DI) | 26.11 |  | Solpal L |  |  | Solar Storage with Tankless Auxiliary Water Heater | 52 | 1 | 1 | 35 | Z09 | [18 empty] | City of Los Angeles - Department of Building and Safety | FALSE | 174.13 |  | 2011-06-01: 2015-06-24; 2011-08-03: 2015-10-15; 2011-09-20: 2015-12-11 | 3232 | 13059.4 | Up-front Payment
PGE-004858 | Single Family Residential | Domestic Hot Water | Gas | Pacific Gas and Electric | Incentive:Paid | 2541 | 29.85 |  | 1 | 132 |  | 85 |  | 2015-09-01 10:07 | 2015-09-02 | A1 SUN INC | Retrofit | ORINDA | Orinda | 94563 | Host Customer is System Owner | 4 |  | 2009036C | Heliodyne, Inc. | HELIOPAK | HPAK 016 2 408 G 120 ACD Z | Indirect Forced Circulation (IF) | 64.44 |  | 408 001 | Glycol | Pressure Stagnation Protection (PSP) | Solar Storage and Auxiliary Tanks are separate | 120 | 0.86 | 0.75 | 55 | Z12 | [18 empty] | Contra Costa County | FALSE | 98.32 |  | 2011-06-01: 2015-06-25; 2011-08-03: 2015-09-01; 2011-09-20: 2015-09-02 | 3333 | 12978 | Up-front Payment
PGE-004859 | Single Family Residential | Domestic Hot Water | Gas | Pacific Gas and Electric | Incentive:Paid | 2480 | 29.85 |  | 1 | 115 |  | 83 |  | 2015-06-26 10:38 | 2015-06-30 | AZTEC SOLAR INC | Retrofit | GRANITE BAY | Placer | 95746 | Host Customer is System Owner | 4 |  | 30003808 | Solahart Industries | Solahart | ASG 302J & ASG 302J FREE HEAT | Indirect Thermosyphon (IT) | 43.12 |  | J | Glycol | Advanced Controller with a Vacation or Holiday Mode | Solar Storage and Auxiliary Tanks are separate | 80 | 0.85 | 0.85 | 55 | Z11 | [18 empty] | Placer County | FALSE | 77.35 |  | 2015-06-25 | 2015-06-29 |  |  | 2015-06-26 | 2015-06-30 | 3399 | 8895 | Up-front Payment
SCG-004860 | Commercial/Multifamily Residential | Domestic Hot Water | Gas | Southern California Gas Company | Incentive:Paid | 100869 | 20.19 |  | 1 | 4996 |  | 4996 |  | 2015-06-30 07:08 | 2015-08-04 | CALIFORNIA SOLAR THERMAL INC | Retrofit | Azusa | Los Angeles | 91702 | Host Customer is System Owner | [7 empty] | 1573.92 | 21.86 |  | Glycol | Steam Back | Solar Storage and Auxiliary Tanks are separate |  | 1 | 1 | 3344 | Z09 | 88 | Units | Apartments/Condos | 2009077A | 72 | 1 | 3000 | 1 | 175 | 1 | 990000 | TRUE | 120 | 140 |  | SunEarth - SETR A503 TTR U + VFS 20-400 |  | SunEarth - SETR A503 TTR U + VFS 20-400 | City of Azusa | FALSE | 25.11 |  | 2015-06-26 |  | 2015-06-30 | 2015-08-04 | 2015-12-02 | 2015-12-15 | 3232 | 125425 | Up-front Payment
SCG-004862 | Commercial Pools | Pool Heating | Gas | Southern California Gas Company | Incentive:Paid | 10900 | 5 |  | 1 | 2273 |  | 2273 |  | 2015-07-10 13:48 | 2015-09-22 | ENERGX CONTROLS INC | Retrofit | Hermosa Beach | Los Angeles | 90254 | Host Customer is System Owner | [7 empty] | 686.63 | 40.39 |  | Drainback |  |  |  | 1 | 1 |  | Z06 |  |  |  | 10001954 | 17 | 1 | [5 empty] | FALSE |  |  |  | Flow meter, Blue White F2000, Model: ASD |  | Flow meter, Blue White F2000, Model: ASD | Hermosa Beach, Los Angeles, CA | FALSE | 9.59 |  | 2015-06-27 |  | 2015-07-10 | 2015-09-22 | 2015-10-13 | 2015-10-22 | 3288 | 21800 | Up-front Payment
SCG-004864 | Single Family Residential | Domestic Hot Water | Gas | Southern California Gas Company | Incentive:Paid | 3270 | 29.85 |  | 1 | 124 |  | 110 |  | 2015-09-21 11:21 | 2015-09-28 | SUNTREK INDUSTRIES INC | Retrofit | Aliso Viejo | Aliso Viejo | 92656 | Host Customer is System Owner | 4 |  | 2011079A | Apricus Inc. | APSS_CLOSED_AP30_FTB-3_STD-G | APSS_CLOSED_AP30_FTB-3_STD-G | Indirect Forced Circulation (IF) | 44.76 |  | AP-30 | Glycol | Advanced Controller with a Vacation or Holiday Mode | Solar Storage and Auxiliary Tanks are separate | 80 | 0.93 | 0.95 | 55 | Z06 | [18 empty] | City of Aliso Viejo | FALSE | 102.82 |  | 2011-06-01: 2015-06-29; 2011-08-03: 2015-09-21; 2011-09-20: 2015-09-28 | 3313 | 12750 | Up-front Payment
SCG-004865 | Single Family Residential | Domestic Hot Water | Gas | Southern California Gas Company | Incentive:Paid | 3658 | 29.85 |  | 1 | 129 |  | 123 |  | 2015-08-26 10:20 | 2015-09-11 | SUNTREK INDUSTRIES INC | Retrofit | San Juan Capistrano | Orange | 92675 | Host Customer is System Owner | 4 |  | 2011079A | Apricus Inc. | APSS_CLOSED_AP30_FTB-3_STD-G | APSS_CLOSED_AP30_FTB-3_STD-G | Indirect Forced Circulation (IF) | 44.76 |  | AP-30 | Glycol | Advanced Controller with a Vacation or Holiday Mode | Solar Storage and Auxiliary Tanks are separate | 80 | 1 | 0.95 | 55 | Z08 | [18 empty] | San Juan Capistrano | FALSE | 135.66 |  | 2011-06-01: 2015-06-30; 2011-08-03: 2015-08-26; 2011-09-20: 2015-09-11 | 3329 | 17500 | Up-front Payment
SDG-004867 | Commercial Pools | Pool Heating | Gas | San Diego Gas and Electric | Incentive:Paid | 3155 | 5 |  | 1 | 631 |  | 631 |  | 2015-07-14 10:49 | 2015-08-13 | SUNTREK INDUSTRIES INC | Retrofit | San Diego | San Diego | 92110 | Host Customer is System Owner | [7 empty] | 443.24 | 63.32 |  | Manual Drainback |  |  |  | 1 | 1 |  | Z07 |  |  |  | 2007048A | 7 | 1 | [5 empty] | FALSE | [6 empty] | City of San Diego | FALSE | 15.21 |  | 2015-07-01 | 2015-08-12 | 2015-07-14 | 2015-08-13 | 2016-01-20 | 2016-01-21 | 3182 | 9596 | Up-front Payment
PGE-004869 | Single Family Residential | Domestic Hot Water | Gas | Pacific Gas and Electric | Incentive:Paid | 1666 | 29.85 |  | 1 | 62 |  | 56 |  | 2015-08-02 21:08 | 2015-08-21 | TALBOTT SOLAR AND RADIANT HOMES INC | Retrofit | DAVIS | Yolo | 95618 | Host Customer is System Owner | 2 |  | 30003825 | SunEarth, Inc. | CopperHeart | CP-40G | Direct Integral Collector Storage (DI) | 24.96 |  | CP-40 |  |  | Solar Storage and Auxiliary Tanks are separate | 40 | 0.9 | 1 | 35 | Z12 | [18 empty] | City of Davis | FALSE | 99.34 |  | 2011-06-01: 2015-07-02; 2011-08-03: 2015-08-02; 2011-09-20: 2015-08-21 | 3333 | 6159 | Up-front Payment
PGE-004870 | Low Income Single Family Residential | Domestic Hot Water | Gas | Pacific Gas and Electric | Incentive:Paid | 4118 | 36.9 |  | 1 | 120 |  | 112 |  | 2015-09-22 14:14 | 2015-09-25 | FRESNO COUNTY ECONOMIC OPPORTUNITIES COMMISSION | Retrofit | FRESNO | Fresno | 93722 | Host Customer is System Owner | 3 |  | 2010068D | Fafco, Inc. | 500 SERIES | 500-96SF-50G-50S | Indirect Forced Circulation (IF) | 97.56 |  | 2x8, 2x12 | Forced Circulation | Advanced Controller with a Thermal Cycling Function | Solar Storage and Auxiliary Tanks are separate | 50 | 0.93 | 1 | 45 | Z13 | [18 empty] | CITY OF FRESNO | FALSE | 34.91 |  | 2015-07-02 | 2015-09-23 |  |  | 2015-09-22 | 2015-09-25 | 3306 | 4189.41 | Up-front Payment
SCG-004871 | Commercial/Multifamily Residential | Domestic Hot Water | Gas | Southern California Gas Company | Incentive:Paid | 41127 | 20.19 |  | 1 | 2037 |  | 2037 |  | 2015-07-03 15:20 | 2015-08-24 | DOCTOR PIPER INC | Retrofit | Hawthorne | Los Angeles | 90250 | Host Customer is System Owner | [7 empty] | 726.88 | 25.96 |  | Glycol | Advanced Controller with a Vacation or Holiday Mode | Solar Storage with Tankless Auxiliary Water Heater |  | 1 | 1 | 1600 | Z08 | 50 | Units | Apartments/Condos | 2007043A | 28 | 1 | 1300 | 1 | 0 | 0 | 600000 | TRUE | 125 | 125 |  | SunEarth - SETR0603mcU + VFS 10-200 |  | SunEarth - SETR0603mcU + VFS 10-200 | City of Hawthorne | FALSE | 30.76 |  | 2015-07-03 |  | 2015-07-03 | 2015-08-24 | 2015-10-16 | 2015-11-24 | 3232 | 62666 | Up-front Payment
SCG-004872 | Commercial/Multifamily Residential | Domestic Hot Water | Gas | Southern California Gas Company | Incentive:Canceled | 168425 | 25 |  | 1 SCG | 8342 |  | 8342 |  | 2015-07-21 10:22 | 2015-08-11 | ZHICHEN WANG | Retrofit | San Gabriel | San Gabriel | 91775 | Owner/Tenant | [7 empty] | 3346.56 | 52.29 |  | Drainback |  | Solar and Auxiliary Storage are the same Tank |  | 1 | 1 | 2700 | Z09 | 180 | Units | Hotels/Motels | 10001893 | 64 | 4 | 7920 | 1 | 2640 | 2 | 1260000 | TRUE | 150 | 150 | [5 empty] | FALSE | 20.19 |  | 2011-06-01: 2015-07-06; 2011-06-23: 2015-07-21; 2011-07-01: 2015-08-11 | 3365 | 168425 | Up-front Payment
SCG-004873 | Low Income Multifamily Residential | Domestic Hot Water | Gas | Southern California Gas Company | Incentive:Paid | 79250 | 24.89 |  | 1 | 3184 |  | 3184 |  | 2015-09-29 13:43 | 2015-11-03 | PROMISE ENERGY INC | Retrofit | Los Angeles | Los Angeles | 90005 | Host Customer is System Owner | [7 empty] | 960 | 40 |  | Glycol | Steam Back | Solar Storage and Auxiliary Tanks are separate |  | 1 | 1 | 9940 | Z09 | 284 | Units | Apartments/Condos | 2009058C | 24 | 1 | 1700 | 1 | 335 | 2 | 999000 | TRUE | 120 | 140 |  | Amatis Controls - AM-JOULE |  | Amatis Controls - AM-JOULE | LADBS | FALSE | 56.23 |  | 2015-07-06 |  | 2015-09-29 | 2015-11-03 | 2017-07-17 | 2017-07-17 | 2654 | 179040 | Up-front Payment
SCG-004874 | Commercial/Multifamily Residential | Domestic Hot Water | Gas | Southern California Gas Company | Incentive:Paid | 28367 | 20.19 |  | 1 | 1405 |  | 1405 |  | 2015-07-09 10:29 | 2015-07-20 | ENVIRONMENTAL SOLAR DESIGN INC | Retrofit | Los Angeles | Los Angeles | 90004 | Host Customer is System Owner | [7 empty] | 409 | 40.9 |  | Glycol | Advanced Controller with a Vacation or Holiday Mode | Solar Storage and Auxiliary Tanks are separate |  | 1 | 1 | 1000 | Z09 | 27 | Units | Apartments/Condos | 2007032A | 10 | 1 | 480 | 4 | 295 | 3 | 270000 | TRUE | 125 | 135 |  |  |  |  | City of Los Angeles | FALSE | 29.79 |  | 2015-07-08 |  | 2015-07-09 | 2015-07-20 | 2016-01-04 | 2016-01-07 | 3211 | 41860 | Up-front Payment
PGE-004875 | Single Family Residential | Domestic Hot Water | Gas | Pacific Gas and Electric | Incentive:Paid | 1979 | 29.85 |  | 1 | 78 |  | 66 |  | 2015-09-16 16:44 | 2015-12-21 | ADROIT ENERGY INC | Retrofit | BERKELEY | Alameda | 94710 | Host Customer is System Owner | 2 |  | 2007029A | Viessmann Manufacturing Company (US) Inc. | VITOSOL 200F COMBI-PACKAGE | 1-200F-200V-G | Indirect Forced Circulation (IF) | 27.05 |  | 200-F Sv2C/SH2C | Glycol | Advanced Controller with a Vacation or Holiday Mode | Solar Storage with Tankless Auxiliary Water Heater | 50 | 1 | 0.85 | 35 | Z03 | [18 empty] | Berkeley | FALSE | 54.9 |  | 2015-07-07 | 2015-10-16 |  |  | 2015-09-16 | 2015-12-21 | 3217 | 4282 | Up-front Payment
SDG-004876 | Commercial Pools | Pool Heating | Gas | San Diego Gas and Electric | Incentive:Paid | 7988 | 5 |  | 1 | 1637 |  | 1637 |  | 2015-08-10 10:03 | 2015-08-26 | SUNX SOLAR INC | Retrofit | El Cajon | San Diego | 92020 | Host Customer is System Owner | [7 empty] | 772.8 | 48.3 |  | Drainback |  |  |  | 1 | 1 |  | Z07 |  |  |  | 10001884 | 16 | 1 | [5 empty] | FALSE |  |  |  | SunEarth - SETR A503 TTR U + VFS 20-400 |  | SunEarth - SETR A503 TTR U + VFS 20-400 | City of El Cajon | FALSE | 9.76 |  | 2015-07-07 |  | 2015-08-10 | 2015-08-26 | 2016-03-24 | 2016-05-04 | 3076 | 15976 | Up-front Payment
SDG-004877 | Commercial Pools | Pool Heating | Gas | San Diego Gas and Electric | Incentive:Paid | 18725 | 5 |  | 1 | 4308 |  | 4308 |  | 2015-07-15 09:18 | 2015-08-11 | SUNX SOLAR INC | Retrofit | San Diego | San Diego | 92122 | Host Customer is System Owner | [7 empty] | 1835.4 | 48.3 |  | Drainback |  |  |  | 1 | 1 |  | Z07 |  |  |  | 10001884 | 38 | 1 | [5 empty] | FALSE |  |  |  | SunEarth - SETR A503 TTR U + VFS 20-400 |  | SunEarth - SETR A503 TTR U + VFS 20-400 | City of San Diego | FALSE | 8.69 |  | 2015-07-07 |  | 2015-07-15 | 2015-08-11 | 2015-09-30 | 2015-12-11 | 3223 | 37450 | Up-front Payment
PGE-004878 | Single Family Residential | Domestic Hot Water | Gas | Pacific Gas and Electric | Incentive:Paid | 3998 | 29.85 |  | 1 | 155 |  | 134 |  | 2015-07-09 15:44 | 2015-07-10 | AZTEC SOLAR INC | Retrofit | ELK GROVE | Sacramento | 95758 | Host Customer is System Owner | 4 |  | 2001001E | SunEarth, Inc. | SOLARAY | TE64P-80-2G | Indirect Forced Circulation (IF) | 65.67 |  | EP-32 / EP-32-0.75 | Glycol | Advanced Controller with a Vacation or Holiday Mode | Solar Storage and Auxiliary Tanks are separate | 80 | 0.96 | 0.9 | 55 | Z12 | [18 empty] | City of Elk Grove | FALSE | 57.03 |  | 2011-06-01: 2015-07-08; 2011-08-03: 2015-07-09; 2011-09-20: 2015-07-10 | 3375 | 8840 | Up-front Payment
PGE-004879 | Single Family Residential | Domestic Hot Water | Gas | Pacific Gas and Electric | Incentive:Paid | 3104 | 29.85 |  | 1 | 104 |  | 104 |  | 2015-07-13 17:41 | 2015-07-23 | AZTEC SOLAR INC | Retrofit | ROSEVILLE | Placer | 95747 | Host Customer is System Owner | 3 |  | 30003808 | Solahart Industries | Solahart | ASG 302J & ASG 302J FREE HEAT | Indirect Thermosyphon (IT) | 43.12 |  | J | Glycol | Advanced Controller with a Vacation or Holiday Mode | Solar Storage and Auxiliary Tanks are separate | 80 | 1 | 1 | 45 | Z11 | [18 empty] | City of Roseville | FALSE | 83.56 |  | 2011-06-01: 2015-07-10; 2011-08-03: 2015-07-13; 2011-09-20: 2015-07-23 | 3375 | 8690 | Up-front Payment
PGE-004880 | Commercial/Multifamily Residential | Domestic Hot Water | Gas | Pacific Gas and Electric | Incentive:Paid | 43509 | 20.19 |  | 1 | 2155 |  | 2155 |  | 2015-08-27 13:51 | 2015-09-21 | CORONA SOLAR | Retrofit | ROHNERT PARK | Sonoma | 94928 | Host Customer is System Owner | [7 empty] | 957.84 | 39.91 |  | Glycol | Advanced Controller with a Vacation or Holiday Mode | Solar Storage and Auxiliary Tanks are separate |  | 1 | 1 | 1440 | Z02 | 36 | Units | Apartments/Condos | 2009061E | 24 | 1 | 1060 | 4 | 150 | 2 | 500000 | TRUE | 140 | 130 |  | Maktinta Energy - Solar Brain MKTCT1006 |  | Maktinta Energy - Solar Brain MKTCT1006 | City of Rohnert Park | FALSE | 64.15 |  | 2015-07-12 | 2015-08-28 | 2015-08-27 | 2015-09-21 | 2015-10-03 | 2015-10-29 | 3265 | 138254 | Up-front Payment
SCG-004881 | Low Income Multifamily Residential | Domestic Hot Water | Gas | Southern California Gas Company | Incentive:Paid | 86567 | 24.89 |  | 1 | 3478 |  | 3478 |  | 2015-08-04 11:52 | 2015-08-21 | CALIFORNIA SOLAR THERMAL INC | Retrofit | Anaheim | Orange | 92804 | Host Customer is System Owner | [7 empty] | 982.8 | 40.95 |  | Glycol | Steam Back | Solar Storage and Auxiliary Tanks are separate |  | 1 | 1 | 2204 | Z08 | 58 | Units | Apartments/Condos | 10001803 | 24 | 1 | 2000 | 1 | 80 | 1 | 750000 | TRUE | 120 | 140 |  | SunEarth - SETR A503 TTR U + VFS 20-400 |  | SunEarth - SETR A503 TTR U + VFS 20-400 | City of Anaheim | FALSE | 29.28 |  | 2015-07-13 |  | 2015-08-04 | 2015-08-21 | 2017-07-24 | 2017-08-10 | 2629 | 101826 | Up-front Payment
SCG-004882 | Single Family Residential | Domestic Hot Water | Gas | Southern California Gas Company | Incentive:Paid | 1673 | 29.85 |  | 1 | 59 |  | 56 |  | 2015-10-22 09:04 | 2015-10-29 | SUNTREK INDUSTRIES INC | Retrofit | Laguna Beach | Orange | 92651 | Host Customer is System Owner | 4 |  | 30003825 | SunEarth, Inc. | CopperHeart | CP-40G | Direct Integral Collector Storage (DI) | 24.96 |  | CP-40 |  |  | Solar Storage and Auxiliary Tanks are separate | 40 | 1 | 0.95 | 55 | Z06 | [18 empty] | City of Laguna Beach | FALSE | 101.69 |  | 2011-06-01: 2015-07-16; 2011-08-03: 2015-10-22; 2011-09-20: 2015-10-29 | 3285 | 6000 | Up-front Payment
SCG-004883 | Single Family Residential | Domestic Hot Water | Gas | Southern California Gas Company | Incentive:Paid | 1377 | 29.85 |  | 1 | 59 |  | 46 |  | 2015-10-14 12:06 | 2015-10-21 | SUNTREK INDUSTRIES INC | Retrofit | Newport Beach | Orange | 92660 | Host Customer is System Owner | 4 |  | 30003825 | SunEarth, Inc. | CopperHeart | CP-40G | Direct Integral Collector Storage (DI) | 24.96 |  | CP-40 |  |  | Solar Storage and Auxiliary Tanks are separate | 40 | 0.92 | 0.85 | 55 | Z06 | [18 empty] | City of Newport Beach | FALSE | 169.49 |  | 2011-06-01: 2015-07-16; 2011-08-03: 2015-10-14; 2011-09-20: 2015-10-21 | 3291 | 10000 | Up-front Payment
PGE-004886 | Single Family Residential | Domestic Hot Water | Gas | Pacific Gas and Electric | Incentive:Paid | 3542 | 29.85 |  | 1 | 141 |  | 119 |  | 2015-07-17 15:08 | 2015-07-23 | AZTEC SOLAR INC | Retrofit | VACAVILLE | Solano | 95687 | Host Customer is System Owner | 3 |  | 2001001C | SunEarth, Inc. | SOLARAY | TE48P-80-2G | Indirect Forced Circulation (IF) | 49.3 |  | EP-24 / EP-24-0.75 | Glycol | Advanced Controller with a Vacation or Holiday Mode | Solar Storage and Auxiliary Tanks are separate | 80 | 0.99 | 0.85 | 45 | Z12 | [18 empty] | City of Vacaville | FALSE | 61.56 |  | 2011-06-01: 2015-07-17; 2011-08-03: 2015-07-17; 2011-09-20: 2015-07-23 | 3375 | 8680 | Up-front Payment
SCG-004887 | Low Income Multifamily Residential | Domestic Hot Water | Gas | Southern California Gas Company | Reservation:Canceled | 129378 | 24.89 |  | 1 | 5198 |  | 5198 |  |  |  |  | Retrofit | Riverside | Riverside | 92507 | Host Customer is System Owner | [7 empty] | 1597.05 | 40.95 |  | Glycol | Steam Back | Solar Storage and Auxiliary Tanks are separate |  | 1 | 1 | 2888 | Z10 | 76 | Units | Apartments/Condos | 10001803 | 39 | 1 | 2200 | 1 | 115 | 1 | 750000 | TRUE | 120 | 140 | [5 empty] | FALSE | 32.41 |  | 2011-06-01: 2015-07-19 | 3387 | 168442 | Up-front Payment
SCG-004888 | Single Family Residential | Domestic Hot Water | Gas | Southern California Gas Company | Incentive:Paid | 3128 | 29.85 |  | 1 | 131 |  | 105 |  | 2015-07-27 11:24 | 2015-08-07 | ADVANCED CONSERVATION SYSTEMS INC | Retrofit | Palmdale | Palmdale | 93551 | Host Customer is System Owner | 3 |  | 30004088 | Solarhot | SolVelox Drainback | S-SV-DBUMA64-80G | Indirect Forced Circulation (IF) | 64 |  | SLAR-32 | Automatic Drainback | Drainback (Water) | Solar Storage and Auxiliary Tanks are separate | 80 | 1 | 0.8 | 45 | Z14 | [18 empty] | County of Los Angeles | FALSE | 64.86 |  | 2011-06-01: 2015-07-21; 2011-08-03: 2015-07-27; 2011-09-20: 2015-08-07 | 3357 | 8497 | Up-front Payment
SCG-004889 | Industrial | Process Heating | Gas | Southern California Gas Company | Incentive:Canceled | 789490 | $None |  |  | 0 |  | 0 |  | 2015-10-08 14:02 | 2015-11-13 | ZHICHEN WANG | Retrofit | Compton | Compton | 90221 | Owner/Tenant | [7 empty] | 11399.22 | 52.29 |  | Drainback |  | Solar and Auxiliary Storage are the same Tank |  | 1 | 1 | 30000 | Z09 | 20000 | Pounds of Laundry | Coin-op Laundries | 10001893 | 218 | 4 | 21120 | 2 | 4884 | 4 | 11226000 | TRUE | 150 | 150 | [5 empty] | FALSE | 0 |  | 2011-06-01: 2015-07-21; 2011-06-23: 2015-10-08; 2011-07-01: 2015-11-13 | 3270 | 789490 | Performance-Based Incentive
SCG-004891 | Commercial Pools | Pool Heating | Gas | Southern California Gas Company | Incentive:Paid | 6640 | 5 |  | 1 | 1452 |  | 1452 |  | 2015-10-15 08:55 | 2015-10-16 | ENVIRONMENTAL SOLAR DESIGN INC | Retrofit | Tarzana | Tarzana | 91356 | Host Customer is System Owner | [7 empty] | 483 | 48.3 |  | Drainback |  |  |  | 1 | 1 |  | Z09 |  |  |  | 10001884 | 10 | 1 | [5 empty] | FALSE |  |  |  | SunEarth - SETR0603mcU + VFS 10-200 |  | SunEarth - SETR0603mcU + VFS 10-200 | City of Los Angeles | FALSE | 9.15 |  | 2015-07-22 |  | 2015-10-15 | 2015-10-16 | 2016-01-26 | 2016-03-01 | 3156 | 13280 | Up-front Payment
SCG-004892 | Commercial Pools | Pool Heating | Gas | Southern California Gas Company | Incentive:Paid | 9493 | 5 |  | 1 | 2101 |  | 2101 |  | 2015-07-29 11:29 | 2015-08-04 | REVCO SOLAR ENGINEERING INC | Retrofit | San Juan Capistrano | Orange | 92675 | Host Customer is System Owner | [7 empty] | 672 | 48 |  | Drainback |  |  |  | 1 | 1 |  | Z08 |  |  |  | 10001954 | 14 | 1 | [5 empty] | FALSE |  |  |  | SunEarth - SETR A503 TTR U + VFS 20-400 |  | SunEarth - SETR A503 TTR U + VFS 20-400 | San Juan Capistrano | FALSE | 9.04 |  | 2015-07-24 |  | 2015-07-29 | 2015-08-04 | 2015-10-05 | 2015-10-22 | 3288 | 18985 | Up-front Payment
SCG-004893 | Low Income Multifamily Residential | Domestic Hot Water | Gas | Southern California Gas Company | Incentive:Paid | 96822 | 24.89 |  | 1 | 3890 |  | 3890 |  | 2015-09-08 07:31 | 2015-09-23 | CALIFORNIA SOLAR THERMAL INC | Retrofit | Riverside | Riverside | 92507 | Host Customer is System Owner | [7 empty] | 1105.65 | 40.95 |  | Glycol | Steam Back | Solar Storage and Auxiliary Tanks are separate |  | 1 | 1 | 2128 | Z10 | 56 | Units | Apartments/Condos | 10001803 | 27 | 1 | 1900 | 1 | 115 | 1 | 750000 | TRUE | 120 | 140 |  | SunEarth - SETR A503 TTR U + VFS 20-400 |  | SunEarth - SETR A503 TTR U + VFS 20-400 | City of Riverside | FALSE | 27.48 |  | 2015-07-24 |  | 2015-09-08 | 2015-09-23 | 2016-01-28 | 2016-02-09 | 3172 | 106878 | Up-front Payment
SCG-004894 | Low Income Multifamily Residential | Domestic Hot Water | Gas | Southern California Gas Company | Incentive:Paid | 129378 | 24.89 |  | 1 | 5198 |  | 5198 |  | 2015-09-08 07:32 | 2015-09-23 | CALIFORNIA SOLAR THERMAL INC | Retrofit | Riverside | Riverside | 92507 | Host Customer is System Owner | [7 empty] | 1597.05 | 40.95 |  | Glycol | Steam Back | Solar Storage and Auxiliary Tanks are separate |  | 1 | 1 | 2888 | Z10 | 76 | Units | Apartments/Condos | 10001803 | 39 | 1 | 2200 | 1 | 115 | 1 | 750000 | TRUE | 120 | 140 |  | SunEarth - SETR A503 TTR U + VFS 20-400 |  | SunEarth - SETR A503 TTR U + VFS 20-400 | City of Riverside | FALSE | 29.7 |  | 2015-07-24 |  | 2015-09-08 | 2015-09-23 | 2016-01-29 | 2016-02-09 | 3172 | 154379 | Up-front Payment
SDG-004895 | Commercial Pools | Pool Heating | Gas | San Diego Gas and Electric | Incentive:Paid | 4209 | 5 |  | 1 | 886 |  | 842 |  | 2015-08-27 16:02 | 2015-09-22 | ENERGX CONTROLS INC | Retrofit | San Diego | San Diego | 92130 | Host Customer is System Owner | [7 empty] | 760.16 | 47.51 |  | Drainback |  |  |  | 0.95 | 1 |  | Z07 |  |  |  | 10001773 | 16 | 1 | [5 empty] | FALSE |  |  |  | Flow meter, Blue White F2000, Model: ASD |  | Flow meter, Blue White F2000, Model: ASD | San Diego, San Diego, CA | FALSE | 18.34 |  | 2015-07-24 | 2015-09-10 | 2015-08-27 | 2015-09-22 | 2015-12-03 | 2015-12-08 | 3223 | 16250 | Up-front Payment
SDG-004898 | Commercial Pools | Pool Heating | Gas | San Diego Gas and Electric | Incentive:Paid | 3518 | 5 |  | 1 | 718 |  | 704 |  | 2015-08-28 08:09 | 2015-09-22 | ENERGX CONTROLS INC | Retrofit | San Diego | San Diego | 92130 | Host Customer is System Owner | [7 empty] | 320 | 40 |  | Drainback |  |  |  | 0.98 | 1 |  | Z07 |  |  |  | 10001773 | 8 | 1 | [5 empty] | FALSE | [6 empty] | San Diego, San Diego, CA | FALSE | 12.12 |  | 2015-07-28 | 2015-09-10 | 2015-08-28 | 2015-09-22 | 2015-11-17 | 2016-01-06 | 3197 | 8700 | Up-front Payment
SDG-004899 | Commercial Pools | Pool Heating | Gas | San Diego Gas and Electric | Incentive:Paid | 11250 | 5 |  | 1 | 2364 |  | 2364 |  | 2015-08-27 15:57 | 2015-09-22 | ENERGX CONTROLS INC | Retrofit | Chula Vista | San Diego | 91913 | Host Customer is System Owner | [7 empty] | 956 | 47.8 |  | Drainback |  |  |  | 1 | 1 |  | Z07 |  |  |  | 10001954 | 20 | 1 | [5 empty] | FALSE |  |  |  | Flow meter, Blue White F2000, Model: ASD |  | Flow meter, Blue White F2000, Model: ASD | Chula Vista, San Diego, CA | FALSE | 9.52 |  | 2015-07-28 | 2015-09-10 | 2015-08-27 | 2015-09-22 | 2015-10-26 | 2015-11-13 | 3253 | 22500 | Up-front Payment
SDG-004901 | Commercial Pools | Pool Heating | Gas | San Diego Gas and Electric | Incentive:Paid | 9246 | 5 |  | 1 | 1887 |  | 1849 |  | 2015-08-27 15:51 | 2015-09-28 | ENERGX CONTROLS INC | Retrofit | Encinitas | San Diego | 92024 | Host Customer is System Owner | [7 empty] | 1217.5 | 48.7 |  | Drainback |  |  |  | 0.98 | 1 |  | Z07 |  |  |  | 10001773 | 25 | 1 | [5 empty] | FALSE |  |  |  | Flow meter, Blue White F2000, Model: ASD |  | Flow meter, Blue White F2000, Model: ASD | Encinitas, San Diego, CA | FALSE | 11.98 |  | 2015-07-28 | 2015-09-10 | 2015-08-27 | 2015-09-28 | 2015-10-26 | 2015-11-13 | 3253 | 22600 | Up-front Payment
PGE-004902 | Low Income Multifamily Residential | Domestic Hot Water | Gas | Pacific Gas and Electric | Incentive:Paid | 71658 | 24.89 |  | 1 | 2879 |  | 2879 |  | 2015-07-29 15:50 | 2015-08-24 | SUN LIGHT & POWER | New Construction | Oakland | Alameda | 94607 | Host Customer is System Owner | [7 empty] | 803.4 | 40.17 |  | Glycol | Pressure Stagnation Protection (PSP) | Solar and Auxiliary Storage are the same Tank |  | 1 | 1 | 2698 | Z03 | 71 | Units | Apartments/Condos | 2010115A | 20 | 2 | 1200 | 1 | 350 | 1 | 1000000 | TRUE | 130 | 120 |  | Heliodyne - Delta-T Pro Ethernet |  | Heliodyne - Delta-T Pro Ethernet | City of Oakland | FALSE | 39.31 |  | 2015-07-29 |  | 2015-07-29 | 2015-08-24 | 2017-02-24 | 2017-03-07 | 2770 | 113174 | Up-front Payment
SDG-004903 | Commercial/Multifamily Residential | Domestic Hot Water | Gas | San Diego Gas and Electric | Incentive:Canceled | 89280 | 20.19 |  | 1 | 4422 |  | 4422 |  | 2015-08-14 14:29 | 2015-09-24 | VILLARA CORPORATION | Retrofit | San Diego | San Diego | 92101 | Power Purchase Agreements | [7 empty] | 1280 | 40 |  | Glycol | Advanced Controller with a Thermal Cycling Function | Solar Storage and Auxiliary Tanks are separate |  | 1 | 1 | 4590 | Z07 | 153 | Units | Apartments/Condos | 2009058C | 32 | 2 | 2000 | 1 | 2280 | 2 | 399000 | TRUE | 130 | 120 | [5 empty] | FALSE | 27.66 |  | 2015-07-28 | 2015-08-26 | 2015-08-14 | 2015-09-24 |  |  | 3320 | 122307.44 | Up-front Payment
PGE-004908 | Commercial Pools | Pool Heating | Gas | Pacific Gas and Electric | Reservation:Canceled | 3930 | 5 |  | 1 | 1029 |  | 1029 |  | 2015-11-04 11:22 |  | E C O SOLAR | Retrofit | Concord | Contra Costa | 94521 | Host Customer is System Owner | [7 empty] | 447.7 | 40.7 |  | Manual Drainback |  |  |  | 1 | 1 |  | Z12 |  |  |  | 10001888 | 11 | 1 | [5 empty] | FALSE | [7 empty] | FALSE | 7.64 |  | 2011-06-01: 2015-07-29; 2011-06-21: 2015-11-12; 2011-06-23: 2015-11-04 | 3246 | 7860 | Up-front Payment
SCG-004909 | Commercial Pools | Pool Heating | Gas | Southern California Gas Company | Incentive:Paid | 8228 | 5 |  | 1 | 1777 |  | 1777 |  | 2015-12-21 13:01 | 2015-12-29 | ALL VALLEY SOLAR INC | Retrofit | Canoga Park | Canoga Park | 91304 | Host Customer is System Owner | [7 empty] | 628.64 | 39.29 |  | Drainback |  |  |  | 1 | 1 |  | Z09 |  |  |  | PP 40 (2" Model) | 16 | 1 | [5 empty] | FALSE |  |  |  | SunEarth - SETR A503 TTR U + VFS 5-100 |  | SunEarth - SETR A503 TTR U + VFS 5-100 | LADBS | FALSE | 9.26 |  | 2015-07-29 |  | 2015-12-21 | 2015-12-29 | 2016-01-25 | 2016-02-09 | 3169 | 16455 | Up-front Payment
SCG-004913 | Low Income Multifamily Residential | Domestic Hot Water | Gas | Southern California Gas Company | Incentive:Paid | 40172 | 24.89 |  | 1 | 1614 |  | 1614 |  | 2015-08-12 22:40 | 2015-08-20 | DOCTOR PIPER INC | Retrofit | San Luis Obispo | San Luis Obispo | 93401 | Power Purchase Agreements | [7 empty] | 409.5 | 40.95 |  | Glycol | Steam Back | Solar Storage and Auxiliary Tanks are separate |  | 1 | 1 | 1680 | Z04 | 42 | Units | Apartments/Condos | 10001803 | 10 | 1 | 700 | 1 | 300 | 1 | 750000 | TRUE | 130 | 130 |  |  |  |  | City of San Luis Obispo | FALSE | 28.75 |  | 2015-08-12 |  | 2015-08-12 | 2015-08-20 | 2016-06-17 | 2016-06-24 | 3034 | 46406.19 | Up-front Payment
PGE-004914 | Low Income Single Family Residential | Domestic Hot Water | Gas | Pacific Gas and Electric | Incentive:Paid | 3227 | 36.9 |  | 1 | 105 |  | 87 |  | 2015-08-12 10:39 | 2015-10-21 | FRESNO COUNTY ECONOMIC OPPORTUNITIES COMMISSION | Retrofit | FRESNO | Fresno | 93727 | Host Customer is System Owner | 5 |  | 2010068A | Fafco, Inc. | 500 SERIES | 500-48SF-50G-50S | Indirect Forced Circulation (IF) | 48.78 |  | 2x8, 2x12 | Forced Circulation | Advanced Controller with a Thermal Cycling Function | Solar Storage and Auxiliary Tanks are separate | 50 | 0.98 | 0.85 | 65 | Z13 | [18 empty] | CITY OF FRESNO | FALSE | 39.09 |  | 2015-07-30 | 2015-10-15 |  |  | 2015-08-12 | 2015-10-21 | 3280 | 4104.13 | Up-front Payment
PGE-004915 | Low Income Multifamily Residential | Domestic Hot Water | Gas | Pacific Gas and Electric | Incentive:Paid | 193420 | 24.89 |  | 1 | 7771 |  | 7771 |  | 2015-10-07 17:03 | 2015-10-26 | ADROIT ENERGY INC | Retrofit | SAN JOSE | Santa Clara | 95112 | Power Purchase Agreements | [7 empty] | 2400 | 40 |  | Glycol | Steam Back | Solar Storage and Auxiliary Tanks are separate |  | 1 | 1 | 6808 | Z04 | 184 | Units | Apartments/Condos | 2009058C | 60 | 1 | 3560 | 2 | 1068 | 2 | 1700000 | TRUE | 130 | 130 |  | ISTEC Corporation - 5202S |  | ISTEC Corporation - 5202S | City of San Jose | FALSE | 29.33 |  | 2015-09-01 | 2015-10-08 | 2015-10-07 | 2015-10-26 | 2016-08-01 | 2016-08-03 | 2999 | 227935.29 | Up-front Payment
PGE-004916 | Low Income Multifamily Residential | Domestic Hot Water | Gas | Pacific Gas and Electric | Incentive:Paid | 85447 | 24.89 |  | 1 | 3433 |  | 3433 |  | 2015-09-02 09:49 | 2015-09-09 | ADROIT ENERGY INC | Retrofit | SAN JOSE | Santa Clara | 95112 | Power Purchase Agreements | [7 empty] | 960 | 40 |  | Glycol | Steam Back | Solar Storage and Auxiliary Tanks are separate |  | 1 | 1 | 3922 | Z04 | 106 | Units | Apartments/Condos | 2009058C | 24 | 1 | 1300 | 1 | 534 | 1 | 1000000 | TRUE | 130 | 130 |  | ISTEC Corporation - 5202S |  | ISTEC Corporation - 5202S | City of San Jose | FALSE | 27.05 |  | 2015-09-02 |  | 2015-09-02 | 2015-09-09 | 2016-03-28 | 2016-04-05 | 3120 | 92859.8 | Up-front Payment
SCG-004918 | Single Family Residential | Domestic Hot Water | Gas | Southern California Gas Company | Incentive:Paid | 4358 | 29.85 |  | 1 | 146 |  | 146 |  | 2015-08-14 14:51 | 2015-08-21 | SUNLIGHT ENERGY SYSTEMS INC | Retrofit | BUENA PARK | Orange | 90620 | Host Customer is System Owner | 4 |  | 2001001C | SunEarth, Inc. | SOLARAY | TE48P-80-2G | Indirect Forced Circulation (IF) | 49.3 |  | EP-24 / EP-24-0.75 | Glycol | Advanced Controller with a Vacation or Holiday Mode | Solar Storage and Auxiliary Tanks are separate | 80 | 1 | 1 | 55 | Z08 | [18 empty] | BUENA PARK | FALSE | 48.22 |  | 2011-06-01: 2015-08-04; 2011-08-03: 2015-08-14; 2011-09-20: 2015-08-21 | 3349 | 7040 | Up-front Payment
SDG-004919 | Single Family Residential | Domestic Hot Water | Gas | San Diego Gas and Electric | Incentive:Paid | 1531 | 29.85 |  | 1 | 60 |  | 51 |  | 2015-08-04 13:00 | 2015-09-23 | SOLAIRE ENERGY SYSTEMS INC | Retrofit | San Diego | San Diego | 92127 | Host Customer is System Owner | 4 |  | 30003825 | SunEarth, Inc. | CopperHeart | CP-40G | Direct Integral Collector Storage (DI) | 24.96 |  | CP-40 |  |  | Solar and Auxiliary Storage are the same Tank | 40 | 0.95 | 0.9 | 55 | Z10 | [18 empty] | San Diego County CA | FALSE | 115.43 |  | 2015-08-04 | 2015-08-17 |  |  | 2015-08-04 | 2015-09-23 | 3313 | 6926 | Up-front Payment
SDG-004920 | Commercial Pools | Pool Heating | Gas | San Diego Gas and Electric | Incentive:Paid | 7176 | 5 |  | 1 | 1864 |  | 1435 |  | 2015-08-07 10:34 | 2015-08-27 | REVCO SOLAR ENGINEERING INC | Retrofit | Oceanside | San Diego | 92057 | Host Customer is System Owner | [7 empty] | 672 | 48 |  | Drainback |  |  |  | 0.77 | 1 |  | Z07 |  |  |  | 10001954 | 14 | 1 | [5 empty] | FALSE |  |  |  | SunEarth - SETR A503 TTR U + VFS 20-400 |  | SunEarth - SETR A503 TTR U + VFS 20-400 | City of Oceanside | FALSE | 11.71 |  | 2015-08-04 | 2015-08-21 | 2015-08-07 | 2015-08-27 | 2017-07-27 | 2017-12-13 | 2489 | 21823 | Up-front Payment
SDG-004921 | Single Family Residential | Domestic Hot Water | Gas | San Diego Gas and Electric | Incentive:Paid | 1355 | 29.85 |  | 1 | 61 |  | 45 |  | 2015-08-04 14:04 | 2015-09-23 | SOLAIRE ENERGY SYSTEMS INC | Retrofit | San Diego | San Diego | 92154 | Host Customer is System Owner | 2 |  | 30003825 | SunEarth, Inc. | CopperHeart | CP-40G | Direct Integral Collector Storage (DI) | 24.96 |  | CP-40 |  |  | Solar and Auxiliary Storage are the same Tank |  | 0.93 | 0.8 | 35 | Z07 | [18 empty] | San Diego County CA | FALSE | 100.52 |  | 2015-08-04 | 2015-08-17 |  |  | 2015-08-04 | 2015-09-23 | 3313 | 6132 | Up-front Payment
SCG-004922 | Commercial/Multifamily Residential | Domestic Hot Water | Gas | Southern California Gas Company | Incentive:Paid | 135939 | 20.19 |  | 1 | 6733 |  | 6733 |  | 2015-11-18 07:36 | 2015-11-19 | ALL VALLEY SOLAR INC | Retrofit | Van Nuys | Van Nuys | 91405 | Host Customer is System Owner | [7 empty] | 1965.6 | 40.95 |  | Drainback |  | Solar Storage and Auxiliary Tanks are separate |  | 1 | 1 | 3686 | Z09 | 97 | Units | Apartments/Condos | 10001803 | 48 | 3 | 3400 | 1 | 175 | 1 | 798000 | TRUE | 125 | 140 |  | SunEarth - SETR A503 TTR U + VFS 5-100 |  | SunEarth - SETR A503 TTR U + VFS 5-100 | LADBS | FALSE | 35 |  | 2015-11-13 |  | 2015-11-18 | 2015-11-19 | 2015-11-23 | 2015-12-02 | 3232 | 235660 | Up-front Payment
PGE-004923 | Low Income Single Family Residential | Domestic Hot Water | Gas | Pacific Gas and Electric | Incentive:Paid | 3836 | 36.9 |  | 1 | 105 |  | 104 |  | 2015-08-12 10:38 | 2015-10-14 | FRESNO COUNTY ECONOMIC OPPORTUNITIES COMMISSION | Retrofit | FRESNO | Fresno | 93725 | Host Customer is System Owner | 3 |  | 2010068A | Fafco, Inc. | 500 SERIES | 500-48SF-50G-50S | Indirect Forced Circulation (IF) | 48.78 |  | 2x8, 2x12 | Forced Circulation | Advanced Controller with a Thermal Cycling Function | Solar Storage and Auxiliary Tanks are separate | 50 | 0.99 | 1 | 45 | Z13 | [18 empty] | CITY OF FRESNO | FALSE | 36.82 |  | 2015-08-06 | 2015-10-14 |  |  | 2015-08-12 | 2015-10-14 | 3280 | 3866.6 | Up-front Payment
PGE-004925 | Single Family Residential | Domestic Hot Water | Gas | Pacific Gas and Electric | Incentive:Paid | 2048 | 29.85 |  | 1 | 70 |  | 69 |  | 2015-08-10 13:15 | 2015-08-31 | CLARKE & RUSH MECHANICAL INC | Retrofit | ORANGEVALE | Sacramento | 95662 | Host Customer is System Owner | 4 |  | 2012012B | GREENoneTEC Solarindustrie GmbH | SOLPAL (formerly Solcrafte) | SOLPAL L-G | Direct Integral Collector Storage (DI) | 26.11 |  | Solpal L |  |  | Solar and Auxiliary Storage are the same Tank | 51 | 0.98 | 1 | 55 | Z12 | [18 empty] | Sacramento County | FALSE | 85.71 |  | 2011-06-01: 2015-08-10; 2011-08-03: 2015-08-10; 2011-09-20: 2015-08-31 | 3333 | 6000 | Up-front Payment
SCG-004926 | Single Family Residential | Domestic Hot Water | Gas | Southern California Gas Company | Incentive:Paid | 2985 | 29.85 |  | 1 | 101 |  | 100 |  | 2015-08-19 08:11 | 2015-09-11 | LONG BEACH COMMUNITY ACTION PARTNERSHIP | Retrofit | Azusa | Los Angeles | 91702 | Owner/Tenant | 4 |  | 2010068D | Fafco, Inc. | 500 SERIES | 500-96SF-50G-50S | Indirect Forced Circulation (IF) | 97.56 |  | 2x8, 2x12 | Glycol | Unglazed Collectors | Solar Storage and Auxiliary Tanks are separate | 49.92 | 0.99 | 1 | 55 | Z16 | [18 empty] | City of Azusa | FALSE | 60 |  | 2011-06-01: 2015-08-11; 2011-08-03: 2015-08-19; 2011-09-20: 2015-09-11 | 3319 | 6060.35 | Up-front Payment
SCG-004927 | Single Family Residential | Domestic Hot Water | Gas | Southern California Gas Company | Incentive:Paid | 3681 | 29.85 |  | 1 | 137 |  | 123 |  | 2015-11-24 14:11 | 2015-12-14 | ALL VALLEY SOLAR INC | Retrofit | Pacoima | Pacoima | 91331 | Host Customer is System Owner | 4 |  | 30004012 | SunEarth, Inc. | Cascade 2 | C2-64-80-2G | Indirect Forced Circulation (IF) | 65.67 |  | EC-32 / EC-32-0.75 | Forced Circulation |  | Solar Storage and Auxiliary Tanks are separate | 80 | 1 | 0.9 | 55 | Z09 | [18 empty] | LADBS | FALSE | 72.77 |  | 2011-06-01: 2015-08-12; 2011-08-03: 2015-11-24; 2011-09-20: 2015-12-14 | 3236 | 9970 | Up-front Payment
SDG-004928 | Commercial/Multifamily Residential | Domestic Hot Water | Gas | San Diego Gas and Electric | Incentive:Paid | 74615 | 20.19 |  | 1 | 4017 |  | 3696 |  | 2016-04-05 16:11 | 2016-05-18 | SUN LIGHT & POWER | Retrofit | Chula Vista | San Diego | 91915 | Host Customer is System Owner | [7 empty] | 1044.42 | 40.17 |  | Glycol | Pressure Stagnation Protection (PSP) | Solar Storage and Auxiliary Tanks are separate |  | 0.92 | 1 | 4200 | Z07 | 1750 | Full meals served | Meal Service Restaurant | 2010115A | 26 | 2 | 880 | 1 | 660 | 1 | 1999920 | TRUE | 140 | 140 |  | Heliodyne - Delta-T Pro Ethernet |  | Heliodyne - Delta-T Pro Ethernet | City of Chula Vista | FALSE | 42.63 |  | 2016-04-04 | 2016-04-26 | 2016-04-05 | 2016-05-18 | 2017-07-24 | 2017-07-31 | 2628 | 171243 | Up-front Payment
SCG-004929 | Commercial/Multifamily Residential | Domestic Hot Water | Gas | Southern California Gas Company | Incentive:Paid | 92194 | 25 |  | 1 SCG | 3725 |  | 3688 |  | 2016-08-08 08:48 | 2016-09-06 | SUN LIGHT & POWER | Retrofit | Brea | Orange | 92821 | Host Customer is System Owner | [7 empty] | 1044.42 | 40.17 |  | Glycol | Pressure Stagnation Protection (PSP) | Solar Storage and Auxiliary Tanks are separate |  | 0.99 | 1 | 3600 | Z04 | 1500 | Full meals served | Meal Service Restaurant | 2010115A | 26 | 2 | 660 | 1 | 233 | 1 | 1999920 | TRUE | 130 | 125 |  | Heliodyne - Delta-T Pro Ethernet |  | Heliodyne - Delta-T Pro Ethernet | City of Brea | FALSE | 47.47 |  | 2016-08-02 |  | 2016-08-08 | 2016-09-06 | 2016-11-22 | 2016-11-28 | 2882 | 176830 | Up-front Payment
PGE-004930 | Commercial/Multifamily Residential | Domestic Hot Water | Gas | Pacific Gas and Electric | Incentive:Paid | 78963 | 20.19 |  | 1 | 3911 |  | 3911 |  | 2016-08-08 08:49 | 2016-09-06 | SUN LIGHT & POWER | Retrofit | Fresno | Fresno | 93710 | Host Customer is System Owner | [7 empty] | 1245.27 | 40.17 |  | Glycol | Pressure Stagnation Protection (PSP) | Solar Storage and Auxiliary Tanks are separate |  | 1 | 1 | 3600 | Z13 | 1500 | Full meals served | Meal Service Restaurant | 2010115A | 31 | 2 | 880 | 1 | 223 | 1 | 1999920 | TRUE | 140 | 130 |  | Heliodyne - Delta-T Pro Ethernet |  | Heliodyne - Delta-T Pro Ethernet | City of Fresno | FALSE | 39.07 |  | 2016-08-02 | 2016-08-26 | 2016-08-08 | 2016-09-06 | 2017-10-06 | 2017-11-10 | 2523 | 152790 | Up-front Payment
SCG-004931 | Commercial/Multifamily Residential | Domestic Hot Water | Gas | Southern California Gas Company | Incentive:Paid | 102600 | 25 |  | 1 SCG | 4104 |  | 4104 |  | 2016-08-08 08:55 | 2016-09-02 | SUN LIGHT & POWER | Retrofit | Riverside | Riverside | 92503 | Host Customer is System Owner | [7 empty] | 1285.44 | 40.17 |  | Glycol | Advanced Controller with a Vacation or Holiday Mode | Solar Storage and Auxiliary Tanks are separate |  | 1 | 1 | 3600 | Z10 | 1500 | Full meals served | Meal Service Restaurant | 2010115A | 32 | 1 | 880 | 1 | 233 | 1 | 2000000 | TRUE | 140 | 130 |  | Heliodyne - Delta-T Pro Ethernet |  | Heliodyne - Delta-T Pro Ethernet | City of Riverside | FALSE | 42.02 |  | 2016-08-02 |  | 2016-08-08 | 2016-09-02 | 2016-10-10 | 2016-11-02 | 2890 | 172461 | Up-front Payment
SCG-004932 | Commercial/Multifamily Residential | Domestic Hot Water | Gas | Southern California Gas Company | Incentive:Paid | 100748 | 25 |  | 1 SCG | 4242 |  | 4030 |  | 2016-08-29 13:08 | 2016-09-13 | SUN LIGHT & POWER | Retrofit | Rancho Cucamonga | San Bernadino | 91739 | Host Customer is System Owner | [7 empty] | 1205.1 | 40.17 |  | Glycol | Pressure Stagnation Protection (PSP) | Solar Storage and Auxiliary Tanks are separate |  | 0.95 | 1 | 3600 | Z10 | 1500 | Full meals served | Meal Service Restaurant | 2010115A | 30 | 2 | 880 | 1 | 233 | 1 | 199920 | TRUE | 130 | 125 |  | Heliodyne - Delta-T Pro Ethernet |  | Heliodyne - Delta-T Pro Ethernet | City of Rancho Cucamonga | FALSE | 39.56 |  | 2016-08-02 |  | 2016-08-29 | 2016-09-13 | 2016-11-22 | 2016-11-28 | 2882 | 167814 | Up-front Payment
PGE-004933 | Low Income Multifamily Residential | Domestic Hot Water | Gas | Pacific Gas and Electric | Incentive:Paid | 90873 | 24.89 |  | 1 | 3651 |  | 3651 |  | 2015-09-14 16:06 | 2015-10-02 | ADROIT ENERGY INC | Retrofit | SAN JOSE | Santa Clara | 95127 | Power Purchase Agreements | [7 empty] | 1160 | 40 |  | Glycol | Steam Back | Solar Storage and Auxiliary Tanks are separate |  | 1 | 1 | 2622 | Z04 | 69 | Units | Apartments/Condos | 2009058C | 29 | 2 | 1780 | 1 | 440 | 3 | 399000 | TRUE | 130 | 130 |  | ISTEC Corporation - 5202S |  | ISTEC Corporation - 5202S | City of San Jose | FALSE | 28.73 |  | 2015-08-12 | 2015-09-15 | 2015-09-14 | 2015-10-02 | 2016-10-31 | 2016-11-02 | 2888 | 104888.29 | Up-front Payment
SCG-004934 | Low Income Multifamily Residential | Domestic Hot Water | Gas | Southern California Gas Company | Incentive:Paid | 40172 | 24.89 |  | 1 | 1614 |  | 1614 |  | 2015-08-14 14:09 | 2015-08-20 | DOCTOR PIPER INC | Retrofit | San Luis Obispo | San Luis Obispo | 93401 | Power Purchase Agreements | [7 empty] | 409.5 | 40.95 |  | Glycol | Steam Back | Solar Storage and Auxiliary Tanks are separate |  | 1 | 1 | 1680 | Z04 | 42 | Units | Apartments/Condos | 10001803 | 10 | 1 | 700 | 1 | 300 | 1 | 750000 | TRUE | 130 | 130 |  |  |  |  | City of San Luis Obispo | FALSE | 28.75 |  | 2015-08-14 |  | 2015-08-14 | 2015-08-20 | 2016-05-20 | 2016-06-16 | 3046 | 46406.19 | Up-front Payment
SCG-004936 | Commercial Pools | Pool Heating | Gas | Southern California Gas Company | Incentive:Paid | 4860 | 5 |  | 1 | 972 |  | 972 |  | 2015-12-21 13:00 | 2015-12-29 | ALL VALLEY SOLAR INC | Retrofit | Canoga Park | Canoga Park | 91304 | Host Customer is System Owner | [7 empty] | 353.61 | 39.29 |  | Drainback |  |  |  | 1 | 1 |  | Z09 |  |  |  | PP 40 (2" Model) | 9 | 1 | [5 empty] | FALSE | [6 empty] | LADBS | FALSE | 15.27 |  | 2015-08-13 |  | 2015-12-21 | 2015-12-29 | 2016-01-25 | 2016-02-22 | 3166 | 14845 | Up-front Payment
SCG-004938 | Commercial/Multifamily Residential | Domestic Hot Water | Gas | Southern California Gas Company | Incentive:Paid | 25850 | 25 |  | 1 SCG | 1034 |  | 1034 |  | 2016-04-07 16:15 | 2016-05-05 | PROMISE ENERGY INC | New Construction | San Bernardino | San Bernardino | 92410 | Host Customer is System Owner | [7 empty] | 245.7 | 40.95 |  | Glycol | Steam Back | Solar Storage and Auxiliary Tanks are separate |  | 1 | 1 | 2280 | Z10 | 60 | Units | Apartments/Condos | 10001803 | 6 | 1 | 500 | 1 | 350 | 3 | 500000 | TRUE | 120 | 140 |  |  |  |  | City of San Bernardino | FALSE | 27.08 |  | 2015-08-14 |  | 2016-04-07 | 2016-05-05 | 2016-11-09 | 2016-12-22 | 2836 | 28000 | Up-front Payment
SCG-004939 | Low Income Multifamily Residential | Domestic Hot Water | Gas | Southern California Gas Company | Incentive:Paid | 48879 | 24.89 |  | 1 | 2182 |  | 1964 |  | 2015-08-20 10:13 | 2015-09-16 | ARNOLD SOLAR INC | Retrofit | Lancaster | Los Angeles | 93534 | Host Customer is System Owner | [7 empty] | 677.04 | 56.42 |  | Drainback |  | Solar Storage and Auxiliary Tanks are separate |  | 0.9 | 1 | 1120 | Z14 | 28 | Units | Apartments/Condos | 2009042B | 12 | 2 | 1250 | 1 | 300 | 3 | 600000 | TRUE | 140 | 140 |  | Amatis Controls - AM-JOULE |  | Amatis Controls - AM-JOULE | city of Lancaster | FALSE | 41.24 |  | 2015-08-18 |  | 2015-08-20 | 2015-09-16 | 2015-09-21 | 2015-09-29 | 3312 | 89980 | Up-front Payment
SCG-004941 | Single Family Residential | Domestic Hot Water | Gas | Southern California Gas Company | Incentive:Paid | 2013 | 29.85 |  | 1 | 71 |  | 67 |  | 2015-09-04 10:27 | 2015-09-14 | Self Installer | Retrofit | los angeles | Los Angeles | 90066 | Owner/Tenant | 2 |  | 30003806 | Solahart Industries | Solahart | ASG 181J & ASG 181J FREE HEAT | Indirect Thermosyphon (IT) | 21.56 |  | J | Glycol | HartStat, or equivalent | Solar and Auxiliary Storage are the same Tank | 48 | 1 | 0.95 | 35 | Z06 | [18 empty] | LADBS | FALSE | 101.55 |  | 2011-06-01: 2015-08-15; 2011-08-03: 2015-09-04; 2011-09-20: 2015-09-14 | 3322 | 7210 | Up-front Payment
PGE-004943 | Commercial/Multifamily Residential | Domestic Hot Water | Gas | Pacific Gas and Electric | Reservation:Canceled | 69171 | 20.19 |  | 1 | 3426 |  | 3426 |  | 2016-05-04 08:44 |  | ADROIT ENERGY INC | New Construction | San Francisco | San Francisco | 94124 | Host Customer is System Owner | [7 empty] | 883.74 | 40.17 |  | Glycol | Pressure Stagnation Protection (PSP) | Solar Storage and Auxiliary Tanks are separate |  | 1 | 1 | 3534 | Z03 | 93 | Units | Apartments/Condos | 2010115A | 22 | 1 | 1450 | 1 | 400 | 1 | 1500000 | TRUE | 130 | 130 | [5 empty] | FALSE | 48.42 |  | 2011-06-01: 2015-09-23; 2011-06-21: 2016-05-10 | 3070 | 165900 | Up-front Payment
PGE-004944 | Commercial/Multifamily Residential | Domestic Hot Water | Gas | Pacific Gas and Electric | Reservation:Canceled | 69009 | 20.19 |  | 1 | 3418 |  | 3418 |  | 2016-05-04 09:10 |  | ADROIT ENERGY INC | New Construction | San Francisco | San Francisco | 94124 | Host Customer is System Owner | [7 empty] | 883.74 | 40.17 |  | Glycol | Pressure Stagnation Protection (PSP) | Solar Storage and Auxiliary Tanks are separate |  | 1 | 1 | 3458 | Z03 | 91 | Units | Apartments/Condos | 2010115A | 22 | 1 | 1450 | 1 | 400 | 1 | 1500000 | TRUE | 130 | 130 | [5 empty] | FALSE | 48.54 |  | 2011-06-01: 2015-09-23; 2011-06-21: 2016-05-10 | 3070 | 165900 | Up-front Payment
SCG-004945 | Single Family Residential | Domestic Hot Water | Gas | Southern California Gas Company | Incentive:Paid | 4366 | 29.85 |  | 1 | 156 |  | 156 |  | 2016-08-27 06:51 | 2016-09-02 | SUNLIGHT ENERGY SYSTEMS INC | Retrofit | AAHIEM | Orange | 92806 | Host Customer is System Owner | 3 |  | 2001028G | SunEarth, Inc. | CASCADE | EPRD-64-80-2G | Indirect Forced Circulation (IF) | 65.67 |  | EP-32 / EP-32-0.75 | Automatic Drainback | Drainback (Water) | Solar Storage and Auxiliary Tanks are separate | 80 | 1 | 1 | 45 | Z08 | [18 empty] | ANAHIEM | FALSE | 49.29 |  | 2011-06-01: 2015-08-18; 2011-08-03: 2016-08-27; 2011-09-20: 2016-09-02 | 2966 | 7690 | Up-front Payment
PGE-004947 | Low Income Multifamily Residential | Domestic Hot Water | Gas | Pacific Gas and Electric | Incentive:Paid | 68248 | 24.89 |  | 1 | 2742 |  | 2742 |  | 2015-09-24 09:43 | 2015-10-21 | ADROIT ENERGY INC | New Construction | FREMONT | Alameda | 94538 | Host Customer is System Owner | [7 empty] | 803.4 | 40.17 |  | Glycol | Pressure Stagnation Protection (PSP) | Solar Storage and Auxiliary Tanks are separate |  | 1 | 1 | 2432 | Z03 | 64 | Units | Apartments/Condos | 2010115A | 20 | 1 | 1160 | 1 | 238 | 2 | 799800 | TRUE | 130 | 130 |  | Heliodyne - Delta-T Pro Ethernet |  | Heliodyne - Delta-T Pro Ethernet | City of Fremont | FALSE | 44.42 |  | 2015-09-18 | 2015-09-25 | 2015-09-24 | 2015-10-21 | 2016-05-23 | 2016-07-21 | 3000 | 121803.36 | Up-front Payment
PGE-004948 | Low Income Multifamily Residential | Domestic Hot Water | Gas | Pacific Gas and Electric | Incentive:Paid | 57023 | 24.89 |  | 1 | 2291 |  | 2291 |  | 2015-08-21 12:48 | 2015-09-02 | ARNOLD SOLAR INC | New Construction | BAKERSFIELD | Kern | 93301 | Host Customer is System Owner | [7 empty] | 677.04 | 56.42 |  | Drainback | Other | Solar Storage and Auxiliary Tanks are separate |  | 1 | 1 | 2356 | Z13 | 62 | Units | Apartments/Condos | 2009042B | 12 | 4 | 1200 | 1 | 200 | 2 | 300000 | TRUE | 140 | 140 |  | Amatis Controls - AM-JOULE |  | Amatis Controls - AM-JOULE | Citty of Bakersfield | FALSE | 38.84 |  | 2015-08-20 | 2015-08-25 | 2015-08-21 | 2015-09-02 | 2015-09-02 | 2015-09-23 | 3306 | 88985 | Up-front Payment
PGE-004949 | Single Family Residential | Domestic Hot Water | Gas | Pacific Gas and Electric | Incentive:Paid | 2974 | 29.85 |  | 1 | 107 |  | 100 |  | 2015-10-05 14:27 | 2015-10-06 | CENTRAL VALLEY OPPORTUNITY CENTER INCORPORATED | Retrofit | MODESTO | Stanislaus | 95350 | Host Customer is System Owner | 2 |  | 2010068D | Fafco, Inc. | 500 SERIES | 500-96SF-50G-50S | Indirect Forced Circulation (IF) | 97.56 |  | 2x8, 2x12 | Glycol | Advanced Controller with a Vacation or Holiday Mode | Solar Storage and Auxiliary Tanks are separate | 49.93 | 0.98 | 0.95 | 35 | Z12 | [18 empty] | Modesto, California | FALSE | 32.65 |  | 2011-06-01: 2015-08-20; 2011-08-03: 2015-10-05; 2011-09-20: 2015-10-06 | 3301 | 3493.26 | Up-front Payment
PGE-004950 | Single Family Residential | Domestic Hot Water | Gas | Pacific Gas and Electric | Incentive:Paid | 3098 | 29.85 |  | 1 | 107 |  | 104 |  | 2015-10-06 10:28 | 2015-10-06 | CENTRAL VALLEY OPPORTUNITY CENTER INCORPORATED | Retrofit | MODESTO | Stanislaus | 95350 | Host Customer is System Owner | 2 |  | 2010068D | Fafco, Inc. | 500 SERIES | 500-96SF-50G-50S | Indirect Forced Circulation (IF) | 97.56 |  | 2x8, 2x12 | Glycol | Advanced Controller with a Vacation or Holiday Mode | Solar Storage and Auxiliary Tanks are separate | 49.93 | 0.97 | 1 | 35 | Z12 | [18 empty] | Modesto, California | FALSE | 34.9 |  | 2011-06-01: 2015-08-20; 2011-08-03: 2015-10-06; 2011-09-20: 2015-10-06 | 3301 | 3734.42 | Up-front Payment
SCG-004951 | Single Family Residential | Domestic Hot Water | Gas | Southern California Gas Company | Incentive:Paid | 2892 | 29.85 |  | 1 | 102 |  | 97 |  | 2015-08-25 13:48 | 2015-09-11 | ADVANCED CONSERVATION SYSTEMS INC | Retrofit | Acton | Los Angeles | 93510 | Host Customer is System Owner | 7 |  | 30004086 | Solarhot | SolVelox Drainback | S-SV-DBUMA40-80G | Indirect Forced Circulation (IF) | 40 |  | SLAR-40 | Automatic Drainback |  | Solar Storage and Auxiliary Tanks are separate | 80 | 1 | 0.95 | 85 | Z14 | [18 empty] | County of Los Angeles | FALSE | 83.68 |  | 2011-06-01: 2015-08-24; 2011-08-03: 2015-08-25; 2011-09-20: 2015-09-11 | 3329 | 8535 | Up-front Payment
SCG-004952 | Single Family Residential | Domestic Hot Water | Gas | Southern California Gas Company | Incentive:Paid | 4251 | 29.85 |  | 1 | 178 |  | 142 |  | 2015-12-28 15:16 | 2016-01-07 | SUNLIGHT ENERGY SYSTEMS INC | Retrofit | TUSTIN | Orange | 92780 | Host Customer is System Owner | 6 |  | 2001001S | SunEarth, Inc. | SOLARAY | TE80P-120-2G | Indirect Forced Circulation (IF) | 81.81 |  | EP-40 / EP-40-0.75 | Glycol | Advanced Controller with a Vacation or Holiday Mode | Solar Storage and Auxiliary Tanks are separate | 120 | 1 | 0.8 | 75 | Z08 | [18 empty] | county of orange | FALSE | 43.08 |  | 2011-06-01: 2015-08-24; 2011-08-03: 2015-12-28; 2011-09-20: 2016-01-07 | 3211 | 7669 | Up-front Payment
SCG-004953 | Low Income Multifamily Residential | Domestic Hot Water | Gas | Southern California Gas Company | Reservation:Canceled | 89231 | 24.89 |  | 1 | 3633 |  | 3633 |  |  |  |  | New Construction | Winnetka | Los Angeles | 91306 | Host Customer is System Owner | [7 empty] | 819 | 40.95 |  | Glycol | Steam Back | Solar and Auxiliary Storage are the same Tank |  | 1 | 1 | 3610 | Z09 | 95 | Units | Apartments/Condos | 10001803 | 20 | 1 | 1612 | 2 | 0 | 0 | 1000000 | TRUE | 120 | 140 | [5 empty] | FALSE | 24.56 | [7 empty] | 0 | 89231 | Up-front Payment
PGE-004954 | Low Income Multifamily Residential | Domestic Hot Water | Gas | Pacific Gas and Electric | Incentive:Paid | 88832 | 24.89 |  | 1 | 3569 |  | 3569 |  | 2015-11-16 15:26 | 2016-04-20 | SOLARIX SYSTEMS | Retrofit | SOUTH SAN FRANCISCO | San Mateo | 94080 | Host Customer is System Owner | [7 empty] | 1053 | 42.12 |  | Glycol | Pressure Stagnation Protection (PSP) | Solar Storage and Auxiliary Tanks are separate |  | 1 | 1 | 2774 | Z03 | 73 | Units | Apartments/Condos | 10001912 | 25 | 1 | 1314 | 2 | 235 | 1 | 499999 | TRUE | 130 | 120 |  | Heliodyne - Delta-T Pro Ethernet |  | Heliodyne - Delta-T Pro Ethernet | City of South San Francisco | FALSE | 36.79 |  | 2015-08-27 | 2016-01-26 | 2015-11-16 | 2016-04-20 | 2016-04-23 | 2016-04-26 | 3090 | 131297.31 | Up-front Payment
PGE-004955 | Low Income Multifamily Residential | Domestic Hot Water | Gas | Pacific Gas and Electric | Incentive:Paid | 46768 | 24.89 |  | 1 | 1879 |  | 1879 |  | 2015-09-23 14:47 | 2015-09-25 | ADROIT ENERGY INC | Retrofit | SANTA CLARA | Santa Clara | 95051 | Power Purchase Agreements | [7 empty] | 560 | 40 |  | Glycol | Steam Back | Solar Storage and Auxiliary Tanks are separate |  | 1 | 1 | 1920 | Z04 | 48 | Units | Apartments/Condos | 2009058C | 14 | 1 | 949 | 1 | 240 | 2 | 398000 | TRUE | 130 | 130 |  | ISTEC Corporation - 5202S |  | ISTEC Corporation - 5202S | City of Santa Clara | FALSE | 28.52 |  | 2015-08-27 | 2017-02-02 | 2015-09-23 | 2015-09-25 | 2017-02-01 | 2017-02-08 | 2810 | 53589.29 | Up-front Payment
PGE-004956 | Low Income Multifamily Residential | Domestic Hot Water | Gas | Pacific Gas and Electric | Incentive:Paid | 122658 | 24.89 |  | 1 | 4928 |  | 4928 |  | 2015-09-14 16:04 | 2015-09-28 | ADROIT ENERGY INC | Retrofit | SAN JOSE | Santa Clara | 95116 | Power Purchase Agreements | [7 empty] | 1600 | 40 |  | Drainback | Steam Back | Solar Storage and Auxiliary Tanks are separate |  | 1 | 1 | 3192 | Z04 | 84 | Units | Apartments/Condos | 2009058C | 40 | 1 | 2860 | 1 | 360 | 1 | 1000000 | TRUE | 130 | 130 |  | ISTEC Corporation - 5202S |  | ISTEC Corporation - 5202S | City of San Jose | FALSE | 27.63 |  | 2015-08-27 | 2015-09-15 | 2015-09-14 | 2015-09-28 | 2016-09-30 | 2016-10-24 | 2897 | 136183.29 | Up-front Payment
PGE-004957 | Low Income Multifamily Residential | Domestic Hot Water | Gas | Pacific Gas and Electric | Incentive:Paid | 62822 | 24.89 |  | 1 | 2524 |  | 2524 |  | 2015-08-31 10:00 | 2015-09-25 | SUN LIGHT & POWER | New Construction | SAN JOSE | San Jose | 95112 | Host Customer is System Owner | [7 empty] | 642.72 | 40.17 |  | Glycol | Pressure Stagnation Protection (PSP) | Solar Storage and Auxiliary Tanks are separate |  | 1 | 1 | 2625 | Z08 | 175 | Units | Hotels/Motels | 2010115A | 16 | 2 | 960 | 1 | 360 | 1 | 500000 | TRUE | 121 | 121 |  | Heliodyne - Delta-T Pro Ethernet |  | Heliodyne - Delta-T Pro Ethernet | City of San Jose | FALSE | 45.1 |  | 2015-08-27 |  | 2015-08-31 | 2015-09-25 | 2017-03-28 | 2017-04-04 | 2746 | 113821 | Up-front Payment
PGE-004958 | Low Income Multifamily Residential | Domestic Hot Water | Gas | Pacific Gas and Electric | Incentive:Paid | 104389 | 24.89 |  | 1 | 4194 |  | 4194 |  | 2015-09-14 16:09 | 2015-10-01 | ADROIT ENERGY INC | Retrofit | San Jose | Santa Clara | 95112 | Power Purchase Agreements | [7 empty] | 1360 | 40 |  | Glycol | Steam Back | Solar Storage and Auxiliary Tanks are separate |  | 1 | 1 | 3344 | Z04 | 88 | Units | Apartments/Condos | 2009058C | 34 | 1 | 2100 | 1 | 200 | 1 | 1000000 | TRUE | 130 | 130 |  | ISTEC Corporation - 5202S |  | ISTEC Corporation - 5202S | City of San Jose | FALSE | 29.96 |  | 2015-08-27 | 2015-09-15 | 2015-09-14 | 2015-10-01 | 2016-10-12 | 2016-10-19 | 2897 | 125664.29 | Up-front Payment
SCG-004959 | Single Family Residential | Domestic Hot Water | Gas | Southern California Gas Company | Incentive:Paid | 1741 | 29.85 |  | 1 | 66 |  | 58 |  | 2015-09-18 07:59 | 2015-09-28 | ZERO ENERGY CONTRACTING INC | Retrofit | Valley Village | Los Angeles | 91601 | Host Customer is System Owner | 5 |  | 30003825 | SunEarth, Inc. | CopperHeart | CP-40G | Direct Integral Collector Storage (DI) | 24.96 |  | CP-40 |  |  | Solar Storage with Tankless Auxiliary Water Heater | 40 | 0.93 | 0.95 | 65 | Z09 | [18 empty] | City of Los Angeles | FALSE | 151.21 |  | 2011-06-01: 2015-08-28; 2011-08-03: 2015-09-18; 2011-09-20: 2015-09-28 | 3314 | 9980 | Up-front Payment
PGE-004960 | Commercial Pools | Pool Heating | Gas | Pacific Gas and Electric | Incentive:Paid | 6410 | 5 |  | 1 | 1287 |  | 1287 |  | 2015-10-13 14:52 | 2015-10-29 | E C O SOLAR | Retrofit | WALNUT CREEK | Contra Costa | 94596 | Owner/Tenant | [7 empty] | 579.6 | 24.15 |  | Manual Drainback |  |  |  | 1 | 1 |  | Z12 |  |  |  | 10001888 | 24 | 1 | [5 empty] | FALSE |  |  |  | Badger - Badger 380 |  | Badger - Badger 380 | Walnut Creek, Contra Costa County, CA | FALSE | 9.96 |  | 2015-08-31 | 2015-10-14 | 2015-10-13 | 2015-10-29 | 2016-02-03 | 2016-03-15 | 3098 | 12820 | Up-front Payment
SDG-004962 | Commercial Pools | Pool Heating | Gas | San Diego Gas and Electric | Incentive:Paid | 8460 | 5 |  | 1 | 1706 |  | 1706 |  | 2015-10-09 13:05 | 2015-10-26 | SUNX SOLAR INC | Retrofit | San Diego | San Diego | 92128 | Host Customer is System Owner | [7 empty] | 537.9 | 35.86 |  | Drainback |  |  |  | 1 | 1 |  | Z10 |  |  |  | 10001884 | 15 | 1 | [5 empty] | FALSE |  |  |  | SunEarth - SETR A503 TTR U + VFS 20-400 |  | SunEarth - SETR A503 TTR U + VFS 20-400 | City of San Diego | FALSE | 9.92 |  | 2015-09-01 | 2015-10-20 | 2015-10-09 | 2015-10-26 | 2016-02-08 | 2016-03-03 | 3144 | 16920 | Up-front Payment
PGE-004963 | Commercial/Multifamily Residential | Domestic Hot Water | Gas | Pacific Gas and Electric | Incentive:Paid | 2849 | 20.19 |  | 1 | 147 |  | 141 |  | 2016-02-01 12:15 | 2016-02-22 | PROFESSOR PLUMB | Retrofit | San Francisco | San Francisco | 94114 | Host Customer is System Owner | [7 empty] | 74.22 | 24.74 |  | Glycol | Pressure Stagnation Protection (PSP) | Solar and Auxiliary Storage are the same Tank |  | 0.96 | 1 | 126 | Z03 | 3 | Units | Apartments/Condos | 2006024A | 3 | 1 | 144 | 3 | 0 | 3 | 120000 | FALSE | 120 | 90 |  |  |  |  | City and County of San Francisco | FALSE | 150.55 |  | 2015-09-01 | 2016-02-02 | 2016-02-01 | 2016-02-22 | 2016-02-22 | 2016-04-25 | 3090 | 22131.24 | Up-front Payment
SCG-004964 | Commercial Pools | Pool Heating | Gas | Southern California Gas Company | Incentive:Canceled | 9465 | 5 |  | 1 | 1893 |  | 1893 |  | 2015-09-15 12:48 | 2015-09-18 | SUNX SOLAR INC | Retrofit | Orange | Orange | 92867 | Host Customer is System Owner | [7 empty] | 725.9 | 42.7 |  | Drainback |  |  |  | 1 | 1 |  | Z08 |  |  |  | 10001884 | 17 | 1 | [5 empty] | FALSE | [7 empty] | FALSE | 10.18 |  | 2011-06-01: 2015-09-01; 2011-06-23: 2015-09-15; 2011-07-01: 2015-09-18 | 3326 | 19280 | Up-front Payment
PGE-004965 | Single Family Residential | Domestic Hot Water | Gas | Pacific Gas and Electric | Incentive:Paid | 4366 | 29.85 |  | 1 | 155 |  | 147 |  | 2016-01-21 16:12 | 2016-02-19 | PASCON | Retrofit | MENLO PARK | San Mateo | 94025 | Host Customer is System Owner | 2 |  | 2007023A | HTP, Inc. | PHOENIX SOLAR | PH-80S | Indirect Forced Circulation (IF) | 39.79 |  | SS-40. | Forced Circulation |  | Solar and Auxiliary Storage are the same Tank | 80 | 1 | 0.95 | 35 | Z03 | [18 empty] | city of menlo park | FALSE | 72.76 |  | 2011-06-01: 2015-09-01; 2011-08-03: 2016-01-21; 2011-09-20: 2016-02-19 | 3166 | 11277.5 | Up-front Payment
PGE-004966 | Single Family Residential | Domestic Hot Water | Gas | Pacific Gas and Electric | Incentive:Paid | 3881 | 29.85 |  | 1 | 130 |  | 130 |  | 2015-09-21 12:18 | 2015-09-22 | AZTEC SOLAR INC | Retrofit | SACRAMENTO | Sacramento | 95818 | Host Customer is System Owner | 2 |  | 2001001A | SunEarth, Inc. | SOLARAY | TE40P-80-2G | Indirect Forced Circulation (IF) | 40.9 |  | EP-40 / EP-40-0.75 | Glycol | Advanced Controller with a Vacation or Holiday Mode | Solar Storage and Auxiliary Tanks are separate | 80 | 1 | 1 | 35 | Z12 | [18 empty] | City of Sacramento | FALSE | 66.11 |  | 2011-06-01: 2015-09-02; 2011-08-03: 2015-09-21; 2011-09-20: 2015-09-22 | 3306 | 8594.25 | Up-front Payment
PGE-004967 | Commercial Pools | Pool Heating | Gas | Pacific Gas and Electric | Incentive:Canceled | 7115 | 5 |  | 1 | 1423 |  | 1423 |  | 2015-09-04 11:16 | 2015-09-25 | SUN METRICS | Retrofit | APTOS | Santa Cruz | 95003 | Host Customer is System Owner | [7 empty] | 566.86 | 40.49 |  | Drainback |  |  |  | 1 | 1 |  | Z09 |  |  |  | 2012016A | 14 | 7 | [5 empty] | FALSE | [7 empty] | FALSE | 11.95 |  | 2015-09-02 | 2015-09-10 | 2015-09-04 | 2015-09-25 |  |  | 3319 | 17000 | Up-front Payment
SCG-004969 | Commercial/Multifamily Residential | Domestic Hot Water | Gas | Southern California Gas Company | Incentive:Paid | 14315 | 20.19 |  | 1 | 709 |  | 709 |  | 2015-09-22 16:50 | 2015-09-23 | PROMISE ENERGY INC | New Construction | Pasadena | Pasadena | 91106 | Host Customer is System Owner | [7 empty] | 200 | 40 |  | Glycol | Steam Back | Solar Storage and Auxiliary Tanks are separate |  | 1 | 1 | 840 | Z09 | 20 | Units | Apartments/Condos | 2009058C | 5 | 1 | 264 | 1 | 230 | 2 | 199000 | TRUE | 120 | 140 |  |  |  |  | Pasadena | FALSE | 69.96 |  | 2015-09-04 |  | 2015-09-22 | 2015-09-23 | 2017-04-06 | 2017-05-01 | 2711 | 49600 | Up-front Payment
PGE-004974 | Low Income Multifamily Residential | Domestic Hot Water | Gas | Pacific Gas and Electric | Incentive:Paid | 175026 | 24.89 |  | 1 | 7032 |  | 7032 |  | 2015-11-07 06:47 | 2016-04-25 | SOLARIX SYSTEMS | Retrofit | San Jose | Santa Clara | 95124 | Host Customer is System Owner | [7 empty] | 1895.4 | 42.12 |  | Glycol | Pressure Stagnation Protection (PSP) | Solar Storage and Auxiliary Tanks are separate |  | 1 | 1 | 5661 | Z04 | 153 | Units | Apartments/Condos | 10001912 | 45 | 1 | 2450 | 1 | 300 | 1 | 499999 | TRUE | 130 | 120 |  | Heliodyne - Delta-T Pro Ethernet |  | Heliodyne - Delta-T Pro Ethernet | City of San Jose | FALSE | 32.22 |  | 2015-09-10 | 2016-01-26 | 2015-11-07 | 2016-04-25 | 2016-04-29 | 2016-05-04 | 3082 | 226600 | Up-front Payment
SCG-004975 | Single Family Residential | Domestic Hot Water | Gas | Southern California Gas Company | Incentive:Paid | 2216 | 29.85 |  | 1 | 75 |  | 74 |  | 2015-09-17 09:54 | 2015-09-28 | ZERO ENERGY CONTRACTING INC | Retrofit | Whittier | Los Angeles | 90604 | Host Customer is System Owner | 3 |  | 2012012B | GREENoneTEC Solarindustrie GmbH | SOLPAL (formerly Solcrafte) | SOLPAL L-G | Direct Integral Collector Storage (DI) | 26.11 |  | Solpal L |  |  | Solar Storage and Auxiliary Tanks are separate | 51 | 0.99 | 1 | 45 | Z09 | [18 empty] | County of Los Angeles | FALSE | 133.07 |  | 2011-06-01: 2015-09-11; 2011-08-03: 2015-09-17; 2011-09-20: 2015-09-28 | 3314 | 9980 | Up-front Payment
PGE-004976 | Low Income Multifamily Residential | Domestic Hot Water | Gas | Pacific Gas and Electric | Incentive:Paid | 117132 | 24.89 |  | 1 | 4706 |  | 4706 |  | 2015-11-16 15:27 | 2016-04-20 | SOLARIX SYSTEMS | Retrofit | SOUTH SAN FRANCISCO, | San Mateo | 94080 | Host Customer is System Owner | [7 empty] | 1347.84 | 42.12 |  | Glycol | Pressure Stagnation Protection (PSP) | Solar Storage and Auxiliary Tanks are separate |  | 1 | 1 | 3996 | Z03 | 108 | Units | Apartments/Condos | 10001912 | 32 | 1 | 1820 | 1 | 400 | 2 | 499999 | TRUE | 130 | 120 |  | Heliodyne - Delta-T Pro Ethernet |  | Heliodyne - Delta-T Pro Ethernet | City of South San Francisco | FALSE | 35.71 |  | 2015-09-11 | 2016-01-26 | 2015-11-16 | 2016-04-20 | 2016-09-20 | 2016-09-28 | 2914 | 168060.55 | Up-front Payment
PGE-004978 | Low Income Multifamily Residential | Domestic Hot Water | Gas | Pacific Gas and Electric | Incentive:Paid | 223662 | 24.89 |  | 1 | 8986 |  | 8986 |  | 2015-11-04 15:33 | 2015-12-08 | SOLARIX SYSTEMS | New Construction | SAN FRANCISCO | San Francisco | 94158 | Host Customer is System Owner | [7 empty] | 2570.88 | 40.17 |  | Glycol | Pressure Stagnation Protection (PSP) | Solar Storage and Auxiliary Tanks are separate |  | 1 | 1 | 7363 | Z03 | 199 | Units | Apartments/Condos | 2010115A | 64 | 1 | 3800 | 1 | 380 | 1 | 750000 | TRUE | 130 | 120 |  | Heliodyne - Delta-T Pro Ethernet |  | Heliodyne - Delta-T Pro Ethernet | CIty of San Francisco | FALSE | 37.5 |  | 2015-09-13 | 2015-11-05 | 2015-11-04 | 2015-12-08 | 2017-03-01 | 2017-03-07 | 2746 | 337000 | Up-front Payment
PGE-004979 | Low Income Multifamily Residential | Domestic Hot Water | Gas | Pacific Gas and Electric | Reservation:Canceled | 55878 | 24.89 |  | 1 | 2245 |  | 2245 |  | 2015-10-26 19:25 |  | SOLARIX SYSTEMS | New Construction | SAN LORENZO | Alameda | 94580 | Host Customer is System Owner | [7 empty] | 673.92 | 42.12 |  | Glycol | Pressure Stagnation Protection (PSP) | Solar Storage and Auxiliary Tanks are separate |  | 1 | 1 | 2000 | Z03 | 77 | Units | Apartments/Condos | 10001912 | 16 | 1 | 900 | 1 | 238 | 2 | 299999 | TRUE | 130 | 120 | [5 empty] | FALSE | 35.01 |  | 2011-06-01: 2015-09-13; 2011-06-21: 2015-10-29; 2011-06-23: 2015-10-26 | 3246 | 78600 | Up-front Payment
SCG-004980 | Commercial Pools | Pool Heating | Gas | Southern California Gas Company | Incentive:Paid | 5336 | 5 |  | 1 | 1160 |  | 1067 |  | 2015-09-21 10:32 | 2015-09-22 | SUNTREK INDUSTRIES INC | Retrofit | Huntington Beach | Orange | 92646 | Host Customer is System Owner | [7 empty] | 456 | 12 |  | Drainback |  |  |  | 0.92 | 1 |  | Z06 |  |  |  | 2007048A | 38 | 1 | [5 empty] | FALSE | [6 empty] | Huntington Beach | FALSE | 10.16 |  | 2015-09-14 |  | 2015-09-21 | 2015-09-22 | 2015-09-24 | 2015-09-28 | 3314 | 11783 | Up-front Payment
PGE-004988 | Low Income Single Family Residential | Domestic Hot Water | Gas | Pacific Gas and Electric | Incentive:Paid | 3387 | 36.9 |  | 1 | 120 |  | 92 |  | 2015-09-22 14:15 | 2015-09-23 | FRESNO COUNTY ECONOMIC OPPORTUNITIES COMMISSION | Retrofit | FRESNO | Fresno | 93702 | Host Customer is System Owner | 3 |  | 2010068D | Fafco, Inc. | 500 SERIES | 500-96SF-50G-50S | Indirect Forced Circulation (IF) | 97.56 |  | 2x8, 2x12 | Forced Circulation | Advanced Controller with a Thermal Cycling Function | Solar Storage and Auxiliary Tanks are separate | 50 | 0.9 | 0.85 | 45 | Z13 | [18 empty] | CITY OF FRESNO | FALSE | 33.55 |  | 2011-06-01: 2015-09-15; 2011-08-03: 2015-09-22; 2011-09-20: 2015-09-23 | 3306 | 4026.28 | Up-front Payment
SCG-004989 | Single Family Residential | Domestic Hot Water | Gas | Southern California Gas Company | Incentive:Paid | 1751 | 29.85 |  | 1 | 75 |  | 59 |  | 2016-04-04 15:50 | 2016-04-15 | ZERO ENERGY CONTRACTING INC | Retrofit | Sherman Oaks | Los Angeles | 91403 | Host Customer is System Owner | 3 |  | 2012012B | GREENoneTEC Solarindustrie GmbH | SOLPAL (formerly Solcrafte) | SOLPAL L-G | Direct Integral Collector Storage (DI) | 26.11 |  | Solpal L |  |  | Solar Storage and Auxiliary Tanks are separate | 51 | 0.92 | 0.85 | 45 | Z09 | [18 empty] | City of Los Angeles | FALSE | 133.07 |  | 2011-06-01: 2015-09-16; 2011-08-03: 2016-04-04; 2011-09-20: 2016-04-15 | 3107 | 9980 | Up-front Payment
SCG-004991 | Single Family Residential | Domestic Hot Water | Gas | Southern California Gas Company | Incentive:Paid | 2104 | 29.85 |  | 1 | 75 |  | 70 |  | 2015-09-28 09:12 | 2015-10-01 | ZERO ENERGY CONTRACTING INC | Retrofit | Glendora | Los Angeles | 91741 | Host Customer is System Owner | 4 |  | 2012012B | GREENoneTEC Solarindustrie GmbH | SOLPAL (formerly Solcrafte) | SOLPAL L-G | Direct Integral Collector Storage (DI) | 26.11 |  | Solpal L |  |  | Solar Storage and Auxiliary Tanks are separate | 51 | 0.94 | 1 | 55 | Z09 | [18 empty] | City of Glendora | FALSE | 133.07 |  | 2011-06-01: 2015-09-16; 2011-08-03: 2015-09-28; 2011-09-20: 2015-10-01 | 3310 | 9980 | Up-front Payment
SCG-004992 | Single Family Residential | Domestic Hot Water | Gas | Southern California Gas Company | Incentive:Paid | 2239 | 29.85 |  | 1 | 75 |  | 75 |  | 2015-10-20 12:14 | 2015-10-29 | ZERO ENERGY CONTRACTING INC | Retrofit | Whittier | Los Angeles | 90604 | Host Customer is System Owner | 5 |  | 2012012B | GREENoneTEC Solarindustrie GmbH | SOLPAL (formerly Solcrafte) | SOLPAL L-G | Direct Integral Collector Storage (DI) | 26.11 |  | Solpal L |  |  | Solar Storage and Auxiliary Tanks are separate | 51 | 1 | 1 | 65 | Z09 | [18 empty] | County of Los Angeles | FALSE | 133.07 |  | 2011-06-01: 2015-09-16; 2011-08-03: 2015-10-20; 2011-09-20: 2015-10-29 | 3284 | 9980 | Up-front Payment
SCG-004993 | Single Family Residential | Domestic Hot Water | Gas | Southern California Gas Company | Incentive:Paid | 2015 | 29.85 |  | 1 | 75 |  | 68 |  | 2015-09-28 08:46 | 2015-10-01 | ZERO ENERGY CONTRACTING INC | Retrofit | Van Nuys | Los Angeles | 91401 | Host Customer is System Owner | 3 |  | 2012012B | GREENoneTEC Solarindustrie GmbH | SOLPAL (formerly Solcrafte) | SOLPAL L-G | Direct Integral Collector Storage (DI) | 26.11 |  | Solpal L |  |  | Solar Storage and Auxiliary Tanks are separate | 51 | 0.9 | 1 | 45 | Z09 | [18 empty] | City of Los Angeles | FALSE | 133.07 |  | 2011-06-01: 2015-09-16; 2011-08-03: 2015-09-28; 2011-09-20: 2015-10-01 | 3310 | 9980 | Up-front Payment
SCG-004995 | Single Family Residential | Domestic Hot Water | Gas | Southern California Gas Company | Incentive:Paid | 2216 | 29.85 |  | 1 | 75 |  | 74 |  | 2015-09-29 11:10 | 2015-10-01 | ZERO ENERGY CONTRACTING INC | Retrofit | North Hills | Los Angeles | 91343 | Host Customer is System Owner | 3 |  | 2012012B | GREENoneTEC Solarindustrie GmbH | SOLPAL (formerly Solcrafte) | SOLPAL L-G | Direct Integral Collector Storage (DI) | 26.11 |  | Solpal L |  |  | Solar Storage and Auxiliary Tanks are separate | 51 | 0.99 | 1 | 45 | Z09 | [18 empty] | City of Los Angeles | FALSE | 133.07 |  | 2011-06-01: 2015-09-17; 2011-08-03: 2015-09-29; 2011-09-20: 2015-10-01 | 3312 | 9980 | Up-front Payment
SCG-004996 | Single Family Residential | Domestic Hot Water | Gas | Southern California Gas Company | Incentive:Paid | 3851 | 29.85 |  | 1 | 129 |  | 129 |  | 2015-10-26 14:32 | 2015-10-29 | SUNTREK INDUSTRIES INC | Retrofit | Irvine | Orange | 92603 | Host Customer is System Owner | 4 |  | 2011079A | Apricus Inc. | APSS_CLOSED_AP30_FTB-3_STD-G | APSS_CLOSED_AP30_FTB-3_STD-G | Indirect Forced Circulation (IF) | 44.76 |  | AP-30 | Glycol | Advanced Controller with a Vacation or Holiday Mode | Solar Storage and Auxiliary Tanks are separate | 80 | 1 | 1 | 55 | Z08 | [18 empty] | City of Irvine | FALSE | 58.14 |  | 2011-06-01: 2015-09-17; 2011-08-03: 2015-10-26; 2011-09-20: 2015-10-29 | 3284 | 7500 | Up-front Payment
SCG-004997 | Single Family Residential | Domestic Hot Water | Gas | Southern California Gas Company | Incentive:Paid | 2008 | 29.85 |  | 1 | 73 |  | 67 |  | 2015-10-12 10:07 | 2015-10-21 | ZERO ENERGY CONTRACTING INC | Retrofit | Fullerton | Orange | 92835 | Host Customer is System Owner | 3 |  | 2012012B | GREENoneTEC Solarindustrie GmbH | SOLPAL (formerly Solcrafte) | SOLPAL L-G | Direct Integral Collector Storage (DI) | 26.11 |  | Solpal L |  |  | Solar Storage and Auxiliary Tanks are separate | 51 | 0.97 | 0.95 | 45 | Z08 | [18 empty] | City of Fullerton | FALSE | 136.71 |  | 2011-06-01: 2015-09-18; 2011-08-03: 2015-10-12; 2011-09-20: 2015-10-21 | 3287 | 9980 | Up-front Payment
SCG-004998 | Single Family Residential | Domestic Hot Water | Gas | Southern California Gas Company | Incentive:Paid | 1846 | 29.85 |  | 1 | 75 |  | 62 |  | 2015-09-28 08:29 | 2015-10-01 | ZERO ENERGY CONTRACTING INC | Retrofit | Van Nuys | Los Angeles | 91406 | Host Customer is System Owner | 3 |  | 2012012B | GREENoneTEC Solarindustrie GmbH | SOLPAL (formerly Solcrafte) | SOLPAL L-G | Direct Integral Collector Storage (DI) | 26.11 |  | Solpal L |  |  | Solar Storage with Tankless Auxiliary Water Heater | 51 | 0.97 | 0.85 | 45 | Z09 | [18 empty] | City of Los Angeles | FALSE | 133.07 |  | 2011-06-01: 2015-09-18; 2011-08-03: 2015-09-28; 2011-09-20: 2015-10-01 | 3312 | 9980 | Up-front Payment
SCG-004999 | Single Family Residential | Domestic Hot Water | Gas | Southern California Gas Company | Incentive:Paid | 1995 | 29.85 |  | 1 | 75 |  | 67 |  | 2015-11-05 12:31 | 2015-11-10 | ZERO ENERGY CONTRACTING INC | Retrofit | Altadena | Los Angeles | 91001 | Host Customer is System Owner | 3 |  | 2012012B | GREENoneTEC Solarindustrie GmbH | SOLPAL (formerly Solcrafte) | SOLPAL L-G | Direct Integral Collector Storage (DI) | 26.11 |  | Solpal L |  |  | Solar Storage and Auxiliary Tanks are separate | 51 | 0.99 | 0.9 | 45 | Z09 | [18 empty] | County of Los Angeles | FALSE | 133.07 |  | 2011-06-01: 2015-09-18; 2011-08-03: 2015-11-05; 2011-09-20: 2015-11-10 | 3270 | 9980 | Up-front Payment
SCG-005000 | Single Family Residential | Domestic Hot Water | Gas | Southern California Gas Company | Incentive:Paid | 1797 | 29.85 |  | 1 | 73 |  | 60 |  | 2015-09-29 08:42 | 2015-10-01 | ZERO ENERGY CONTRACTING INC | Retrofit | Placentia | Orange | 92870 | Host Customer is System Owner | 5 |  | 2012012B | GREENoneTEC Solarindustrie GmbH | SOLPAL (formerly Solcrafte) | SOLPAL L-G | Direct Integral Collector Storage (DI) | 26.11 |  | Solpal L |  |  | Solar Storage and Auxiliary Tanks are separate | 51 | 0.97 | 0.85 | 65 | Z08 | [18 empty] | City of Placentia | FALSE | 136.71 |  | 2011-06-01: 2015-09-18; 2011-08-03: 2015-09-29; 2011-09-20: 2015-10-01 | 3312 | 9980 | Up-front Payment
SCG-005001 | Single Family Residential | Domestic Hot Water | Gas | Southern California Gas Company | Incentive:Paid | 1679 | 29.85 |  | 1 | 75 |  | 56 |  | 2015-09-28 08:52 | 2015-10-01 | ZERO ENERGY CONTRACTING INC | Retrofit | North Hills | Los Angeles | 91343 | Host Customer is System Owner | 3 |  | 2012012B | GREENoneTEC Solarindustrie GmbH | SOLPAL (formerly Solcrafte) | SOLPAL L-G | Direct Integral Collector Storage (DI) | 26.11 |  | Solpal L |  |  | Solar Storage and Auxiliary Tanks are separate | 51 | 1 | 0.75 | 45 | Z09 | [18 empty] | City of Los Angeles | FALSE | 133.07 |  | 2011-06-01: 2015-09-18; 2011-08-03: 2015-09-28; 2011-09-20: 2015-10-01 | 3312 | 9980 | Up-front Payment
SCG-005002 | Single Family Residential | Domestic Hot Water | Gas | Southern California Gas Company | Incentive:Paid | 1903 | 29.85 |  | 1 | 75 |  | 64 |  | 2015-11-05 12:40 | 2015-11-23 | ZERO ENERGY CONTRACTING INC | Retrofit | Porter Ranch | Los Angeles | 91326 | Host Customer is System Owner | 3 |  | 2012012B | GREENoneTEC Solarindustrie GmbH | SOLPAL (formerly Solcrafte) | SOLPAL L-G | Direct Integral Collector Storage (DI) | 26.11 |  | Solpal L |  |  | Solar Storage and Auxiliary Tanks are separate | 51 | 1 | 0.85 | 45 | Z09 | [18 empty] | City of Los Angeles | FALSE | 133.07 |  | 2011-06-01: 2015-09-18; 2011-08-03: 2015-11-05; 2011-09-20: 2015-11-23 | 3232 | 9980 | Up-front Payment
SCG-005003 | Single Family Residential | Domestic Hot Water | Gas | Southern California Gas Company | Incentive:Paid | 2127 | 29.85 |  | 1 | 75 |  | 71 |  | 2015-09-28 09:43 | 2015-10-01 | ZERO ENERGY CONTRACTING INC | Retrofit | Sherman Oaks | Los Angeles | 91401 | Host Customer is System Owner | 3 |  | 2012012B | GREENoneTEC Solarindustrie GmbH | SOLPAL (formerly Solcrafte) | SOLPAL L-G | Direct Integral Collector Storage (DI) | 26.11 |  | Solpal L |  |  | Solar Storage and Auxiliary Tanks are separate | 51 | 0.95 | 1 | 45 | Z09 | [18 empty] | City of Los Angeles | FALSE | 133.07 |  | 2011-06-01: 2015-09-18; 2011-08-03: 2015-09-28; 2011-09-20: 2015-10-01 | 3312 | 9980 | Up-front Payment
SCG-005004 | Single Family Residential | Domestic Hot Water | Gas | Southern California Gas Company | Incentive:Paid | 1975 | 29.85 |  | 1 | 75 |  | 66 |  | 2015-11-25 06:34 | 2015-12-18 | ZERO ENERGY CONTRACTING INC | Retrofit | Covina | Los Angeles | 91722 | Host Customer is System Owner | 5 |  | 2012012B | GREENoneTEC Solarindustrie GmbH | SOLPAL (formerly Solcrafte) | SOLPAL L-G | Direct Integral Collector Storage (DI) | 26.11 |  | Solpal L |  |  | Solar Storage and Auxiliary Tanks are separate | 51 | 0.98 | 0.9 | 65 | Z09 | [18 empty] | City of Covina | FALSE | 133.07 |  | 2011-06-01: 2015-09-18; 2011-08-03: 2015-11-25; 2011-09-20: 2015-12-18 | 3232 | 9980 | Up-front Payment
SCG-005005 | Single Family Residential | Domestic Hot Water | Gas | Southern California Gas Company | Incentive:Paid | 4366 | 29.85 |  | 1 | 181 |  | 172 |  | 2015-11-24 13:41 | 2015-12-14 | ALL VALLEY SOLAR INC | Retrofit | Somis | Somis | 93066 | Host Customer is System Owner | 5 |  | 30004020 | SunEarth, Inc. | Cascade 2 | C2-64-80-TLG | Indirect Forced Circulation (IF) | 65.67 |  | EC-32 / EC-32-0.75 | Automatic Drainback |  | Solar Storage with Tankless Auxiliary Water Heater | 80 | 1 | 0.95 | 65 | Z09 | [18 empty] | County of Ventura | FALSE | 52.48 |  | 2011-06-01: 2015-09-21; 2011-08-03: 2015-11-24; 2011-09-20: 2015-12-14 | 3235 | 9499 | Up-front Payment
PGE-005006 | Low Income Single Family Residential | Domestic Hot Water | Gas | Pacific Gas and Electric | Incentive:Canceled | 3432 | 36.9 |  | 1 | 93 |  | 93 |  |  |  | MERCED COUNTY COMMUNITY ACTION BOARD | Retrofit | ATWATER | Merced | 95301 | Host Customer is System Owner | 7 |  | 2010068A | Fafco, Inc. | 500 SERIES | 500-48SF-50G-50S | Indirect Forced Circulation (IF) | 48.78 |  | 2x8, 2x12 | Glycol | Unglazed Collectors | Solar Storage and Auxiliary Tanks are separate | 49.929 | 1 | 1 | 85 | Z12 | [18 empty] | CITY OF ATWATER | FALSE | 59.03 |  | 2011-06-01: 2015-09-21; 2011-06-21: 2015-12-10 | 3244 | 5489.91 | Up-front Payment
SDG-005008 | Commercial Pools | Pool Heating | Gas | San Diego Gas and Electric | Incentive:Paid | 10523 | 5 |  | 1 | 2239 |  | 2105 |  | 2015-09-22 14:45 | 2015-10-13 | SUNTREK INDUSTRIES INC | Retrofit | Carlsbad | Carlsbad | 92009 | Host Customer is System Owner | [7 empty] | 883.98 | 32.74 |  | Drainback |  |  |  | 0.94 | 1 |  | Z07 |  |  |  | 2007048A | 27 | 1 | [5 empty] | FALSE |  |  |  | SunEarth - SETR A503 TTR U + VFS 20-400 |  | SunEarth - SETR A503 TTR U + VFS 20-400 | Carlsbad | FALSE | 9.41 |  | 2015-09-21 |  | 2015-09-22 | 2015-10-13 | 2015-10-22 | 2015-10-29 | 3266 | 21069 | Up-front Payment
SCG-005009 | Commercial Pools | Pool Heating | Gas | Southern California Gas Company | Incentive:Paid | 7340 | 5 |  | 1 | 1468 |  | 1468 |  | 2015-10-13 09:43 | 2015-10-14 | SUNTREK INDUSTRIES INC | Retrofit | Ventura | Ventura | 93003 | Host Customer is System Owner | [7 empty] | 606.06 | 33.67 |  | Drainback |  |  |  | 1 | 1 |  | Z06 |  |  |  | 2007048A | 18 | 1 | [5 empty] | FALSE |  |  |  | SunEarth - SETR A503 TTR U + VFS 20-400 |  | SunEarth - SETR A503 TTR U + VFS 20-400 | City of Ventura | FALSE | 10.69 |  | 2015-09-21 |  | 2015-10-13 | 2015-10-14 | 2015-10-15 | 2015-10-22 | 3288 | 15692 | Up-front Payment
SCG-005010 | Commercial Pools | Pool Heating | Gas | Southern California Gas Company | Incentive:Paid | 2615 | 5 |  | 1 | 523 |  | 523 |  | 2015-10-20 12:59 | 2015-10-22 | SUNTREK INDUSTRIES INC | Retrofit | Santa Monica | Los Angeles | 90405 | Host Customer is System Owner | [7 empty] | 360 | 40 |  | Manual Drainback |  |  |  | 1 | 1 |  | Z06 |  |  |  | 2007048A | 9 | 1 | [5 empty] | FALSE | [6 empty] | Santa Monica | FALSE | 18.16 |  | 2015-09-21 |  | 2015-10-20 | 2015-10-22 | 2016-01-28 | 2016-02-09 | 3172 | 9500 | Up-front Payment
PGE-005011 | Low Income Single Family Residential | Domestic Hot Water | Gas | Pacific Gas and Electric | Incentive:Canceled | 3948 | 36.9 |  | 1 | 107 |  | 107 |  | 2015-12-03 11:56 |  | MERCED COUNTY COMMUNITY ACTION BOARD | Retrofit | DELHI | Merced | 95315 | Host Customer is System Owner | 5 |  | 2010068D | Fafco, Inc. | 500 SERIES | 500-96SF-50G-50S | Indirect Forced Circulation (IF) | 97.56 |  | 2x8, 2x12 | Glycol | Unglazed Collectors | Solar Storage and Auxiliary Tanks are separate | 49.929 | 1 | 1 | 65 | Z12 | [18 empty] | MERCED COUNTY | FALSE | 54.07 |  | 2011-06-01: 2015-09-21; 2011-06-21: 2015-12-10; 2011-08-03: 2015-12-03 | 3244 | 5785.07 | Up-front Payment
PGE-005012 | Low Income Single Family Residential | Domestic Hot Water | Gas | Pacific Gas and Electric | Incentive:Canceled | 3909 | 36.9 |  | 1 | 107 |  | 106 |  | 2015-12-03 11:57 |  | MERCED COUNTY COMMUNITY ACTION BOARD | Retrofit | DELHI | Merced | 95315 | Host Customer is System Owner | 2 |  | 2010068D | Fafco, Inc. | 500 SERIES | 500-96SF-50G-50S | Indirect Forced Circulation (IF) | 97.56 |  | 2x8, 2x12 | Glycol | Unglazed Collectors | Solar Storage and Auxiliary Tanks are separate | 49.929 | 0.99 | 1 | 35 | Z12 | [18 empty] | MERCED COUNTY | FALSE | 51.57 |  | 2011-06-01: 2015-09-21; 2011-06-21: 2015-12-10; 2011-08-03: 2015-12-03 | 3244 | 5518.04 | Up-front Payment
PGE-005013 | Low Income Single Family Residential | Domestic Hot Water | Gas | Pacific Gas and Electric | Incentive:Canceled | 2917 | 36.9 |  | 1 | 93 |  | 79 |  |  |  | MERCED COUNTY COMMUNITY ACTION BOARD | Retrofit | MERCED | Merced | 95348 | Owner/Tenant | 5 |  | 2010068A | Fafco, Inc. | 500 SERIES | 500-48SF-50G-50S | Indirect Forced Circulation (IF) | 48.78 |  | 2x8, 2x12 | Glycol | Unglazed Collectors | Solar Storage and Auxiliary Tanks are separate | 49.929 | 1 | 0.85 | 65 | Z12 | [18 empty] | MERCED COUNTY | FALSE | 59.94 |  | 2011-06-01: 2015-09-21; 2011-06-21: 2015-12-10 | 3244 | 5574.21 | Up-front Payment
PGE-005014 | Low Income Single Family Residential | Domestic Hot Water | Gas | Pacific Gas and Electric | Incentive:Canceled | 2888 | 36.9 |  | 1 | 93 |  | 78 |  |  |  | MERCED COUNTY COMMUNITY ACTION BOARD | Retrofit | ATWATER | Merced | 95301 | Host Customer is System Owner | 3 |  | 2010068A | Fafco, Inc. | 500 SERIES | 500-48SF-50G-50S | Indirect Forced Circulation (IF) | 48.78 |  | 2x8, 2x12 | Glycol | Unglazed Collectors | Solar Storage and Auxiliary Tanks are separate | 49.929 | 0.99 | 0.85 | 45 | Z12 | [18 empty] | CITY OF ATWATER | FALSE | 63.31 |  | 2011-06-01: 2015-09-21; 2011-06-21: 2015-12-10 | 3244 | 5888.05 | Up-front Payment
PGE-005015 | Commercial Pools | Pool Heating | Gas | Pacific Gas and Electric | Incentive:Paid | 9450 | 7 |  | 1 | 1350 |  | 1350 |  | 2015-09-23 09:56 | 2015-09-28 | CALIFORNIA SOLAR THERMAL INC | Retrofit | BAKERSFIELD | Kern | 93306 | Host Customer is System Owner | [7 empty] | 579.6 | 48.3 |  | Manual Drainback |  |  |  | 1 | 1 |  | Z13 |  |  |  | 10001888 | 12 | 1 | [5 empty] | FALSE |  |  |  | SunEarth - SETR A503 TTR U + VFS 20-400 |  | SunEarth - SETR A503 TTR U + VFS 20-400 | Kern County | FALSE | 7.79 |  | 2015-09-22 | 2015-10-29 | 2015-09-23 | 2015-09-28 | 2015-09-29 | 2015-11-02 | 3265 | 10521 | Up-front Payment
SCG-005016 | Low Income Multifamily Residential | Domestic Hot Water | Gas | Southern California Gas Company | Incentive:Paid | 6994 | 24.89 |  | 1 | 281 |  | 281 |  | 2015-12-15 17:55 | 2016-04-15 | DOCTOR PIPER INC | Retrofit | Fontana | San Bernadino | 92335 | Host Customer is System Owner | [7 empty] | 80.34 | 40.17 |  | Glycol | Advanced Controller with a Vacation or Holiday Mode | Solar Storage and Auxiliary Tanks are separate |  | 1 | 1 | 168 | Z10 | 4 | Units | Apartments/Condos | 2010115A | 2 | 1 | 120 | 1 | 100 | 1 | 299000 | TRUE | 120 | 120 |  |  |  |  | City of Fontana | FALSE | 34.85 |  | 2015-09-22 |  | 2015-12-15 | 2016-04-15 | 2016-05-16 | 2016-06-20 | 3046 | 9792 | Up-front Payment
PGE-005017 | Low Income Single Family Residential | Domestic Hot Water | Gas | Pacific Gas and Electric | Incentive:Paid | 2785 | 36.9 |  | 1 | 120 |  | 75 |  | 2015-09-24 15:44 | 2015-09-25 | FRESNO COUNTY ECONOMIC OPPORTUNITIES COMMISSION | Retrofit | FRESNO | Fresno | 93726 | Host Customer is System Owner | 5 |  | 2010068D | Fafco, Inc. | 500 SERIES | 500-96SF-50G-50S | Indirect Forced Circulation (IF) | 97.56 |  | 2x8, 2x12 | Forced Circulation | Advanced Controller with a Thermal Cycling Function | Solar Storage and Auxiliary Tanks are separate | 50 | 0.74 | 0.85 | 65 | Z13 | [18 empty] | CITY OF FRESNO | FALSE | 34.46 |  | 2011-06-01: 2015-09-22; 2011-08-03: 2015-09-24; 2011-09-20: 2015-09-25 | 3306 | 4134.95 | Up-front Payment
SCG-005019 | Single Family Residential | Domestic Hot Water | Gas | Southern California Gas Company | Incentive:Paid | 2597 | 29.85 |  | 1 | 87 |  | 87 |  | 2015-11-13 10:02 | 2015-12-11 | LUIS J SAUCEDO | Retrofit | Somis | Ventura | 93066 | Host Customer is System Owner | 4 |  | 30004032 | Heliodyne, Inc. | Heliodyne | HPAK 016 1 406 G 75PD AC S Z | Indirect Forced Circulation (IF) | 26.94 |  | 406 001 | Glycol | Pressure Stagnation Protection (PSP) | Solar Storage with Tankless Auxiliary Water Heater | 75 | 1 | 1 | 55 | Z09 | [18 empty] | County of Ventura | FALSE | 128.33 |  | 2011-06-01: 2015-09-23; 2011-08-03: 2015-11-13; 2011-09-20: 2015-12-11 | 3235 | 11165 | Up-front Payment
SCG-005020 | Commercial/Multifamily Residential | Domestic Hot Water | Gas | Southern California Gas Company | Incentive:Canceled | 260800 | 25 |  | 1 SCG | 10432 |  | 10432 |  | 2015-10-21 13:31 | 2015-12-17 | REGREEN INC | Retrofit | Van Nuys | Los Angeles | 91402 | Host Customer is System Owner | [7 empty] | 2811.9 | 40.17 |  | Glycol | Advanced Controller with a Vacation or Holiday Mode | Solar Storage and Auxiliary Tanks are separate |  | 1 | 1 | 5883 | Z09 | 159 | Units | Apartments/Condos | 2010115A | 70 | 1 | 4200 | 5 | 1250 | 5 | 499000 | TRUE | 120 | 140 |  |  |  |  | Los Angeles | FALSE | 37.58 |  | 2011-06-01: 2015-09-23; 2011-06-23: 2015-10-21; 2011-07-01: 2015-12-17 | 3236 | 392000 | Up-front Payment
SDG-005021 | Low Income Multifamily Residential | Domestic Hot Water | Gas | San Diego Gas and Electric | Incentive:Paid | 51547 | 24.89 |  | 1 | 2071 |  | 2071 |  | 2016-06-23 10:24 | 2016-07-22 | ADROIT ENERGY INC | Retrofit | Encinitas | San Diego | 92024 | Power Purchase Agreements | [7 empty] | 718.38 | 39.91 |  | Glycol | Steam Back | Solar Storage and Auxiliary Tanks are separate |  | 1 | 1 | 1800 | Z07 | 45 | Units | Apartments/Condos | 2009061E | 18 | 1 | 949 | 1 | 230 | 2 | 798000 | TRUE | 130 | 130 |  | Caleffi North America - iSolar MX LTE |  | Caleffi North America - iSolar MX LTE | City of Encinitas | FALSE | 33.02 |  | 2015-09-23 | 2016-06-30 | 2016-06-23 | 2016-07-22 | 2017-03-07 | 2017-03-16 | 2754 | 68391.29 | Up-front Payment
PGE-005023 | Single Family Residential | Domestic Hot Water | Gas | Pacific Gas and Electric | Incentive:Canceled | 4366 | 29.85 |  | 1 | 193 |  | 193 |  | 2015-09-24 09:10 |  | P A S INC | Retrofit | SAN FRANCISCO | San Francisco | 94117 | Host Customer is System Owner | 6 |  | 2007023B | HTP, Inc. | PHOENIX SOLAR | PH-119S | Indirect Forced Circulation (IF) | 63.82 |  | SS-32. | Glycol | Advanced Controller with a Vacation or Holiday Mode | Solar and Auxiliary Storage are the same Tank | 119 | 1 | 1 | 75 | Z03 | [18 empty] | san fransico | FALSE | 88.08 |  | 2011-06-01: 2015-09-24; 2011-06-21: 2015-10-16; 2011-08-03: 2015-09-24 | 3258 | 17000 | Up-front Payment
PGE-005025 | Single Family Residential | Domestic Hot Water | Gas | Pacific Gas and Electric | Incentive:Paid | 4366 | 29.85 |  | 1 | 193 |  | 193 |  | 2016-01-29 11:09 | 2016-02-24 | P A S INC | Retrofit | SAN FRANCISCO | San Francisco | 94117 | Host Customer is System Owner | 6 |  | 2007023B | HTP, Inc. | PHOENIX SOLAR | PH-119S | Indirect Forced Circulation (IF) | 63.87 |  | SS-32-FP | Glycol | Advanced Controller with a Vacation or Holiday Mode | Solar and Auxiliary Storage are the same Tank | 119 | 1 | 1 | 75 | Z03 | [18 empty] | San Francisco | FALSE | 69.95 |  | 2015-09-24 | 2016-02-02 |  |  | 2016-01-29 | 2016-02-24 | 3165 | 13500 | Up-front Payment
SCG-005026 | Commercial Pools | Pool Heating | Gas | Southern California Gas Company | Incentive:Paid | 6108 | 5 |  | 1 | 1234 |  | 1222 |  | 2015-10-19 10:29 | 2015-10-21 | SUNTREK INDUSTRIES INC | Retrofit | Hawthorne | Los Angeles | 90250 | Host Customer is System Owner | [7 empty] | 623.98 | 44.57 |  | Manual Drainback |  |  |  | 0.99 | 1 |  | Z08 |  |  |  | 2007048A | 14 | 1 | [5 empty] | FALSE |  |  |  | SunEarth - SETR A503 TTR U + VFS 20-400 |  | SunEarth - SETR A503 TTR U + VFS 20-400 | City of Hawthorne | FALSE | 11.27 |  | 2015-09-24 |  | 2015-10-19 | 2015-10-21 | 2015-12-03 | 2015-12-09 | 3232 | 13911.07 | Up-front Payment
PGE-005028 | Low Income Multifamily Residential | Domestic Hot Water | Gas | Pacific Gas and Electric | Incentive:Paid | 73585 | 24.89 |  | 1 | 3112 |  | 2956 |  | 2015-09-29 15:30 | 2015-10-07 | AZTEC SOLAR INC | Retrofit | SACRAMENTO | Sacramento | 95816 | Host Customer is System Owner | [7 empty] | 781.8 | 26.06 |  | Glycol | Advanced Controller with a Vacation or Holiday Mode | Solar Storage and Auxiliary Tanks are separate |  | 0.95 | 1 | 2964 | Z12 | 78 | Units | Apartments/Condos | 10001871 | 30 | 1 | 1225 | 1 | 238 | 2 | 999800 | TRUE | 125 | 120 |  | Amatis Controls - AM-JOULE |  | Solar Wave Energy Inc. - Thermal-grid MX-V40/VFS/Onicon/EKM | City of Sacramento | FALSE | 70 |  | 2015-09-28 | 2016-02-08 | 2015-09-29 | 2015-10-07 | 2016-02-02 | 2016-03-15 | 3120 | 217845 | Up-front Payment
PGE-005029 | Low Income Multifamily Residential | Domestic Hot Water | Gas | Pacific Gas and Electric | Incentive:Paid | 63942 | 24.89 |  | 1 | 2569 |  | 2569 |  | 2015-09-29 15:31 | 2015-10-07 | AZTEC SOLAR INC | Retrofit | SACRAMENTO | Sacramento | 95816 | Host Customer is System Owner | [7 empty] | 638.8 | 31.94 |  | Glycol | Steam Back | Solar Storage and Auxiliary Tanks are separate |  | 1 | 1 | 2926 | Z12 | 77 | Units | Apartments/Condos | 10001778 | 20 | 1 | 900 | 1 | 200 | 2 | 799998 | TRUE | 120 | 120 |  | Amatis Controls - AM-JOULE |  | Solar Wave Energy Inc. - Thermal-grid MX-V40/VFS/Onicon/EKM | City of Sacramento | FALSE | 75.03 |  | 2015-09-28 | 2016-02-08 | 2015-09-29 | 2015-10-07 | 2016-02-02 | 2016-02-23 | 3166 | 192750 | Up-front Payment
SCG-005031 | Single Family Residential | Domestic Hot Water | Gas | Southern California Gas Company | Incentive:Paid | 3045 | 29.85 |  | 1 | 102 |  | 102 |  | 2015-11-09 15:00 | 2015-11-20 | ADVANCED CONSERVATION SYSTEMS INC | Retrofit | Lancaster | Los Angeles | 93536 | Host Customer is System Owner | 4 |  | 30004086 | Solarhot | SolVelox Drainback | S-SV-DBUMA40-80G | Indirect Forced Circulation (IF) | 40 |  | SLAR-40 | Automatic Drainback |  | Solar Storage and Auxiliary Tanks are separate | 80 | 1 | 1 | 55 | Z14 | [18 empty] | Lancaster | FALSE | 85 |  | 2011-06-01: 2015-09-25; 2011-08-03: 2015-11-09; 2011-09-20: 2015-11-20 | 3253 | 8670 | Up-front Payment
SCG-005032 | Commercial/Multifamily Residential | Domestic Hot Water | Gas | Southern California Gas Company | Incentive:Paid | 37755 | 20.19 |  | 1 | 1870 |  | 1870 |  | 2015-09-25 13:01 | 2015-10-09 | ALL VALLEY SOLAR INC | Retrofit | Los Angeles | Los Angeles | 90020 | Host Customer is System Owner | [7 empty] | 491.4 | 40.95 |  | Drainback | Drainback (Water) | Solar Storage and Auxiliary Tanks are separate |  | 1 | 1 | 1040 | Z09 | 26 | Units | Apartments/Condos | 10001803 | 12 | 2 | 714 | 2 | 100 | 1 | 199000 | TRUE | 120 | 140 |  | SunEarth - SETR A503 TTR U + VFS 5-100 |  | SunEarth - SETR A503 TTR U + VFS 5-100 | LADBS | FALSE | 32.1 |  | 2015-09-25 |  | 2015-09-25 | 2015-10-09 | 2015-10-22 | 2015-10-22 | 3288 | 60027 | Up-front Payment
SCG-005033 | Single Family Residential | Domestic Hot Water | Gas | Southern California Gas Company | Incentive:Paid | 1641 | 29.85 |  | 1 | 66 |  | 55 |  | 2015-10-02 07:41 | 2015-10-06 | ZERO ENERGY CONTRACTING INC | Retrofit | Monrovia | Los Angeles | 91016 | Host Customer is System Owner | 3 |  | 30003825 | SunEarth, Inc. | CopperHeart | CP-40G | Direct Integral Collector Storage (DI) | 24.96 |  | CP-40 |  |  | Solar Storage and Auxiliary Tanks are separate | 40 | 0.98 | 0.85 | 45 | Z09 | [18 empty] | City of Monrovia | FALSE | 151.21 |  | 2011-06-01: 2015-09-28; 2011-08-03: 2015-10-02; 2011-09-20: 2015-10-06 | 3305 | 9980 | Up-front Payment
SCG-005034 | Single Family Residential | Domestic Hot Water | Gas | Southern California Gas Company | Incentive:Paid | 1789 | 29.85 |  | 1 | 75 |  | 60 |  | 2015-10-02 11:32 | 2015-10-06 | ZERO ENERGY CONTRACTING INC | Retrofit | Granada Hills | Los Angeles | 91344 | Host Customer is System Owner | 3 |  | 2012012B | GREENoneTEC Solarindustrie GmbH | SOLPAL (formerly Solcrafte) | SOLPAL L-G | Direct Integral Collector Storage (DI) | 26.11 |  | Solpal L |  |  | Solar Storage and Auxiliary Tanks are separate | 51 | 0.94 | 0.85 | 45 | Z09 | [18 empty] | City of Los Angeles | FALSE | 133.07 |  | 2011-06-01: 2015-09-30; 2011-08-03: 2015-10-02; 2011-09-20: 2015-10-06 | 3305 | 9980 | Up-front Payment
SCG-005035 | Single Family Residential | Domestic Hot Water | Gas | Southern California Gas Company | Incentive:Paid | 2092 | 29.85 |  | 1 | 73 |  | 70 |  | 2015-10-02 09:53 | 2015-10-06 | ZERO ENERGY CONTRACTING INC | Retrofit | Cypress | Orange | 90630 | Host Customer is System Owner | 3 |  | 2012012B | GREENoneTEC Solarindustrie GmbH | SOLPAL (formerly Solcrafte) | SOLPAL L-G | Direct Integral Collector Storage (DI) | 26.11 |  | Solpal L |  |  | Solar Storage and Auxiliary Tanks are separate | 51 | 0.96 | 1 | 45 | Z08 | [18 empty] | City of Cypress | FALSE | 136.71 |  | 2011-06-01: 2015-09-30; 2011-08-03: 2015-10-02; 2011-09-20: 2015-10-06 | 3305 | 9980 | Up-front Payment
SCG-005036 | Single Family Residential | Domestic Hot Water | Gas | Southern California Gas Company | Incentive:Paid | 2084 | 29.85 |  | 1 | 75 |  | 70 |  | 2015-10-02 07:28 | 2015-10-06 | ZERO ENERGY CONTRACTING INC | Retrofit | Sherman Oaks | Los Angeles | 91423 | Host Customer is System Owner | 3 |  | 2012012B | GREENoneTEC Solarindustrie GmbH | SOLPAL (formerly Solcrafte) | SOLPAL L-G | Direct Integral Collector Storage (DI) | 26.11 |  | Solpal L |  |  | Solar Storage and Auxiliary Tanks are separate | 51 | 0.98 | 0.95 | 45 | Z09 | [18 empty] | City of Los Angeles | FALSE | 133.07 |  | 2011-06-01: 2015-09-30; 2011-08-03: 2015-10-02; 2011-09-20: 2015-10-06 | 3305 | 9980 | Up-front Payment
SCG-005037 | Single Family Residential | Domestic Hot Water | Gas | Southern California Gas Company | Incentive:Paid | 1494 | 29.85 |  | 1 | 75 |  | 50 |  | 2015-10-05 07:54 | 2015-10-06 | ZERO ENERGY CONTRACTING INC | Retrofit | Van Nuys | Los Angeles | 91401 | Host Customer is System Owner | 3 |  | 2012012B | GREENoneTEC Solarindustrie GmbH | SOLPAL (formerly Solcrafte) | SOLPAL L-G | Direct Integral Collector Storage (DI) | 26.11 |  | Solpal L |  |  | Solar Storage and Auxiliary Tanks are separate | 51 | 0.89 | 0.75 | 45 | Z09 | [18 empty] | City of Los Angeles | FALSE | 133.07 |  | 2011-06-01: 2015-09-30; 2011-08-03: 2015-10-05; 2011-09-20: 2015-10-06 | 3305 | 9980 | Up-front Payment
SCG-005038 | Single Family Residential | Domestic Hot Water | Gas | Southern California Gas Company | Incentive:Paid | 1604 | 29.85 |  | 1 | 73 |  | 54 |  | 2015-10-14 10:39 | 2015-10-21 | ZERO ENERGY CONTRACTING INC | Retrofit | Lakewood | Los Angeles | 90712 | Host Customer is System Owner | 4 |  | 2012012B | GREENoneTEC Solarindustrie GmbH | SOLPAL (formerly Solcrafte) | SOLPAL L-G | Direct Integral Collector Storage (DI) | 26.11 |  | Solpal L |  |  | Solar Storage and Auxiliary Tanks are separate | 51 | 0.92 | 0.8 | 55 | Z08 | [18 empty] | City of Lakewood | FALSE | 136.71 |  | 2011-06-01: 2015-10-01; 2011-08-03: 2015-10-14; 2011-09-20: 2015-10-21 | 3288 | 9980 | Up-front Payment
SCG-005039 | Single Family Residential | Domestic Hot Water | Gas | Southern California Gas Company | Incentive:Paid | 2106 | 29.85 |  | 1 | 75 |  | 71 |  | 2016-01-12 15:09 | 2016-01-21 | ZERO ENERGY CONTRACTING INC | Retrofit | La Mirada | Los Angeles | 90638 | Host Customer is System Owner | 3 |  | 2012012B | GREENoneTEC Solarindustrie GmbH | SOLPAL (formerly Solcrafte) | SOLPAL L-G | Direct Integral Collector Storage (DI) | 26.11 |  | Solpal L |  |  | Solar Storage and Auxiliary Tanks are separate | 51 | 0.99 | 0.95 | 45 | Z09 | [18 empty] | City of La Mirada | FALSE | 133.07 |  | 2011-06-01: 2015-10-01; 2011-08-03: 2016-01-12; 2011-09-20: 2016-01-21 | 3196 | 9980 | Up-front Payment
SCG-005040 | Single Family Residential | Domestic Hot Water | Gas | Southern California Gas Company | Incentive:Paid | 1850 | 29.85 |  | 1 | 75 |  | 62 |  | 2015-11-06 08:36 | 2015-11-10 | ZERO ENERGY CONTRACTING INC | Retrofit | Whittier | Los Angeles | 90605 | Host Customer is System Owner | 4 |  | 2012012B | GREENoneTEC Solarindustrie GmbH | SOLPAL (formerly Solcrafte) | SOLPAL L-G | Direct Integral Collector Storage (DI) | 26.11 |  | Solpal L |  |  | Solar Storage and Auxiliary Tanks are separate | 51 | 0.87 | 0.95 | 55 | Z09 | [18 empty] | County of Los Angeles | FALSE | 133.07 |  | 2011-06-01: 2015-10-01; 2011-08-03: 2015-11-06; 2011-09-20: 2015-11-10 | 3271 | 9980 | Up-front Payment
SCG-005041 | Single Family Residential | Domestic Hot Water | Gas | Southern California Gas Company | Incentive:Paid | 1911 | 29.85 |  | 1 | 66 |  | 64 |  | 2016-04-06 10:04 | 2016-04-15 | ZERO ENERGY CONTRACTING INC | Retrofit | La Mirada | Los Angeles | 90638 | Host Customer is System Owner | 3 |  | 30003825 | SunEarth, Inc. | CopperHeart | CP-40G | Direct Integral Collector Storage (DI) | 24.96 |  | CP-40 |  |  | Solar Storage and Auxiliary Tanks are separate | 40 | 0.97 | 1 | 45 | Z09 | [18 empty] | City of La Mirada | FALSE | 151.21 |  | 2011-06-01: 2015-10-01; 2011-08-03: 2016-04-06; 2011-09-20: 2016-04-15 | 3107 | 9980 | Up-front Payment
SCG-005042 | Single Family Residential | Domestic Hot Water | Gas | Southern California Gas Company | Incentive:Paid | 1865 | 29.85 |  | 1 | 75 |  | 62 |  | 2015-10-01 13:16 | 2015-10-06 | ZERO ENERGY CONTRACTING INC | Retrofit | North Hills | Los Angeles | 91343 | Host Customer is System Owner | 3 |  | 2012012B | GREENoneTEC Solarindustrie GmbH | SOLPAL (formerly Solcrafte) | SOLPAL L-G | Direct Integral Collector Storage (DI) | 26.11 |  | Solpal L |  |  | Solar Storage and Auxiliary Tanks are separate | 51 | 0.98 | 0.85 | 45 | Z09 | [18 empty] | City of Los Angeles | FALSE | 133.07 |  | 2011-06-01: 2015-10-01; 2011-08-03: 2015-10-01; 2011-09-20: 2015-10-06 | 3305 | 9980 | Up-front Payment
SCG-005043 | Single Family Residential | Domestic Hot Water | Gas | Southern California Gas Company | Incentive:Paid | 2239 | 29.85 |  | 1 | 75 |  | 75 |  | 2015-10-08 11:02 | 2015-10-12 | ZERO ENERGY CONTRACTING INC | Retrofit | Valley Glen | Los Angeles | 91401 | Host Customer is System Owner | 3 |  | 2012012B | GREENoneTEC Solarindustrie GmbH | SOLPAL (formerly Solcrafte) | SOLPAL L-G | Direct Integral Collector Storage (DI) | 26.11 |  | Solpal L |  |  | Solar Storage and Auxiliary Tanks are separate | 51 | 1 | 1 | 45 | Z09 | [18 empty] | City of Los Angeles | FALSE | 133.07 |  | 2011-06-01: 2015-10-01; 2011-08-03: 2015-10-08; 2011-09-20: 2015-10-12 | 3301 | 9980 | Up-front Payment
SCG-005044 | Single Family Residential | Domestic Hot Water | Gas | Southern California Gas Company | Incentive:Paid | 2015 | 29.85 |  | 1 | 75 |  | 68 |  | 2015-10-05 07:22 | 2015-10-06 | ZERO ENERGY CONTRACTING INC | Retrofit | Chatsworth | Los Angeles | 91311 | Host Customer is System Owner | 3 |  | 2012012B | GREENoneTEC Solarindustrie GmbH | SOLPAL (formerly Solcrafte) | SOLPAL L-G | Direct Integral Collector Storage (DI) | 26.11 |  | Solpal L |  |  | Solar Storage and Auxiliary Tanks are separate | 51 | 0.9 | 1 | 45 | Z09 | [18 empty] | City of Los Angeles | FALSE | 133.07 |  | 2011-06-01: 2015-10-01; 2011-08-03: 2015-10-05; 2011-09-20: 2015-10-06 | 3305 | 9980 | Up-front Payment
PGE-005045 | Single Family Residential | Domestic Hot Water | Gas | Pacific Gas and Electric | Incentive:Paid | 1821 | 29.85 |  | 1 | 61 |  | 61 |  | 2015-10-15 09:46 | 2015-11-03 | SUNTREK INDUSTRIES INC | Retrofit | RICHMOND | Contra Costa | 94803 | Host Customer is System Owner | 4 |  | 30003825 | SunEarth, Inc. | CopperHeart | CP-40G | Direct Integral Collector Storage (DI) | 24.96 |  | CP-40 |  |  | Solar Storage and Auxiliary Tanks are separate | 40 | 1 | 1 | 55 | Z03 | [18 empty] | City of Richmond | FALSE | 114.75 |  | 2015-10-01 | 2015-10-16 |  |  | 2015-10-15 | 2015-11-03 | 3265 | 7000 | Up-front Payment
SCG-005046 | Single Family Residential | Domestic Hot Water | Gas | Southern California Gas Company | Incentive:Paid | 1893 | 29.85 |  | 1 | 75 |  | 63 |  | 2015-10-14 08:39 | 2015-10-21 | ZERO ENERGY CONTRACTING INC | Retrofit | West Covina | Los Angeles | 91790 | Host Customer is System Owner | 5 |  | 2012012B | GREENoneTEC Solarindustrie GmbH | SOLPAL (formerly Solcrafte) | SOLPAL L-G | Direct Integral Collector Storage (DI) | 26.11 |  | Solpal L |  |  | Solar Storage and Auxiliary Tanks are separate | 51 | 0.89 | 0.95 | 65 | Z09 | [18 empty] | City of West Covina | FALSE | 133.07 |  | 2011-06-01: 2015-10-02; 2011-08-03: 2015-10-14; 2011-09-20: 2015-10-21 | 3287 | 9980 | Up-front Payment
SCG-005047 | Single Family Residential | Domestic Hot Water | Gas | Southern California Gas Company | Incentive:Paid | 1903 | 29.85 |  | 1 | 75 |  | 64 |  | 2015-10-08 07:35 | 2015-10-12 | ZERO ENERGY CONTRACTING INC | Retrofit | Glendora | Los Angeles | 91741 | Host Customer is System Owner | 4 |  | 2012012B | GREENoneTEC Solarindustrie GmbH | SOLPAL (formerly Solcrafte) | SOLPAL L-G | Direct Integral Collector Storage (DI) | 26.11 |  | Solpal L |  |  | Solar Storage and Auxiliary Tanks are separate | 51 | 0.85 | 1 | 55 | Z09 | [18 empty] | City of Glendora | FALSE | 133.07 |  | 2011-06-01: 2015-10-02; 2011-08-03: 2015-10-08; 2011-09-20: 2015-10-12 | 3301 | 9980 | Up-front Payment
SCG-005048 | Single Family Residential | Domestic Hot Water | Gas | Southern California Gas Company | Incentive:Paid | 2194 | 29.85 |  | 1 | 75 |  | 74 |  | 2015-10-05 08:03 | 2015-10-06 | ZERO ENERGY CONTRACTING INC | Retrofit | North Hills | Los Angeles | 91343 | Host Customer is System Owner | 3 |  | 2012012B | GREENoneTEC Solarindustrie GmbH | SOLPAL (formerly Solcrafte) | SOLPAL L-G | Direct Integral Collector Storage (DI) | 26.11 |  | Solpal L |  |  | Solar Storage and Auxiliary Tanks are separate | 51 | 0.98 | 1 | 45 | Z09 | [18 empty] | City of Los Angeles | FALSE | 133.07 |  | 2011-06-01: 2015-10-02; 2011-08-03: 2015-10-05; 2011-09-20: 2015-10-06 | 3305 | 9980 | Up-front Payment
SCG-005049 | Single Family Residential | Domestic Hot Water | Gas | Southern California Gas Company | Incentive:Paid | 1791 | 29.85 |  | 1 | 75 |  | 60 |  | 2015-10-02 13:13 | 2015-10-19 | ZERO ENERGY CONTRACTING INC | Retrofit | North Hills | Los Angeles | 91343 | Host Customer is System Owner | 3 |  | 2012012B | GREENoneTEC Solarindustrie GmbH | SOLPAL (formerly Solcrafte) | SOLPAL L-G | Direct Integral Collector Storage (DI) | 26.11 |  | Solpal L |  |  | Solar Storage and Auxiliary Tanks are separate | 51 | 1 | 0.8 | 45 | Z09 | [18 empty] | City of Los Angeles | FALSE | 133.07 |  | 2011-06-01: 2015-10-02; 2011-08-03: 2015-10-02; 2011-09-20: 2015-10-19 | 3291 | 9980 | Up-front Payment
SCG-005050 | Single Family Residential | Domestic Hot Water | Gas | Southern California Gas Company | Incentive:Paid | 2127 | 29.85 |  | 1 | 75 |  | 71 |  | 2015-10-07 12:54 | 2015-10-12 | ZERO ENERGY CONTRACTING INC | Retrofit | Studio City | Los Angeles | 91604 | Host Customer is System Owner | 4 |  | 2012012B | GREENoneTEC Solarindustrie GmbH | SOLPAL (formerly Solcrafte) | SOLPAL L-G | Direct Integral Collector Storage (DI) | 26.11 |  | Solpal L |  |  | Solar Storage with Tankless Auxiliary Water Heater | 51 | 1 | 0.95 | 55 | Z09 | [18 empty] | City of Los Angeles | FALSE | 133.07 |  | 2011-06-01: 2015-10-02; 2011-08-03: 2015-10-07; 2011-09-20: 2015-10-12 | 3301 | 9980 | Up-front Payment
SCG-005051 | Single Family Residential | Domestic Hot Water | Gas | Southern California Gas Company | Incentive:Paid | 2127 | 29.85 |  | 1 | 75 |  | 71 |  | 2015-10-07 13:01 | 2015-10-12 | ZERO ENERGY CONTRACTING INC | Retrofit | Studio City | Los Angeles | 91604 | Host Customer is System Owner | 4 |  | 2012012B | GREENoneTEC Solarindustrie GmbH | SOLPAL (formerly Solcrafte) | SOLPAL L-G | Direct Integral Collector Storage (DI) | 26.11 |  | Solpal L |  |  | Solar Storage with Tankless Auxiliary Water Heater | 51 | 0.95 | 1 | 55 | Z09 | [18 empty] | City of Los Angeles | FALSE | 133.07 |  | 2011-06-01: 2015-10-02; 2011-08-03: 2015-10-07; 2011-09-20: 2015-10-12 | 3301 | 9980 | Up-front Payment
SDG-005052 | Commercial/Multifamily Residential | Domestic Hot Water | Gas | San Diego Gas and Electric | Incentive:Canceled | 151082 | 20.19 |  | 1 | 7483 |  | 7483 |  | 2015-11-13 14:12 | 2015-12-08 | ARNOLD SOLAR INC | New Construction | San Diego | San Diego | 92101 | Host Customer is System Owner | [7 empty] | 2538.9 | 56.42 |  | Drainback | Other | Solar Storage and Auxiliary Tanks are separate |  | 1 | 1 | 4810 | Z07 | 130 | Units | Apartments/Condos | 2009042B | 45 | 3 | 5000 | 1 | 400 | 1 | 1500000 | TRUE | 140 | 140 |  | Amatis Controls - AM-JOULE |  | Amatis Controls - AM-JOULE | City of San Diego | FALSE | 30.94 |  | 2015-10-06 | 2015-11-20 | 2015-11-13 | 2015-12-08 | 2018-01-03 |  | 2434 | 231550 | Up-front Payment
PGE-005053 | Single Family Residential | Domestic Hot Water | Gas | Pacific Gas and Electric | Incentive:Paid | 2998 | 29.85 |  | 1 | 108 |  | 100 |  | 2015-10-23 10:30 | 2015-12-15 | AZTEC SOLAR INC | Retrofit | DAVIS | Yolo | 95616 | Host Customer is System Owner | 2 |  | 30003808 | Solahart Industries | Solahart | ASG 302J & ASG 302J FREE HEAT | Indirect Thermosyphon (IT) | 43.12 |  | J | Glycol | Advanced Controller with a Vacation or Holiday Mode | Solar Storage and Auxiliary Tanks are separate | 80 | 0.93 | 1 | 35 | Z12 | [18 empty] | City of Davis | FALSE | 84.22 |  | 2015-10-02 | 2015-11-25 |  |  | 2015-10-23 | 2015-12-15 | 3217 | 9095.78 | Up-front Payment
SCG-005054 | Low Income Multifamily Residential | Domestic Hot Water | Gas | Southern California Gas Company | Incentive:Paid | 19887 | 24.89 |  | 1 | 799 |  | 799 |  | 2015-10-15 11:46 | 2015-10-20 | PROMISE ENERGY INC | Retrofit | North Hollywood | North Hollywood | 91605 | Host Customer is System Owner | [7 empty] | 200 | 40 |  | Glycol | Steam Back | Solar Storage and Auxiliary Tanks are separate |  | 1 | 1 | 1976 | Z09 | 52 | Units | Apartments/Condos | 2009058C | 5 | 1 | 264 | 1 | 119 | 1 | 199000 | TRUE | 120 | 140 |  |  |  |  | Los Angeles Department of Building & Safety | FALSE | 26.6 |  | 2015-10-05 |  | 2015-10-15 | 2015-10-20 | 2016-03-02 | 2016-03-16 | 3113 | 21250 | Up-front Payment
PGE-005055 | Single Family Residential | Domestic Hot Water | Gas | Pacific Gas and Electric | Incentive:Paid | 2637 | 29.85 |  | 1 | 93 |  | 88 |  | 2015-10-08 11:26 | 2015-10-12 | CENTRAL VALLEY OPPORTUNITY CENTER INCORPORATED | Retrofit | MODESTO | Stanislaus | 95351 | Host Customer is System Owner | 3 |  | 2010068A | Fafco, Inc. | 500 SERIES | 500-48SF-50G-50S | Indirect Forced Circulation (IF) | 48.78 |  | 2x8, 2x12 | Glycol | Advanced Controller with a Vacation or Holiday Mode | Solar Storage and Auxiliary Tanks are separate | 50 | 1 | 0.95 | 45 | Z12 | [18 empty] | MODESTO,CA | FALSE | 37.08 |  | 2011-06-01: 2015-10-06; 2011-08-03: 2015-10-08; 2011-09-20: 2015-10-12 | 3294 | 3448.56 | Up-front Payment
SCG-005056 | Single Family Residential | Domestic Hot Water | Gas | Southern California Gas Company | Incentive:Paid | 3658 | 29.85 |  | 1 | 129 |  | 123 |  | 2015-11-24 15:27 | 2016-01-07 | SUNTREK INDUSTRIES INC | Retrofit | Irvine | Orange | 92603 | Host Customer is System Owner | 2 |  | 2011079A | Apricus Inc. | APSS_CLOSED_AP30_FTB-3_STD-G | APSS_CLOSED_AP30_FTB-3_STD-G | Indirect Forced Circulation (IF) | 44.76 |  | AP-30 | Glycol | Steam Back | Solar Storage and Auxiliary Tanks are separate | 80 | 1 | 0.95 | 35 | Z08 | [18 empty] | City of Irvine | FALSE | 111.63 |  | 2011-06-01: 2015-10-06; 2011-08-03: 2015-11-24; 2011-09-20: 2016-01-07 | 3211 | 14400 | Up-front Payment
SCG-005057 | Low Income Multifamily Residential | Domestic Hot Water | Gas | Southern California Gas Company | Incentive:Paid | 6994 | 24.89 |  | 1 | 281 |  | 281 |  | 2015-12-15 17:55 | 2016-04-15 | DOCTOR PIPER INC | Retrofit | Fontana | San Bernadino | 92335 | Host Customer is System Owner | [7 empty] | 80.34 | 40.17 |  | Glycol | Advanced Controller with a Vacation or Holiday Mode | Solar Storage and Auxiliary Tanks are separate |  | 1 | 1 | 168 | Z10 | 4 | Units | Apartments/Condos | 2010115A | 2 | 1 | 120 | 1 | 100 | 1 | 299000 | TRUE | 120 | 120 |  |  |  |  | City of Fontana | FALSE | 34.85 |  | 2015-10-06 |  | 2015-12-15 | 2016-04-15 | 2016-05-16 | 2016-06-21 | 3046 | 9792 | Up-front Payment
SCG-005058 | Low Income Multifamily Residential | Domestic Hot Water | Gas | Southern California Gas Company | Incentive:Paid | 5277 | 24.89 |  | 1 | 212 |  | 212 |  | 2015-12-15 17:55 | 2016-04-15 | DOCTOR PIPER INC | Retrofit | Fontana | San Bernardino | 92335 | Host Customer is System Owner | [7 empty] | 80.34 | 40.17 |  | Glycol | Advanced Controller with a Vacation or Holiday Mode | Solar Storage with Tankless Auxiliary Water Heater |  | 1 | 1 | 168 | Z10 | 4 | Units | Apartments/Condos | 2010115A | 2 | 1 | 120 | 1 | 0 | 0 | 299000 | TRUE | 120 | 120 |  |  |  |  | City of Fontana | FALSE | 46.19 |  | 2015-10-06 |  | 2015-12-15 | 2016-04-15 | 2016-05-16 | 2016-06-20 | 3043 | 9792 | Up-front Payment
SCG-005059 | Low Income Multifamily Residential | Domestic Hot Water | Gas | Southern California Gas Company | Incentive:Paid | 5376 | 24.89 |  | 1 | 216 |  | 216 |  | 2015-12-15 17:55 | 2016-04-15 | DOCTOR PIPER INC | Retrofit | Fontana | San Bernardino | 92335 | Host Customer is System Owner | [7 empty] | 80.34 | 40.17 |  | Glycol | Advanced Controller with a Vacation or Holiday Mode | Solar Storage with Tankless Auxiliary Water Heater |  | 1 | 1 | 168 | Z10 | 4 | Units | Apartments/Condos | 2010115A | 2 | 1 | 120 | 1 | 0 | 0 | 299000 | TRUE | 120 | 120 |  |  |  |  | City of Fontana | FALSE | 45.33 |  | 2015-10-06 |  | 2015-12-15 | 2016-04-15 | 2016-05-16 | 2016-06-20 | 3043 | 9792 | Up-front Payment
SCG-005060 | Commercial/Multifamily Residential | Domestic Hot Water | Gas | Southern California Gas Company | Incentive:Paid | 56675 | 25 |  | 1 SCG | 2267 |  | 2267 |  | 2016-07-13 06:06 | 2016-07-26 | CALIFORNIA SOLAR THERMAL INC | Retrofit | Los Angeles | Los Angeles | 90066 | Host Customer is System Owner | [7 empty] | 819 | 40.95 |  | Glycol | Advanced Controller with a Vacation or Holiday Mode | Solar Storage and Auxiliary Tanks are separate |  | 1 | 1 | 1200 | Z06 | 95 | Units | Apartments/Condos | TRB-40 | 20 | 1 | 1300 | 1 | 200 | 2 | 398000 | TRUE | 120 | 140 |  | SunEarth - SETR A503 TTR U + VFS 20-400 |  | SunEarth - SETR A503 TTR U + VFS 20-400 | City of Los Angeles | FALSE | 58.96 |  | 2016-07-01 |  | 2016-07-13 | 2016-07-26 | 2016-07-26 | 2016-08-12 | 2980 | 133662.66 | Up-front Payment
SCG-005061 | Commercial/Multifamily Residential | Domestic Hot Water | Gas | Southern California Gas Company | Incentive:Paid | 89625 | 25 |  | 1 SCG | 3585 |  | 3585 |  | 2015-11-09 13:00 | 2015-12-07 | CALIFORNIA SOLAR INTEGRATORS INC | New Construction | Winnetka | Los Angeles | 91306 | Host Customer is System Owner | [7 empty] | 819 | 40.95 |  | Glycol | Steam Back | Solar Storage with Tankless Auxiliary Water Heater |  | 1 | 1 | 3610 | Z09 | 95 | Units | Apartments/Condos | 10001803 | 20 | 1 | 1612 | 2 | 0 | 0 | 1000000 | TRUE | 120 | 140 |  | SunEarth - SETR A503 TTR U + VFS 20-400 |  | SunEarth - SETR A503 TTR U + VFS 20-400 | LA DBS | FALSE | 25.45 |  | 2015-10-22 |  | 2015-11-09 | 2015-12-07 | 2016-07-18 | 2016-08-01 | 2999 | 91231 | Up-front Payment
PGE-005062 | Single Family Residential | Domestic Hot Water | Gas | Pacific Gas and Electric | Incentive:Paid | 3579 | 29.85 |  | 1 | 155 |  | 120 |  | 2015-10-08 16:58 | 2015-10-12 | AZTEC SOLAR INC | Retrofit | CARMICHAEL | Sacramento | 95608 | Host Customer is System Owner | 4 |  | 2001001E | SunEarth, Inc. | SOLARAY | TE64P-80-2G | Indirect Forced Circulation (IF) | 65.67 |  | EP-32 / EP-32-0.75 | Glycol | Advanced Controller with a Vacation or Holiday Mode | Solar Storage and Auxiliary Tanks are separate | 80 | 0.91 | 0.85 | 55 | Z12 | [18 empty] | Sacramento County | FALSE | 62.06 |  | 2011-06-01: 2015-10-08; 2011-08-03: 2015-10-08; 2011-09-20: 2015-10-12 | 3294 | 9620 | Up-front Payment
SCG-005063 | Commercial/Multifamily Residential | Domestic Hot Water | Gas | Southern California Gas Company | Incentive:Paid | 209675 | 25 |  | 1 SCG | 8387 |  | 8387 |  | 2015-10-29 11:51 | 2015-12-08 | ELECTRO-THERMAL EQUIPMENT CORP | Retrofit | Los Angeles | Los Angeles | 90024 | Host Customer is System Owner | [7 empty] | 2702.7 | 40.95 |  | Drainback | Advanced Controller with a Thermal Cycling Function | Solar Storage and Auxiliary Tanks are separate |  | 1 | 1 | 4625 | Z09 | 125 | Units | Apartments/Condos | TRB-40 | 66 | 4 | 3000 | 2 | 500 | 1 | 1000000 | TRUE | 130 | 130 |  | Amatis Controls - AM-JOULE |  | Amatis Controls - AM-JOULE | Los Angeles | FALSE | 26.39 |  | 2015-10-27 |  | 2015-10-29 | 2015-12-08 | 2017-01-10 | 2017-01-25 | 2824 | 221308 | Up-front Payment
SCG-005064 | Commercial Pools | Pool Heating | Gas | Southern California Gas Company | Incentive:Paid | 8505 | 5 |  | 1 | 1701 |  | 1701 |  | 2015-10-29 11:50 | 2018-03-28 | ELECTRO-THERMAL EQUIPMENT CORP | Retrofit | Los Angeles | Los Angeles | 90024 | Host Customer is System Owner | [7 empty] | 707.22 | 39.29 |  | Drainback |  |  |  | 1 | 1 |  | Z09 |  |  |  | PP 40 (2" Model) | 18 | 4 | [5 empty] | FALSE |  |  |  | Amatis Controls - AM-JOULE |  | Amatis Controls - AM-JOULE | Los Angeles | FALSE | 16.51 |  | 2015-10-27 | 2017-11-01 |  |  | 2018-04-02 | 2018-04-10 | 2389 | 28088 | Up-front Payment
SCG-005065 | Commercial/Multifamily Residential | Domestic Hot Water | Gas | Southern California Gas Company | Incentive:Paid | 68424 | 20.19 |  | 1 | 3389 |  | 3389 |  | 2015-10-16 09:59 | 2015-11-18 | DOCTOR PIPER INC | Retrofit | Studio City | Los Angeles | 91604 | Host Customer is System Owner | [7 empty] | 1115.85 | 25.95 |  | Glycol | Steam Back | Solar Storage and Auxiliary Tanks are separate |  | 1 | 1 | 2052 | Z09 | 54 | Units | Apartments/Condos | 2008056A | 43 | 1 | 2000 | 1 | 200 | 1 | 715000 | TRUE | 125 | 125 |  | SunEarth - SETR0603mcU + VFS 10-200 |  | SunEarth - SETR0603mcU + VFS 10-200 | Los Angeles Department of building and safety | FALSE | 22.23 |  | 2015-10-11 |  | 2015-10-16 | 2015-11-18 | 2015-12-23 | 2016-01-21 | 3196 | 75334 | Up-front Payment
SCG-005066 | Commercial/Multifamily Residential | Domestic Hot Water | Gas | Southern California Gas Company | Incentive:Paid | 38500 | 25 |  | 1 SCG | 1540 |  | 1540 |  | 2016-04-27 17:21 | 2016-05-16 | SUNUP SOLAR SYSTEMS INC | New Construction | Bloomington | Bloomington | 92316 | Host Customer is System Owner | [7 empty] | 359.37 | 39.93 |  | Glycol | Steam Back | Solar Storage and Auxiliary Tanks are separate |  | 1 | 1 | 2660 | Z10 | 70 | Units | Apartments/Condos | HP410Cu (copper absorber) | 9 | 1 | 500 | 2 | 240 | 2 | 398000 | TRUE | 140 | 140 |  |  |  |  | County of San Bernardino | FALSE | 32.52 |  | 2015-10-12 |  | 2016-04-27 | 2016-05-16 | 2016-05-31 | 2016-06-07 | 3046 | 50080 | Up-front Payment
SCG-005067 | Commercial/Multifamily Residential | Domestic Hot Water | Gas | Southern California Gas Company | Incentive:Paid | 20331 | 20.19 |  | 1 | 1007 |  | 1007 |  | 2015-10-15 09:10 | 2015-10-19 | ENVIRONMENTAL SOLAR DESIGN INC | Retrofit | Tarzana | Tarzana | 91356 | Host Customer is System Owner | [7 empty] | 286.65 | 40.95 |  | Glycol | Advanced Controller with a Vacation or Holiday Mode | Solar Storage and Auxiliary Tanks are separate |  | 1 | 1 | 756 | Z09 | 18 | Units | Apartments/Condos | TRB-40 | 7 | 1 | 360 | 3 | 115 | 1 | 199000 | TRUE | 125 | 135 |  |  |  |  | City of Los Angeles | FALSE | 32.52 |  | 2015-10-13 |  | 2015-10-15 | 2015-10-19 | 2015-10-27 | 2015-11-04 | 3273 | 32750 | Up-front Payment
SCG-005068 | Single Family Residential | Domestic Hot Water | Gas | Southern California Gas Company | Incentive:Paid | 1970 | 29.85 |  | 1 | 66 |  | 66 |  | 2015-10-23 11:59 | 2015-10-29 | SUNTREK INDUSTRIES INC | Retrofit | S Pasadena | Pasadena | 91030 | Host Customer is System Owner | 4 |  | 30003825 | SunEarth, Inc. | CopperHeart | CP-40G | Direct Integral Collector Storage (DI) | 24.96 |  | CP-40 |  |  | Solar Storage and Auxiliary Tanks are separate | 40 | 1 | 1 | 55 | Z09 | [18 empty] | City of South Pasadena | FALSE | 90.91 |  | 2011-06-01: 2015-10-13; 2011-08-03: 2015-10-23; 2011-09-20: 2015-10-29 | 3284 | 6000 | Up-front Payment
SCG-005069 | Single Family Residential | Domestic Hot Water | Gas | Southern California Gas Company | Incentive:Paid | 1858 | 29.85 |  | 1 | 75 |  | 62 |  | 2015-10-15 14:21 | 2015-10-21 | ZERO ENERGY CONTRACTING INC | Retrofit | Glendora | Los Angeles | 91741 | Host Customer is System Owner | 4 |  | 2012012B | GREENoneTEC Solarindustrie GmbH | SOLPAL (formerly Solcrafte) | SOLPAL L-G | Direct Integral Collector Storage (DI) | 26.11 |  | Solpal L |  |  | Solar Storage with Tankless Auxiliary Water Heater | 51 | 0.83 | 1 | 55 | Z09 | [18 empty] | City of Glendora | FALSE | 133.07 |  | 2011-06-01: 2015-10-13; 2011-08-03: 2015-10-15; 2011-09-20: 2015-10-21 | 3287 | 9980 | Up-front Payment
SCG-005070 | Single Family Residential | Domestic Hot Water | Gas | Southern California Gas Company | Incentive:Paid | 2106 | 29.85 |  | 1 | 75 |  | 71 |  | 2015-10-15 14:12 | 2015-10-21 | ZERO ENERGY CONTRACTING INC | Retrofit | La Mirada | Los Angeles | 90638 | Host Customer is System Owner | 3 |  | 2012012B | GREENoneTEC Solarindustrie GmbH | SOLPAL (formerly Solcrafte) | SOLPAL L-G | Direct Integral Collector Storage (DI) | 26.11 |  | Solpal L |  |  | Solar Storage and Auxiliary Tanks are separate | 51 | 0.99 | 0.95 | 45 | Z09 | [18 empty] | City of La Mirada | FALSE | 133.07 |  | 2011-06-01: 2015-10-13; 2011-08-03: 2015-10-15; 2011-09-20: 2015-10-21 | 3291 | 9980 | Up-front Payment
SCG-005071 | Single Family Residential | Domestic Hot Water | Gas | Southern California Gas Company | Incentive:Paid | 1694 | 29.85 |  | 1 | 75 |  | 57 |  | 2015-10-14 10:32 | 2015-10-21 | ZERO ENERGY CONTRACTING INC | Retrofit | Granada Hills | Los Angeles | 91344 | Host Customer is System Owner | 3 |  | 2012012B | GREENoneTEC Solarindustrie GmbH | SOLPAL (formerly Solcrafte) | SOLPAL L-G | Direct Integral Collector Storage (DI) | 26.11 |  | Solpal L |  |  | Solar Storage and Auxiliary Tanks are separate | 51 | 0.89 | 0.85 | 45 | Z09 | [18 empty] | City of Los Angeles | FALSE | 133.07 |  | 2011-06-01: 2015-10-13; 2011-08-03: 2015-10-14; 2011-09-20: 2015-10-21 | 3291 | 9980 | Up-front Payment
SCG-005072 | Single Family Residential | Domestic Hot Water | Gas | Southern California Gas Company | Incentive:Paid | 1551 | 29.85 |  | 1 | 75 |  | 52 |  | 2015-10-16 12:20 | 2015-10-21 | ZERO ENERGY CONTRACTING INC | Retrofit | Sherman Oaks | Los Angeles | 91401 | Host Customer is System Owner | 4 |  | 2012012B | GREENoneTEC Solarindustrie GmbH | SOLPAL (formerly Solcrafte) | SOLPAL L-G | Direct Integral Collector Storage (DI) | 26.11 |  | Solpal L |  |  | Solar Storage and Auxiliary Tanks are separate | 51 | 0.77 | 0.9 | 55 | Z09 | [18 empty] | City of Los Angeles | FALSE | 133.07 |  | 2011-06-01: 2015-10-13; 2011-08-03: 2015-10-16; 2011-09-20: 2015-10-21 | 3291 | 9980 | Up-front Payment
SCG-005073 | Single Family Residential | Domestic Hot Water | Gas | Southern California Gas Company | Incentive:Paid | 1829 | 29.85 |  | 1 | 75 |  | 61 |  | 2015-10-15 14:34 | 2015-10-21 | ZERO ENERGY CONTRACTING INC | Retrofit | Glendora | Los Angeles | 91741 | Host Customer is System Owner | 3 |  | 2012012B | GREENoneTEC Solarindustrie GmbH | SOLPAL (formerly Solcrafte) | SOLPAL L-G | Direct Integral Collector Storage (DI) | 26.11 |  | Solpal L |  |  | Solar Storage and Auxiliary Tanks are separate | 51 | 0.86 | 0.95 | 45 | Z09 | [18 empty] | City of Glendora | FALSE | 133.07 |  | 2011-06-01: 2015-10-13; 2011-08-03: 2015-10-15; 2011-09-20: 2015-10-21 | 3293 | 9980 | Up-front Payment
SCG-005074 | Single Family Residential | Domestic Hot Water | Gas | Southern California Gas Company | Incentive:Paid | 2216 | 29.85 |  | 1 | 75 |  | 74 |  | 2015-10-15 08:18 | 2015-10-21 | ZERO ENERGY CONTRACTING INC | Retrofit | Northridge | Los Angeles | 91326 | Host Customer is System Owner | 3 |  | 2012012B | GREENoneTEC Solarindustrie GmbH | SOLPAL (formerly Solcrafte) | SOLPAL L-G | Direct Integral Collector Storage (DI) | 26.11 |  | Solpal L |  |  | Solar Storage and Auxiliary Tanks are separate | 51 | 0.99 | 1 | 45 | Z09 | [18 empty] | City of Los Angeles | FALSE | 133.07 |  | 2011-06-01: 2015-10-13; 2011-08-03: 2015-10-15; 2011-09-20: 2015-10-21 | 3280 | 9980 | Up-front Payment
SCG-005075 | Single Family Residential | Domestic Hot Water | Gas | Southern California Gas Company | Incentive:Paid | 3694 | 29.85 |  | 1 | 125 |  | 124 |  | 2016-05-21 11:59 | 2016-06-02 | TENCO SOLAR | New Construction | Pasadena | Los Angeles | 91106 | Host Customer is System Owner |  | 3 | 2001019B | ACR Solar International | SKYLINE SYSTEM 5 | 200153C80EX2TG | Indirect Forced Circulation (IF) | 60.97 |  | 20-01 | Glycol | Pressure Stagnation Protection (PSP) | Solar Storage with Tankless Auxiliary Water Heater | 80 | 0.99 | 1 | 45 | Z09 | [18 empty] | pasadena | FALSE | 76.8 |  | 2011-06-01: 2015-10-13; 2011-08-03: 2016-05-21; 2011-09-20: 2016-06-02 | 3062 | 9600 | Up-front Payment
SCG-005076 | Commercial/Multifamily Residential | Domestic Hot Water | Gas | Southern California Gas Company | Incentive:Paid | 12700 | 20.19 |  | 1 | 629 |  | 629 |  | 2016-02-07 21:22 | 2016-02-09 | TENCO SOLAR | Retrofit | Los Angeles | Los Angeles | 90069 | Host Customer is System Owner | [7 empty] | 449.9 | 40.9 |  | Glycol | Advanced Controller with a Vacation or Holiday Mode | Solar Storage and Auxiliary Tanks are separate |  | 1 | 1 | 460 | Z09 | 23 | Units | Apartments/Condos | EP-40 | 11 | 1 | 800 | 1 | 100 | 1 | 270000 | TRUE | 120 | 140 |  |  |  |  | West Hollywood | FALSE | 90.73 |  | 2015-10-13 |  | 2016-02-07 | 2016-02-09 | 2016-03-14 | 2016-04-06 | 3119 | 57068 | Up-front Payment
SCG-005077 | Single Family Residential | Domestic Hot Water | Gas | Southern California Gas Company | Incentive:Paid | 1983 | 29.85 |  | 1 | 73 |  | 66 |  | 2015-10-15 08:00 | 2015-10-21 | ZERO ENERGY CONTRACTING INC | Retrofit | Cerritos | Los Angeles | 90703 | Host Customer is System Owner | 5 |  | 2012012B | GREENoneTEC Solarindustrie GmbH | SOLPAL (formerly Solcrafte) | SOLPAL L-G | Direct Integral Collector Storage (DI) | 26.11 |  | Solpal L |  |  | Solar Storage and Auxiliary Tanks are separate | 51 | 0.91 | 1 | 65 | Z08 | [18 empty] | City of Cerritos | FALSE | 136.71 |  | 2011-06-01: 2015-10-14; 2011-08-03: 2015-10-15; 2011-09-20: 2015-10-21 | 3293 | 9980 | Up-front Payment
SCG-005078 | Single Family Residential | Domestic Hot Water | Gas | Southern California Gas Company | Incentive:Paid | 2216 | 29.85 |  | 1 | 75 |  | 74 |  | 2015-10-14 13:56 | 2015-10-21 | ZERO ENERGY CONTRACTING INC | Retrofit | Van Nuys | Los Angeles | 91401 | Host Customer is System Owner | 4 |  | 2012012B | GREENoneTEC Solarindustrie GmbH | SOLPAL (formerly Solcrafte) | SOLPAL L-G | Direct Integral Collector Storage (DI) | 26.11 |  | Solpal L |  |  | Solar Storage and Auxiliary Tanks are separate | 51 | 0.99 | 1 | 55 | Z09 | [18 empty] | City of Los Angeles | FALSE | 133.07 |  | 2011-06-01: 2015-10-14; 2011-08-03: 2015-10-14; 2011-09-20: 2015-10-21 | 3293 | 9980 | Up-front Payment
SCG-005079 | Single Family Residential | Domestic Hot Water | Gas | Southern California Gas Company | Incentive:Paid | 1865 | 29.85 |  | 1 | 75 |  | 62 |  | 2015-10-15 08:08 | 2015-10-21 | ZERO ENERGY CONTRACTING INC | Retrofit | Whittier | Los Angeles | 90604 | Host Customer is System Owner | 3 |  | 2012012B | GREENoneTEC Solarindustrie GmbH | SOLPAL (formerly Solcrafte) | SOLPAL L-G | Direct Integral Collector Storage (DI) | 26.11 |  | Solpal L |  |  | Solar Storage and Auxiliary Tanks are separate | 51 | 0.98 | 0.85 | 45 | Z09 | [18 empty] | County of Los Angeles | FALSE | 133.07 |  | 2011-06-01: 2015-10-14; 2011-08-03: 2015-10-15; 2011-09-20: 2015-10-21 | 3291 | 9980 | Up-front Payment
PGE-005080 | Low Income Multifamily Residential | Domestic Hot Water | Gas | Pacific Gas and Electric | Incentive:Paid | 109342 | 24.89 |  | 1 | 4393 |  | 4393 |  | 2015-10-30 10:57 | 2015-12-02 | CALIFORNIA SOLAR INTEGRATORS INC | Retrofit | STOCKTON | San Joaquin | 95202 | Host Customer is System Owner | [7 empty] | 1228.5 | 40.95 |  | Glycol | Steam Back | Solar Storage with Tankless Auxiliary Water Heater |  | 1 | 1 | 4144 | Z12 | 112 | Units | Apartments/Condos | 10001803 | 30 | 1 | 2000 | 1 | 0 | 0 | 3998000 | TRUE | 120 | 120 |  | SunEarth - SETR A503 TTR U + VFS 20-400 |  | SunEarth - SETR A503 TTR U + VFS 20-400 | City of Stockton | FALSE | 35.76 |  | 2015-10-28 | 2015-11-03 | 2015-10-30 | 2015-12-02 | 2016-05-17 | 2016-07-07 | 2897 | 157109 | Up-front Payment
SCG-005081 | Low Income Multifamily Residential | Domestic Hot Water | Gas | Southern California Gas Company | Incentive:Paid | 60856 | 24.89 |  | 1 | 2445 |  | 2445 |  | 2015-10-29 14:41 | 2015-11-25 | CALIFORNIA SOLAR INTEGRATORS INC | New Construction | Pomona | Los Angeles | 91766 | Host Customer is System Owner | [7 empty] | 573.3 | 40.95 |  | Glycol | Steam Back | Solar Storage and Auxiliary Tanks are separate |  | 1 | 1 | 3192 | Z09 | 84 | Units | Apartments/Condos | 10001803 | 14 | 1 | 850 | 1 | 260 | 2 | 950000 | TRUE | 120 | 140 |  | SunEarth - SETR A503 TTR U + VFS 20-400 |  | SunEarth - SETR A503 TTR U + VFS 20-400 | City of Pomona | FALSE | 42.07 |  | 2015-10-22 |  | 2015-10-29 | 2015-11-25 | 2017-02-04 | 2017-02-21 | 2801 | 102853 | Up-front Payment
PGE-005082 | Low Income Single Family Residential | Domestic Hot Water | Gas | Pacific Gas and Electric | Incentive:Canceled | 3909 | 36.9 |  | 1 | 107 |  | 106 |  | 2015-12-03 11:56 |  | MERCED COUNTY COMMUNITY ACTION BOARD | Retrofit | DELHI | Merced | 95315 | Host Customer is System Owner | 2 |  | 2010068D | Fafco, Inc. | 500 SERIES | 500-96SF-50G-50S | Indirect Forced Circulation (IF) | 97.56 |  | 2x8, 2x12 | Glycol | Unglazed Collectors | Solar Storage and Auxiliary Tanks are separate | 49.929 | 0.99 | 1 | 35 | Z12 | [18 empty] | MERCED COUNTY | FALSE | 59.55 |  | 2011-06-01: 2015-10-15; 2011-06-21: 2015-12-10; 2011-08-03: 2015-12-03 | 3244 | 6372 | Up-front Payment
SCG-005085 | Low Income Multifamily Residential | Domestic Hot Water | Gas | Southern California Gas Company | Incentive:Paid | 15830 | 24.89 |  | 1 | 636 |  | 636 |  | 2015-11-09 10:12 | 2015-11-16 | CALIFORNIA SOLAR INTEGRATORS INC | New Construction | Chino | San Bernardino | 91710 | Host Customer is System Owner | [7 empty] | 163.8 | 40.95 |  | Glycol | Advanced Controller with a Vacation or Holiday Mode | Solar and Auxiliary Storage are the same Tank |  | 1 | 1 | 714 | Z09 | 17 | Units | Apartments/Condos | 10001803 | 4 | 1 | 360 | 3 | 120 | 1 | 250000 | TRUE | 120 | 140 |  |  |  |  | City of Chino | FALSE | 44.53 |  | 2015-10-29 | 2017-05-11 | 2015-11-09 | 2015-11-16 | 2017-03-17 | 2017-05-01 | 2700 | 28320 | Up-front Payment
SCG-005087 | Commercial Pools | Pool Heating | Gas | Southern California Gas Company | Incentive:Paid | 11296 | 5 |  | 1 | 2378 |  | 2259 |  | 2015-10-26 08:33 | 2015-10-28 | SOLARPONICS INC | Retrofit | Santa Maria | Santa Barbara | 93455 | Host Customer is System Owner | [7 empty] | 1449 | 48.3 |  | Drainback |  |  |  | 0.95 | 1 |  | Z05 |  |  |  | 10001884 | 30 | 1 | [5 empty] | FALSE |  |  |  | BADGER 3050 |  | BADGER 3050 | County Santa Barbara | FALSE | 11.58 |  | 2015-10-15 |  | 2015-10-26 | 2015-10-28 | 2015-11-11 | 2015-11-13 | 3261 | 27535 | Up-front Payment
SCG-005088 | Single Family Residential | Domestic Hot Water | Gas | Southern California Gas Company | Incentive:Paid | 1808 | 29.85 |  | 1 | 75 |  | 61 |  | 2015-10-16 12:40 | 2015-10-21 | ZERO ENERGY CONTRACTING INC | Retrofit | Sherman Oaks | Los Angeles | 91423 | Host Customer is System Owner | 4 |  | 2012012B | GREENoneTEC Solarindustrie GmbH | SOLPAL (formerly Solcrafte) | SOLPAL L-G | Direct Integral Collector Storage (DI) | 26.11 |  | Solpal L |  |  | Solar Storage with Tankless Auxiliary Water Heater | 51 | 0.85 | 0.95 | 55 | Z09 | [18 empty] | City of Los Angeles | FALSE | 133.07 |  | 2011-06-01: 2015-10-16; 2011-08-03: 2015-10-16; 2011-09-20: 2015-10-21 | 3291 | 9980 | Up-front Payment
SCG-005089 | Single Family Residential | Domestic Hot Water | Gas | Southern California Gas Company | Incentive:Paid | 4366 | 29.85 |  | 1 | 177 |  | 168 |  | 2016-02-12 10:07 | 2016-03-11 | ALL VALLEY SOLAR INC | New Construction | Santa Monica | Santa Monica | 90402 | Host Customer is System Owner | 4 |  | 30004021 | SunEarth, Inc. | Cascade 2 | C2-32-80-TLG | Indirect Forced Circulation (IF) | 32.84 |  | EC-32 / EC-32-0.75 | Automatic Drainback |  | Solar Storage with Tankless Auxiliary Water Heater | 80 | 1 | 0.95 | 55 | Z06 | [18 empty] | City of Santa Monica | FALSE | 50.28 |  | 2011-06-01: 2015-10-16; 2011-08-03: 2016-02-12; 2011-09-20: 2016-03-11 | 3148 | 8900 | Up-front Payment
SCG-005090 | Low Income Multifamily Residential | Domestic Hot Water | Gas | Southern California Gas Company | Incentive:Paid | 17523 | 24.89 |  | 1 | 704 |  | 704 |  | 2015-11-09 10:13 | 2015-11-16 | CALIFORNIA SOLAR INTEGRATORS INC | New Construction | Chino | San Bernardino | 91710 | Host Customer is System Owner | [7 empty] | 163.8 | 40.95 |  | Glycol | Advanced Controller with a Vacation or Holiday Mode | Solar and Auxiliary Storage are the same Tank |  | 1 | 1 | 714 | Z09 | 30 | Units | Apartments/Condos | 10001803 | 4 | 1 | 360 | 3 | 120 | 1 | 250000 | TRUE | 120 | 140 |  |  |  |  | City of Chino | FALSE | 40.23 |  | 2015-10-29 | 2017-05-09 | 2015-11-09 | 2015-11-16 | 2017-03-17 | 2017-05-01 | 2700 | 28320 | Up-front Payment
SCG-005091 | Low Income Multifamily Residential | Domestic Hot Water | Gas | Southern California Gas Company | Incentive:Paid | 16179 | 24.89 |  | 1 | 650 |  | 650 |  | 2015-11-09 10:13 | 2015-11-16 | CALIFORNIA SOLAR INTEGRATORS INC | New Construction | Chino | San Bernardino | 91710 | Host Customer is System Owner | [7 empty] | 163.8 | 40.95 |  | Glycol | Advanced Controller with a Vacation or Holiday Mode | Solar Storage and Auxiliary Tanks are separate |  | 1 | 1 | 714 | Z09 | 17 | Units | Apartments/Condos | 10001803 | 4 | 1 | 360 | 3 | 100 | 1 | 250000 | TRUE | 120 | 140 |  |  |  |  | City of Chino | FALSE | 43.57 |  | 2015-10-29 | 2017-05-09 | 2015-11-09 | 2015-11-16 | 2017-03-20 | 2017-05-22 | 2700 | 28320 | Up-front Payment
SCG-005092 | Low Income Multifamily Residential | Domestic Hot Water | Gas | Southern California Gas Company | Incentive:Paid | 15706 | 24.89 |  | 1 | 631 |  | 631 |  | 2015-11-09 10:14 | 2015-11-16 | CALIFORNIA SOLAR INTEGRATORS INC | New Construction | Chino | San Bernardino | 91710 | Host Customer is System Owner | [7 empty] | 163.8 | 40.95 |  | Glycol | Steam Back | Solar Storage and Auxiliary Tanks are separate |  | 1 | 1 | 672 | Z09 | 16 | Units | Apartments/Condos | 10001803 | 4 | 1 | 360 | 3 | 100 | 1 | 250000 | TRUE | 120 | 140 |  |  |  |  | City of Chino | FALSE | 44.88 |  | 2015-10-29 | 2017-05-09 | 2015-11-09 | 2015-11-16 | 2017-03-20 | 2017-05-22 | 2700 | 28320 | Up-front Payment
SCG-005093 | Low Income Multifamily Residential | Domestic Hot Water | Gas | Southern California Gas Company | Incentive:Paid | 15855 | 24.89 |  | 1 | 637 |  | 637 |  | 2015-11-09 10:14 | 2015-11-16 | CALIFORNIA SOLAR INTEGRATORS INC | New Construction | Chino | San Bernardino | 91710 | Host Customer is System Owner | [7 empty] | 163.8 | 40.95 |  | Glycol | Advanced Controller with a Vacation or Holiday Mode | Solar Storage and Auxiliary Tanks are separate |  | 1 | 1 | 672 | Z09 | 16 | Units | Apartments/Condos | 10001803 | 4 | 1 | 360 | 3 | 100 | 1 | 250000 | TRUE | 120 | 140 |  |  |  |  | City of Chino | FALSE | 44.46 |  | 2015-10-29 | 2017-05-09 | 2015-11-09 | 2015-11-16 | 2017-03-20 | 2017-05-22 | 2700 | 28320 | Up-front Payment
SCG-005094 | Low Income Multifamily Residential | Domestic Hot Water | Gas | Southern California Gas Company | Incentive:Paid | 16104 | 24.89 |  | 1 | 647 |  | 647 |  | 2015-11-09 10:15 | 2015-11-16 | CALIFORNIA SOLAR INTEGRATORS INC | New Construction | Chino | San Bernardino | 91710 | Host Customer is System Owner | [7 empty] | 163.8 | 40.95 |  | Glycol | Advanced Controller with a Vacation or Holiday Mode | Solar Storage and Auxiliary Tanks are separate |  | 1 | 1 | 672 | Z09 | 16 | Units | Apartments/Condos | 10001803 | 4 | 1 | 360 | 3 | 100 | 1 | 250000 | TRUE | 120 | 140 |  |  |  |  | City of Chino | FALSE | 43.77 |  | 2015-10-29 | 2017-05-11 | 2015-11-09 | 2015-11-16 | 2017-03-20 | 2017-06-01 | 2700 | 28320 | Up-front Payment
SCG-005095 | Low Income Multifamily Residential | Domestic Hot Water | Gas | Southern California Gas Company | Incentive:Paid | 16303 | 24.89 |  | 1 | 655 |  | 655 |  | 2015-11-09 10:15 | 2015-11-16 | CALIFORNIA SOLAR INTEGRATORS INC | New Construction | Chino | San Bernardino | 91710 | Host Customer is System Owner | [7 empty] | 163.8 | 40.95 |  | Glycol | Steam Back | Solar Storage and Auxiliary Tanks are separate |  | 1 | 1 | 714 | Z09 | 17 | Units | Apartments/Condos | 10001803 | 4 | 1 | 360 | 3 | 100 | 1 | 250000 | TRUE | 120 | 140 |  |  |  |  | City of Chino | FALSE | 43.24 |  | 2015-10-29 | 2017-05-09 | 2015-11-09 | 2015-11-16 | 2017-03-20 | 2017-05-22 | 2700 | 28320 | Up-front Payment
SCG-005096 | Low Income Multifamily Residential | Domestic Hot Water | Gas | Southern California Gas Company | Incentive:Paid | 20609 | 24.89 |  | 1 | 828 |  | 828 |  | 2015-11-09 10:16 | 2015-11-16 | CALIFORNIA SOLAR INTEGRATORS INC | New Construction | Chino | San Bernardino | 91710 | Host Customer is System Owner | [7 empty] | 245.7 | 40.95 |  | Glycol | Steam Back | Solar Storage and Auxiliary Tanks are separate |  | 1 | 1 | 960 | Z09 | 24 | Units | Apartments/Condos | 10001803 | 6 | 1 | 480 | 4 | 100 | 1 | 150000 | TRUE | 120 | 140 |  |  |  |  | City of Chino | FALSE | 51.3 |  | 2015-10-29 | 2017-05-09 | 2015-11-09 | 2015-11-16 | 2017-03-21 | 2017-04-14 | 2700 | 42480 | Up-front Payment
SCG-005097 | Low Income Multifamily Residential | Domestic Hot Water | Gas | Southern California Gas Company | Incentive:Paid | 19389 | 24.89 |  | 1 | 779 |  | 779 |  | 2015-11-09 10:16 | 2015-11-16 | CALIFORNIA SOLAR INTEGRATORS INC | New Construction | Chino | San Bernardino | 91710 | Host Customer is System Owner | [7 empty] | 245.7 | 40.95 |  | Glycol | Steam Back | Solar Storage and Auxiliary Tanks are separate |  | 1 | 1 | 960 | Z09 | 24 | Units | Apartments/Condos | 10001803 | 6 | 1 | 480 | 4 | 100 | 1 | 150000 | TRUE | 120 | 140 |  |  |  |  | City of Chino | FALSE | 54.53 |  | 2015-10-29 | 2017-05-09 | 2015-11-09 | 2015-11-16 | 2017-03-17 | 2017-04-14 | 2700 | 42480 | Up-front Payment
SCG-005098 | Low Income Multifamily Residential | Domestic Hot Water | Gas | Southern California Gas Company | Incentive:Paid | 23372 | 24.89 |  | 1 | 939 |  | 939 |  | 2015-11-09 10:17 | 2015-11-16 | CALIFORNIA SOLAR INTEGRATORS INC | New Construction | Chino | San Bernardino | 91710 | Host Customer is System Owner | [7 empty] | 245.7 | 40.95 |  | Glycol | Advanced Controller with a Vacation or Holiday Mode | Solar and Auxiliary Storage are the same Tank |  | 1 | 1 | 960 | Z09 | 30 | Units | Apartments/Condos | 10001803 | 6 | 1 | 480 | 4 | 120 | 1 | 199000 | TRUE | 120 | 140 |  |  |  |  | City of Chino | FALSE | 45.24 |  | 2015-10-29 | 2017-05-09 | 2015-11-09 | 2015-11-16 | 2017-03-17 | 2017-05-01 | 2700 | 42480 | Up-front Payment
SCG-005099 | Low Income Multifamily Residential | Domestic Hot Water | Gas | Southern California Gas Company | Incentive:Paid | 10329 | 24.89 |  | 1 | 415 |  | 415 |  | 2015-11-09 10:18 | 2015-11-16 | CALIFORNIA SOLAR INTEGRATORS INC | New Construction | Chino | San Bernardino | 91710 | Host Customer is System Owner | [7 empty] | 122.85 | 40.95 |  | Glycol | Steam Back | Solar Storage and Auxiliary Tanks are separate |  | 1 | 1 | 504 | Z09 | 12 | Units | Apartments/Condos | 10001803 | 3 | 1 | 240 | 2 | 100 | 1 | 250000 | TRUE | 120 | 140 |  |  |  |  | City of Chino | FALSE | 51.18 |  | 2015-10-29 | 2017-05-09 | 2015-11-09 | 2015-11-16 | 2017-03-17 | 2017-04-14 | 2700 | 21240 | Up-front Payment
SCG-005100 | Commercial Pools | Pool Heating | Gas | Southern California Gas Company | Incentive:Paid | 7215 | 5 |  | 1 | 1443 |  | 1443 |  | 2015-10-28 10:28 | 2015-10-29 | ENVIRONMENTAL SOLAR DESIGN INC | Retrofit | Los Angeles | Los Angeles | 90034 | Host Customer is System Owner | [7 empty] | 772.8 | 48.3 |  | Manual Drainback |  |  |  | 1 | 1 |  | Z08 |  |  |  | 10001884 | 16 | 1 | [5 empty] | FALSE |  |  |  | SunEarth - SETR0603mcU + VFS 10-200 |  | SunEarth - SETR0603mcU + VFS 10-200 | City of Los Angeles | FALSE | 11.43 |  | 2015-10-17 |  | 2015-10-28 | 2015-10-29 | 2016-01-13 | 2016-02-09 | 3172 | 16500 | Up-front Payment
SCG-005101 | Commercial Pools | Pool Heating | Gas | Southern California Gas Company | Incentive:Paid | 9838 | 5 |  | 1 | 2682 |  | 2682 |  | 2015-10-28 09:43 | 2015-11-04 | ENVIRONMENTAL SOLAR DESIGN INC | Retrofit | Los Angeles | Los Angeles | 90034 | Host Customer is System Owner | [7 empty] | 966 | 48.3 |  | Drainback |  |  |  | 1 | 1 |  | Z08 |  |  |  | 10001884 | 20 | 1 | [5 empty] | FALSE |  |  |  | SunEarth - SETR0603mcU + VFS 10-200 |  | SunEarth - SETR0603mcU + VFS 10-200 | City of Los Angeles | FALSE | 7.34 |  | 2015-10-17 |  | 2015-10-28 | 2015-11-04 | 2016-01-13 | 2016-01-21 | 3196 | 19675 | Up-front Payment
PGE-005102 | Low Income Multifamily Residential | Domestic Hot Water | Gas | Pacific Gas and Electric | Incentive:Paid | 145308 | 24.89 |  | 1 | 5838 |  | 5838 |  | 2015-10-23 12:14 | 2016-04-05 | REGREEN INC | New Construction | San Ramon | Contra Costa | 94582 | Host Customer is System Owner | [7 empty] | 1445.4 | 40.15 |  | Glycol | Pressure Stagnation Protection (PSP) | Solar Storage and Auxiliary Tanks are separate |  | 1 | 1 | 5439 | Z12 | 500 | Units | Apartments/Condos | 2010115A | 36 | 1 | 2900 | 1 | 1000 | 1 | 499000 | TRUE | 140 | 120 |  | Heliodyne - Delta-T Pro Ethernet |  | Heliodyne - Delta-T Pro Ethernet | Contra Costa County, Martinez CA 94553-4601 | FALSE | 49.88 |  | 2015-10-18 | 2015-10-29 | 2015-10-23 | 2016-04-05 | 2018-11-30 | 2019-04-08 | 1915 | 291200 | Up-front Payment
PGE-005103 | Low Income Multifamily Residential | Domestic Hot Water | Gas | Pacific Gas and Electric | Incentive:Paid | 145656 | 24.89 |  | 1 | 5852 |  | 5852 |  | 2015-10-23 12:14 | 2016-04-05 | REGREEN INC | New Construction | San Ramon | Contra Costa | 94583 | Host Customer is System Owner | [7 empty] | 1445.4 | 40.15 |  | Glycol | Pressure Stagnation Protection (PSP) | Solar Storage and Auxiliary Tanks are separate |  | 1 | 1 | 4218 | Z12 | 500 | Units | Apartments/Condos | 2010115A | 36 | 1 | 2900 | 2 | 1000 | 1 | 499000 | TRUE | 125 | 145 |  | Heliodyne Delta T Pro | Heliodyne | Heliodyne - Delta-T Pro Ethernet | Contra Costa County, Martinez CA 94553-4601 | FALSE | 49.76 |  | 2015-10-18 | 2015-10-29 | 2015-10-23 | 2016-04-05 | 2018-11-30 | 2019-04-24 | 1916 | 291200 | Up-front Payment
SDG-005104 | Commercial/Multifamily Residential | Domestic Hot Water | Gas | San Diego Gas and Electric | Reservation:Canceled | 138322 | 20.19 |  | 1 | 6851 |  | 6851 |  | 2015-10-23 12:17 |  | REGREEN INC | New Construction | Carlsbad | San Diego | 92010 | Host Customer is System Owner | [7 empty] | 2088.84 | 40.17 |  | Glycol | Advanced Controller with a Vacation or Holiday Mode | Solar Storage and Auxiliary Tanks are separate |  | 1 | 1 | 3737 | Z07 | 101 | Units | Apartments/Condos | 2010115A | 52 | 1 | 2900 | 2 | 1000 | 2 | 499000 | TRUE | 120 | 140 | [5 empty] | FALSE | 42.5 |  | 2011-06-01: 2015-10-18; 2011-06-21: 2015-11-03; 2011-06-23: 2015-10-23 | 3259 | 291200 | Up-front Payment
PGE-005105 | Commercial Pools | Pool Heating | Gas | Pacific Gas and Electric | Incentive:Paid | 7045 | 5 |  | 1 | 1409 |  | 1409 |  | 2015-10-22 14:56 | 2015-11-02 | SUN FIRST! INC | Retrofit | Fremont | Alameda | 94538 | Host Customer is System Owner | [7 empty] | 742.14 | 35.34 |  | Manual Drainback |  |  |  | 1 | 1 |  | Z04 |  |  |  | 10001782 | 21 | 2 | [5 empty] | FALSE |  |  |  | SunEarth - SETR A503 TTR U + VFS 20-400 |  | SunEarth - SETR A503 TTR U + VFS 20-400 | City of Fremont | FALSE | 14.06 |  | 2015-10-19 | 2015-10-27 | 2015-10-22 | 2015-11-02 | 2016-05-09 | 2017-02-21 | 2770 | 19805 | Up-front Payment
SCG-005106 | Low Income Multifamily Residential | Domestic Hot Water | Gas | Southern California Gas Company | Incentive:Paid | 24840 | 24.89 |  | 1 | 998 |  | 998 |  | 2015-11-09 10:19 | 2015-11-16 | CALIFORNIA SOLAR INTEGRATORS INC | New Construction | Chino | San Bernardino | 91710 | Host Customer is System Owner | [7 empty] | 245.7 | 40.95 |  | Glycol | Advanced Controller with a Vacation or Holiday Mode | Solar Storage and Auxiliary Tanks are separate |  | 1 | 1 | 1200 | Z09 | 600 | Pounds of Laundry | Coin-op Laundries | 10001803 | 6 | 1 | 360 | 3 | 100 | 1 | 199000 | TRUE | 120 | 140 |  |  |  |  | City of Chino | FALSE | 42.57 |  | 2015-10-29 | 2017-05-11 | 2015-11-09 | 2015-11-16 | 2017-03-17 | 2017-06-01 | 2700 | 42480 | Up-front Payment
PGE-005109 | Low Income Multifamily Residential | Domestic Hot Water | Gas | Pacific Gas and Electric | Incentive:Paid | 56500 | 24.89 |  | 1 | 2270 |  | 2270 |  | 2015-11-04 09:52 | 2016-04-11 | ADROIT ENERGY INC | Retrofit | SAN FRANCISCO | San Francisco | 94133 | Host Customer is System Owner | [7 empty] | 642.72 | 40.17 |  | Glycol | Pressure Stagnation Protection (PSP) | Solar Storage and Auxiliary Tanks are separate |  | 1 | 1 | 1750 | Z03 | 50 | Units | Apartments/Condos | 2010115A | 16 | 1 | 900 | 1 | 100 | 1 | 500000 | TRUE | 130 | 120 |  | Heliodyne - Delta-T Pro Ethernet |  | Heliodyne - Delta-T Pro Ethernet | City of San Francisco | FALSE | 42.56 |  | 2015-10-29 | 2015-12-03 | 2015-11-04 | 2016-04-11 | 2017-08-29 | 2017-09-12 | 2592 | 96600 | Up-front Payment
SCG-005110 | Single Family Residential | Domestic Hot Water | Gas | Southern California Gas Company | Incentive:Paid | 1461 | 29.85 |  | 1 | 75 |  | 49 |  | 2015-10-21 10:38 | 2015-10-29 | ZERO ENERGY CONTRACTING INC | Retrofit | West Covina | Los Angeles | 91790 | Host Customer is System Owner | 5 |  | 2012012B | GREENoneTEC Solarindustrie GmbH | SOLPAL (formerly Solcrafte) | SOLPAL L-G | Direct Integral Collector Storage (DI) | 26.11 |  | Solpal L |  |  | Solar Storage and Auxiliary Tanks are separate | 51 | 0.87 | 0.75 | 65 | Z09 | [18 empty] | City of West Covina | FALSE | 133.07 |  | 2011-06-01: 2015-10-20; 2011-08-03: 2015-10-21; 2011-09-20: 2015-10-29 | 3284 | 9980 | Up-front Payment
SCG-005111 | Single Family Residential | Domestic Hot Water | Gas | Southern California Gas Company | Incentive:Paid | 2015 | 29.85 |  | 1 | 75 |  | 68 |  | 2015-10-23 07:29 | 2015-10-29 | ZERO ENERGY CONTRACTING INC | Retrofit | Sherman Oaks | Los Angeles | 91423 | Host Customer is System Owner | 3 |  | 2012012B | GREENoneTEC Solarindustrie GmbH | SOLPAL (formerly Solcrafte) | SOLPAL L-G | Direct Integral Collector Storage (DI) | 26.11 |  | Solpal L |  |  | Solar Storage and Auxiliary Tanks are separate | 51 | 0.9 | 1 | 45 | Z09 | [18 empty] | City of Los Angeles | FALSE | 133.07 |  | 2011-06-01: 2015-10-20; 2011-08-03: 2015-10-23; 2011-09-20: 2015-10-29 | 3285 | 9980 | Up-front Payment
SCG-005112 | Single Family Residential | Domestic Hot Water | Gas | Southern California Gas Company | Incentive:Paid | 2027 | 29.85 |  | 1 | 73 |  | 68 |  | 2015-10-28 08:15 | 2015-11-10 | ZERO ENERGY CONTRACTING INC | Retrofit | Lakewood | Los Angeles | 90715 | Host Customer is System Owner | 5 |  | 2012012B | GREENoneTEC Solarindustrie GmbH | SOLPAL (formerly Solcrafte) | SOLPAL L-G | Direct Integral Collector Storage (DI) | 26.11 |  | Solpal L |  |  | Solar Storage and Auxiliary Tanks are separate | 51 | 0.93 | 1 | 65 | Z08 | [18 empty] | City of Lakewood | FALSE | 136.71 |  | 2011-06-01: 2015-10-20; 2011-08-03: 2015-10-28; 2011-09-20: 2015-11-10 | 3270 | 9980 | Up-front Payment
SCG-005113 | Single Family Residential | Domestic Hot Water | Gas | Southern California Gas Company | Incentive:Paid | 2194 | 29.85 |  | 1 | 75 |  | 74 |  | 2015-10-22 08:18 | 2015-10-29 | ZERO ENERGY CONTRACTING INC | Retrofit | North Hills | Los Angeles | 91343 | Host Customer is System Owner | 3 |  | 2012012B | GREENoneTEC Solarindustrie GmbH | SOLPAL (formerly Solcrafte) | SOLPAL L-G | Direct Integral Collector Storage (DI) | 26.11 |  | Solpal L |  |  | Solar Storage and Auxiliary Tanks are separate | 51 | 0.98 | 1 | 45 | Z09 | [18 empty] | City of Los Angeles | FALSE | 133.07 |  | 2011-06-01: 2015-10-20; 2011-08-03: 2015-10-22; 2011-09-20: 2015-10-29 | 3284 | 9980 | Up-front Payment
SCG-005114 | Single Family Residential | Domestic Hot Water | Gas | Southern California Gas Company | Incentive:Paid | 1865 | 29.85 |  | 1 | 75 |  | 62 |  | 2015-11-09 13:50 | 2015-11-20 | ZERO ENERGY CONTRACTING INC | Retrofit | Van Nuys | Los Angeles | 91401 | Host Customer is System Owner | 3 |  | 2012012B | GREENoneTEC Solarindustrie GmbH | SOLPAL (formerly Solcrafte) | SOLPAL L-G | Direct Integral Collector Storage (DI) | 26.11 |  | Solpal L |  |  | Solar Storage and Auxiliary Tanks are separate | 51 | 0.98 | 0.85 | 45 | Z09 | [18 empty] | City of Los Angeles | FALSE | 133.07 |  | 2011-06-01: 2015-10-20; 2011-08-03: 2015-11-09; 2011-09-20: 2015-11-20 | 3253 | 9980 | Up-front Payment
SCG-005116 | Single Family Residential | Domestic Hot Water | Gas | Southern California Gas Company | Incentive:Paid | 1704 | 29.85 |  | 1 | 73 |  | 57 |  | 2015-10-28 11:29 | 2015-11-10 | ZERO ENERGY CONTRACTING INC | Retrofit | Bellflower | Los Angeles | 90706 | Host Customer is System Owner | 3 |  | 2012012B | GREENoneTEC Solarindustrie GmbH | SOLPAL (formerly Solcrafte) | SOLPAL L-G | Direct Integral Collector Storage (DI) | 26.11 |  | Solpal L |  |  | Solar Storage and Auxiliary Tanks are separate | 51 | 0.92 | 0.85 | 45 | Z08 | [18 empty] | City of Bellflower | FALSE | 136.71 |  | 2011-06-01: 2015-10-21; 2011-08-03: 2015-10-28; 2011-09-20: 2015-11-10 | 3270 | 9980 | Up-front Payment
SCG-005117 | Single Family Residential | Domestic Hot Water | Gas | Southern California Gas Company | Incentive:Paid | 1594 | 29.85 |  | 1 | 75 |  | 53 |  | 2015-11-05 10:20 | 2015-11-10 | ZERO ENERGY CONTRACTING INC | Retrofit | Van Nuys | Los Angeles | 91401 | Host Customer is System Owner | 3 |  | 2012012B | GREENoneTEC Solarindustrie GmbH | SOLPAL (formerly Solcrafte) | SOLPAL L-G | Direct Integral Collector Storage (DI) | 26.11 |  | Solpal L |  |  | Solar Storage and Auxiliary Tanks are separate | 51 | 0.89 | 0.8 | 45 | Z09 | [18 empty] | City of Los Angeles | FALSE | 133.07 |  | 2011-06-01: 2015-10-21; 2011-08-03: 2015-11-05; 2011-09-20: 2015-11-10 | 3267 | 9980 | Up-front Payment
SCG-005118 | Single Family Residential | Domestic Hot Water | Gas | Southern California Gas Company | Incentive:Paid | 1487 | 29.85 |  | 1 | 75 |  | 50 |  | 2015-10-22 13:08 | 2015-10-29 | ZERO ENERGY CONTRACTING INC | Retrofit | Chatsworth | Los Angeles | 91311 | Host Customer is System Owner | 3 |  | 2012012B | GREENoneTEC Solarindustrie GmbH | SOLPAL (formerly Solcrafte) | SOLPAL L-G | Direct Integral Collector Storage (DI) | 26.11 |  | Solpal L |  |  | Solar Storage and Auxiliary Tanks are separate | 51 | 0.83 | 0.8 | 45 | Z09 | [18 empty] | City of Los Angeles | FALSE | 133.07 |  | 2011-06-01: 2015-10-21; 2011-08-03: 2015-10-22; 2011-09-20: 2015-10-29 | 3284 | 9980 | Up-front Payment
SCG-005119 | Single Family Residential | Domestic Hot Water | Gas | Southern California Gas Company | Incentive:Paid | 1834 | 29.85 |  | 1 | 73 |  | 61 |  | 2015-11-17 08:03 | 2015-11-20 | ZERO ENERGY CONTRACTING INC | Retrofit | Downey | Los Angeles | 90240 | Host Customer is System Owner | 4 |  | 2012012B | GREENoneTEC Solarindustrie GmbH | SOLPAL (formerly Solcrafte) | SOLPAL L-G | Direct Integral Collector Storage (DI) | 26.11 |  | Solpal L |  |  | Solar Storage and Auxiliary Tanks are separate | 51 | 0.99 | 0.85 | 55 | Z08 | [18 empty] | City of Downey | FALSE | 136.71 |  | 2011-06-01: 2015-10-21; 2011-08-03: 2015-11-17; 2011-09-20: 2015-11-20 | 3254 | 9980 | Up-front Payment
SCG-005121 | Commercial/Multifamily Residential | Domestic Hot Water | Gas | Southern California Gas Company | Incentive:Paid | 128275 | 25 |  | 1 SCG | 5131 |  | 5131 |  | 2016-05-09 17:49 | 2016-06-10 | ALL VALLEY SOLAR INC | Retrofit | N Hollywood | North Hollywood | 91606 | Host Customer is System Owner | [7 empty] | 1276.8 | 39.9 |  | Drainback |  | Solar Storage and Auxiliary Tanks are separate |  | 1 | 1 | 3231 | Z09 |  |  | Other | 10001849 | 32 | 4 | 1900 | 1 | 230 | 2 | 650000 | TRUE | 130 | 140 |  | SunEarth - SETR A503 TTR U + VFS 5-100 |  | SunEarth - SETR A503 TTR U + VFS 5-100 | LADBS | FALSE | 29.68 |  | 2015-10-21 |  | 2016-05-09 | 2016-06-10 | 2017-01-30 | 2017-01-31 | 2804 | 152297 | Up-front Payment
SCG-005122 | Single Family Residential | Domestic Hot Water | Gas | Southern California Gas Company | Incentive:Paid | 1504 | 29.85 |  | 1 | 75 |  | 50 |  | 2015-10-22 11:17 | 2015-10-29 | ZERO ENERGY CONTRACTING INC | Retrofit | Chatsworth | Los Angeles | 91311 | Host Customer is System Owner | 3 |  | 2012012B | GREENoneTEC Solarindustrie GmbH | SOLPAL (formerly Solcrafte) | SOLPAL L-G | Direct Integral Collector Storage (DI) | 26.11 |  | Solpal L |  |  | Solar Storage and Auxiliary Tanks are separate | 51 | 0.84 | 0.8 | 45 | Z09 | [18 empty] | City of Los Angeles | FALSE | 133.07 |  | 2011-06-01: 2015-10-22; 2011-08-03: 2015-10-22; 2011-09-20: 2015-10-29 | 3284 | 9980 | Up-front Payment
SCG-005123 | Single Family Residential | Domestic Hot Water | Gas | Southern California Gas Company | Incentive:Paid | 4366 | 29.85 |  | 1 | 171 |  | 171 |  | 2015-10-27 12:55 | 2015-11-13 | ENVIRONMENTAL SOLAR DESIGN INC | Retrofit | Pacific Palisades | Pacific Palisades | 90272 | Host Customer is System Owner | 6 |  | 2001001S | SunEarth, Inc. | SOLARAY | TE80P-120-2G | Indirect Forced Circulation (IF) | 81.81 |  | EP-40 / EP-40-0.75 | Glycol | Advanced Controller with a Vacation or Holiday Mode | Solar Storage and Auxiliary Tanks are separate | 120 | 1 | 1 | 75 | Z06 | [18 empty] | City of Los Angeles | FALSE | 53.8 |  | 2011-06-01: 2015-10-22; 2011-08-03: 2015-10-27; 2011-09-20: 2015-11-13 | 3254 | 9200 | Up-front Payment
SCG-005124 | Commercial Pools | Pool Heating | Gas | Southern California Gas Company | Incentive:Paid | 4440 | 5 |  | 1 | 888 |  | 888 |  | 2016-01-27 14:08 | 2016-01-28 | ENVIRONMENTAL SOLAR DESIGN INC | Retrofit | Santa Monica | Santa Monica | 90405 | Host Customer is System Owner | [7 empty] | 483 | 48.3 |  | Drainback |  |  |  | 1 | 1 |  | Z06 |  |  |  | 10001884 | 10 | 1 | [5 empty] | FALSE |  |  |  | SunEarth - SETR A503 TTR U + VFS 20-400 |  | SunEarth - SETR A503 TTR U + VFS 20-400 | City of Santa Monica | FALSE | 11.1 |  | 2015-10-22 |  | 2016-01-27 | 2016-01-28 | 2016-02-19 | 2016-02-29 | 3148 | 9860 | Up-front Payment
SCG-005125 | Single Family Residential | Domestic Hot Water | Gas | Southern California Gas Company | Incentive:Paid | 1983 | 29.85 |  | 1 | 73 |  | 66 |  | 2015-10-26 10:45 | 2015-10-29 | ZERO ENERGY CONTRACTING INC | Retrofit | Lakewood | Los Angeles | 90712 | Host Customer is System Owner | 3 |  | 2012012B | GREENoneTEC Solarindustrie GmbH | SOLPAL (formerly Solcrafte) | SOLPAL L-G | Direct Integral Collector Storage (DI) | 26.11 |  | Solpal L |  |  | Solar Storage and Auxiliary Tanks are separate | 51 | 0.91 | 1 | 45 | Z08 | [18 empty] | City of Lakewood | FALSE | 136.71 |  | 2011-06-01: 2015-10-23; 2011-08-03: 2015-10-26; 2011-09-20: 2015-10-29 | 3284 | 9980 | Up-front Payment
SCG-005126 | Single Family Residential | Domestic Hot Water | Gas | Southern California Gas Company | Incentive:Paid | 2042 | 29.85 |  | 1 | 75 |  | 68 |  | 2015-10-26 07:29 | 2015-10-29 | ZERO ENERGY CONTRACTING INC | Retrofit | Whittier | Los Angeles | 90603 | Host Customer is System Owner | 3 |  | 2012012B | GREENoneTEC Solarindustrie GmbH | SOLPAL (formerly Solcrafte) | SOLPAL L-G | Direct Integral Collector Storage (DI) | 26.11 |  | Solpal L |  |  | Solar Storage and Auxiliary Tanks are separate | 51 | 0.96 | 0.95 | 45 | Z09 | [18 empty] | City of Whittier | FALSE | 133.07 |  | 2011-06-01: 2015-10-23; 2011-08-03: 2015-10-26; 2011-09-20: 2015-10-29 | 3284 | 9980 | Up-front Payment
SCG-005127 | Single Family Residential | Domestic Hot Water | Gas | Southern California Gas Company | Incentive:Paid | 2048 | 29.85 |  | 1 | 73 |  | 69 |  | 2015-10-23 12:18 | 2015-10-29 | ZERO ENERGY CONTRACTING INC | Retrofit | Bellflower | Los Angeles | 90706 | Host Customer is System Owner | 3 |  | 2012012B | GREENoneTEC Solarindustrie GmbH | SOLPAL (formerly Solcrafte) | SOLPAL L-G | Direct Integral Collector Storage (DI) | 26.11 |  | Solpal L |  |  | Solar Storage and Auxiliary Tanks are separate | 51 | 0.94 | 1 | 45 | Z08 | [18 empty] | City of Bellflower | FALSE | 136.71 |  | 2011-06-01: 2015-10-23; 2011-08-03: 2015-10-23; 2011-09-20: 2015-10-29 | 3284 | 9980 | Up-front Payment
SCG-005128 | Single Family Residential | Domestic Hot Water | Gas | Southern California Gas Company | Incentive:Paid | 1884 | 29.85 |  | 1 | 75 |  | 63 |  | 2015-10-26 08:05 | 2015-10-29 | ZERO ENERGY CONTRACTING INC | Retrofit | Glendora | Los Angeles | 91740 | Host Customer is System Owner | 7 |  | 2012012B | GREENoneTEC Solarindustrie GmbH | SOLPAL (formerly Solcrafte) | SOLPAL L-G | Direct Integral Collector Storage (DI) | 26.11 |  | Solpal L |  |  | Solar Storage and Auxiliary Tanks are separate | 51 | 0.99 | 0.85 | 85 | Z09 | [18 empty] | City of Glendora | FALSE | 133.07 |  | 2011-06-01: 2015-10-23; 2011-08-03: 2015-10-26; 2011-09-20: 2015-10-29 | 3284 | 9980 | Up-front Payment
SCG-005129 | Single Family Residential | Domestic Hot Water | Gas | Southern California Gas Company | Incentive:Paid | 1576 | 29.85 |  | 1 | 66 |  | 53 |  | 2015-11-05 13:14 | 2015-11-10 | ZERO ENERGY CONTRACTING INC | Retrofit | La Mirada | Los Angeles | 90638 | Host Customer is System Owner | 6 |  | 30003825 | SunEarth, Inc. | CopperHeart | CP-40G | Direct Integral Collector Storage (DI) | 24.96 |  | CP-40 |  |  | Solar Storage and Auxiliary Tanks are separate | 39 | 0.8 | 1 | 75 | Z09 | [18 empty] | City of La Mirada | FALSE | 151.21 |  | 2011-06-01: 2015-10-23; 2011-08-03: 2015-11-05; 2011-09-20: 2015-11-10 | 3267 | 9980 | Up-front Payment
SCG-005130 | Single Family Residential | Domestic Hot Water | Gas | Southern California Gas Company | Incentive:Paid | 2216 | 29.85 |  | 1 | 75 |  | 74 |  | 2015-10-26 07:44 | 2015-11-02 | ZERO ENERGY CONTRACTING INC | Retrofit | Granada Hills | Los Angeles | 91344 | Host Customer is System Owner | 3 |  | 2012012B | GREENoneTEC Solarindustrie GmbH | SOLPAL (formerly Solcrafte) | SOLPAL L-G | Direct Integral Collector Storage (DI) | 26.11 |  | Solpal L |  |  | Solar Storage and Auxiliary Tanks are separate | 51 | 0.99 | 1 | 45 | Z09 | [18 empty] | City of Los Angeles | FALSE | 133.07 |  | 2011-06-01: 2015-10-23; 2011-08-03: 2015-10-26; 2011-09-20: 2015-11-02 | 3270 | 9980 | Up-front Payment
SCG-005131 | Commercial Pools | Pool Heating | Gas | Southern California Gas Company | Incentive:Paid | 9266 | 5 |  | 1 | 2106 |  | 1853 |  | 2015-12-04 14:34 | 2015-12-07 | ENERGX CONTROLS INC | Retrofit | Hermosa Beach | Los Angeles | 90254 | Host Customer is System Owner | [7 empty] | 720 | 24 |  | Drainback |  |  |  | 0.88 | 1 |  | Z06 |  |  |  | 10001954 | 30 | 1 | [5 empty] | FALSE |  |  |  | Flow meter, Blue White F2000, Model: ASD |  | Flow meter, Blue White F2000, Model: ASD | Hermosa Beach, Los Angeles, CA | FALSE | 10.68 |  | 2015-10-26 |  | 2015-12-04 | 2015-12-07 | 2015-12-11 | 2016-01-07 | 3211 | 22500 | Up-front Payment
SCG-005132 | Commercial Pools | Pool Heating | Gas | Southern California Gas Company | Incentive:Paid | 14725 | 5 |  | 1 | 3005 |  | 2945 |  | 2015-12-04 14:37 | 2015-12-07 | ENERGX CONTROLS INC | Retrofit | Marina Del Rey | Los Angeles | 90292 | Host Customer is System Owner | [7 empty] | 1147.2 | 47.8 |  | Drainback |  |  |  | 0.98 | 1 |  | Z06 |  |  |  | 10001954 | 24 | 1 | [5 empty] | FALSE |  |  |  | Flow meter, Blue White F2000, Model: ASD |  | Flow meter, Blue White F2000, Model: ASD | Los Angeles, Los Angeles, CA | FALSE | 13.11 |  | 2015-10-26 |  | 2015-12-04 | 2015-12-07 | 2016-08-29 | 2016-08-30 | 2943 | 39400 | Up-front Payment
SCG-005133 | Commercial Pools | Pool Heating | Gas | Southern California Gas Company | Incentive:Paid | 11560 | 5 |  | 1 | 2312 |  | 2312 |  | 2015-11-11 12:57 | 2015-11-13 | REVCO SOLAR ENGINEERING INC | Retrofit | Westminster | Orange | 92683 | Host Customer is System Owner | [7 empty] | 800 | 40 |  | Drainback |  |  |  | 1 | 1 |  | Z06 |  |  |  | 10001954 | 20 | 1 | [5 empty] | FALSE |  |  |  | SunEarth - SETR A503 TTR U + VFS 20-400 |  | SunEarth - SETR A503 TTR U + VFS 20-400 | Westminster, Ca | FALSE | 11.66 |  | 2015-10-27 |  | 2015-11-11 | 2015-11-13 | 2016-05-31 | 2016-06-29 | 3034 | 26960 | Up-front Payment
SCG-005134 | Commercial/Multifamily Residential | Domestic Hot Water | Gas | Southern California Gas Company | Incentive:Paid | 10000 | 25 |  | 1 SCG | 507 |  | 507 |  | 2016-04-07 16:15 | 2016-05-05 | PROMISE ENERGY INC | New Construction | San Bernardino | San Bernardino | 92410 | Host Customer is System Owner | [7 empty] | 131.32 | 32.83 |  | Glycol | Steam Back | Solar Storage and Auxiliary Tanks are separate |  | 1 | 1 | 672 | Z10 | 16 | Units | Apartments/Condos | 10001804 | 4 | 1 | 250 | 1 | 115 | 1 | 500000 | TRUE | 120 | 140 |  |  |  |  | City of San Bernardino | FALSE | 19.72 |  | 2015-10-27 |  | 2016-04-07 | 2016-05-05 | 2016-11-09 | 2017-01-05 | 2836 | 10000 | Up-front Payment
SCG-005137 | Low Income Multifamily Residential | Domestic Hot Water | Gas | Southern California Gas Company | Incentive:Paid | 13042 | 24.89 |  | 1 | 524 |  | 524 |  | 2016-02-09 14:26 | 2016-02-26 | PROMISE ENERGY INC | Retrofit | Los Angeles | Los Angeles | 90004 | Host Customer is System Owner | [7 empty] | 120 | 40 |  | Glycol | Steam Back | Solar Storage and Auxiliary Tanks are separate |  | 1 | 1 | 1920 | Z09 | 48 | Units | Apartments/Condos | 2009058C | 3 | 1 | 240 | 2 | 115 | 1 | 199000 | TRUE | 120 | 140 |  |  |  |  | LADBS | FALSE | 79.92 |  | 2015-10-29 |  | 2016-02-09 | 2016-02-26 | 2017-03-08 | 2017-03-28 | 2763 | 41880 | Up-front Payment
SCG-005138 | Low Income Multifamily Residential | Domestic Hot Water | Gas | Southern California Gas Company | Incentive:Paid | 11947 | 24.89 |  | 1 | 480 |  | 480 |  | 2016-02-09 14:27 | 2016-02-26 | PROMISE ENERGY INC | Retrofit | Los Angeles | Los Angeles | 90004 | Host Customer is System Owner | [7 empty] | 120 | 40 |  | Glycol | Steam Back | Solar Storage and Auxiliary Tanks are separate |  | 1 | 1 | 960 | Z09 | 24 | Units | Apartments/Condos | 2009058C | 3 | 1 | 240 | 2 | 115 | 1 | 199000 | TRUE | 120 | 140 |  |  |  |  | LADBS | FALSE | 87.25 |  | 2015-10-29 |  | 2016-02-09 | 2016-02-26 | 2017-03-08 | 2017-03-28 | 2763 | 41880 | Up-front Payment
SCG-005145 | Commercial Pools | Pool Heating | Gas | Southern California Gas Company | Incentive:Paid | 11985 | 5 |  | 1 | 2635 |  | 2635 |  | 2015-12-03 15:32 | 2015-12-07 | SOLAR UNLIMITED INC | Retrofit | Santa Clarita | Los Angeles | 91351 | Host Customer is System Owner | [7 empty] | 764.8 | 47.8 |  | Drainback |  |  |  | 1 | 1 |  | Z09 |  |  |  | 10001954 | 16 | 1 | [5 empty] | FALSE |  |  |  | Flow meter, Blue White F2000, Model: ASD |  | Flow meter, Blue White F2000, Model: ASD | City of Santa Clarita | FALSE | 9.1 |  | 2015-11-03 |  | 2015-12-03 | 2015-12-07 | 2016-01-13 | 2016-01-21 | 3196 | 23970 | Up-front Payment
SCG-005146 | Single Family Residential | Domestic Hot Water | Gas | Southern California Gas Company | Incentive:Paid | 2084 | 29.85 |  | 1 | 75 |  | 70 |  | 2015-11-10 08:57 | 2015-11-20 | ZERO ENERGY CONTRACTING INC | Retrofit | Van Nuys | Los Angeles | 91401 | Host Customer is System Owner | 3 |  | 2012012B | GREENoneTEC Solarindustrie GmbH | SOLPAL (formerly Solcrafte) | SOLPAL L-G | Direct Integral Collector Storage (DI) | 26.11 |  | Solpal L |  |  | Solar Storage with Tankless Auxiliary Water Heater | 51 | 0.98 | 0.95 | 45 | Z09 | [18 empty] | City of Los Angeles | FALSE | 133.07 |  | 2011-06-01: 2015-11-03; 2011-08-03: 2015-11-10; 2011-09-20: 2015-11-20 | 3254 | 9980 | Up-front Payment
SCG-005147 | Single Family Residential | Domestic Hot Water | Gas | Southern California Gas Company | Incentive:Paid | 2172 | 29.85 |  | 1 | 75 |  | 73 |  | 2015-11-05 10:29 | 2015-11-10 | ZERO ENERGY CONTRACTING INC | Retrofit | La Mirada | Los Angeles | 90638 | Host Customer is System Owner | 3 |  | 2012012B | GREENoneTEC Solarindustrie GmbH | SOLPAL (formerly Solcrafte) | SOLPAL L-G | Direct Integral Collector Storage (DI) | 26.11 |  | Solpal L |  |  | Solar Storage and Auxiliary Tanks are separate | 51 | 0.97 | 1 | 45 | Z09 | [18 empty] | City of La Mirada | FALSE | 133.07 |  | 2011-06-01: 2015-11-03; 2011-08-03: 2015-11-05; 2011-09-20: 2015-11-10 | 3271 | 9980 | Up-front Payment
SCG-005149 | Single Family Residential | Domestic Hot Water | Gas | Southern California Gas Company | Incentive:Paid | 1427 | 29.85 |  | 1 | 75 |  | 48 |  | 2015-11-04 13:40 | 2015-11-10 | ZERO ENERGY CONTRACTING INC | Retrofit | Burbank | Los Angeles | 91504 | Host Customer is System Owner | 3 |  | 2012012B | GREENoneTEC Solarindustrie GmbH | SOLPAL (formerly Solcrafte) | SOLPAL L-G | Direct Integral Collector Storage (DI) | 26.11 |  | Solpal L |  |  | Solar Storage and Auxiliary Tanks are separate | 51 | 0.75 | 0.85 | 45 | Z09 | [18 empty] | City of Burbank | FALSE | 133.07 |  | 2011-06-01: 2015-11-04; 2011-08-03: 2015-11-04; 2011-09-20: 2015-11-10 | 3270 | 9980 | Up-front Payment
SCG-005150 | Single Family Residential | Domestic Hot Water | Gas | Southern California Gas Company | Incentive:Paid | 1701 | 29.85 |  | 1 | 75 |  | 57 |  | 2015-11-04 13:50 | 2015-11-10 | ZERO ENERGY CONTRACTING INC | Retrofit | Burbank | Los Angeles | 91506 | Host Customer is System Owner | 7 |  | 2012012B | GREENoneTEC Solarindustrie GmbH | SOLPAL (formerly Solcrafte) | SOLPAL L-G | Direct Integral Collector Storage (DI) | 26.11 |  | Solpal L |  |  | Solar Storage and Auxiliary Tanks are separate | 51 | 0.95 | 0.8 | 85 | Z09 | [18 empty] | City of Burbank | FALSE | 133.07 |  | 2011-06-01: 2015-11-04; 2011-08-03: 2015-11-04; 2011-09-20: 2015-11-10 | 3271 | 9980 | Up-front Payment
SCG-005151 | Single Family Residential | Domestic Hot Water | Gas | Southern California Gas Company | Incentive:Paid | 1957 | 29.85 |  | 1 | 75 |  | 66 |  | 2015-11-06 13:20 | 2015-11-10 | ZERO ENERGY CONTRACTING INC | Retrofit | Burbank | Los Angeles | 91506 | Host Customer is System Owner | 3 |  | 2012012B | GREENoneTEC Solarindustrie GmbH | SOLPAL (formerly Solcrafte) | SOLPAL L-G | Direct Integral Collector Storage (DI) | 26.11 |  | Solpal L |  |  | Solar Storage and Auxiliary Tanks are separate | 51 | 0.92 | 0.95 | 45 | Z09 | [18 empty] | City of Burbank | FALSE | 133.07 |  | 2011-06-01: 2015-11-04; 2011-08-03: 2015-11-06; 2011-09-20: 2015-11-10 | 3271 | 9980 | Up-front Payment
SCG-005152 | Single Family Residential | Domestic Hot Water | Gas | Southern California Gas Company | Incentive:Paid | 1834 | 29.85 |  | 1 | 75 |  | 61 |  | 2015-11-05 07:26 | 2015-11-10 | ZERO ENERGY CONTRACTING INC | Retrofit | Covina | Los Angeles | 91723 | Host Customer is System Owner | 3 |  | 2012012B | GREENoneTEC Solarindustrie GmbH | SOLPAL (formerly Solcrafte) | SOLPAL L-G | Direct Integral Collector Storage (DI) | 26.11 |  | Solpal L |  |  | Solar Storage and Auxiliary Tanks are separate | 51 | 0.91 | 0.9 | 45 | Z09 | [18 empty] | Cityof Covina | FALSE | 133.07 |  | 2011-06-01: 2015-11-04; 2011-08-03: 2015-11-05; 2011-09-20: 2015-11-10 | 3271 | 9980 | Up-front Payment
SCG-005153 | Single Family Residential | Domestic Hot Water | Gas | Southern California Gas Company | Incentive:Paid | 1872 | 29.85 |  | 1 | 75 |  | 63 |  | 2015-11-12 07:56 | 2015-11-20 | ZERO ENERGY CONTRACTING INC | Retrofit | Whittier | Los Angeles | 90601 | Host Customer is System Owner | 3 |  | 2012012B | GREENoneTEC Solarindustrie GmbH | SOLPAL (formerly Solcrafte) | SOLPAL L-G | Direct Integral Collector Storage (DI) | 26.11 |  | Solpal L |  |  | Solar Storage and Auxiliary Tanks are separate | 51 | 0.88 | 0.95 | 45 | Z09 | [18 empty] | County of Los Angeles | FALSE | 133.07 |  | 2011-06-01: 2015-11-04; 2011-08-03: 2015-11-12; 2011-09-20: 2015-11-20 | 3254 | 9980 | Up-front Payment
SCG-005154 | Single Family Residential | Domestic Hot Water | Gas | Southern California Gas Company | Incentive:Paid | 2135 | 29.85 |  | 1 | 73 |  | 72 |  | 2015-11-06 10:03 | 2015-11-10 | ZERO ENERGY CONTRACTING INC | Retrofit | Fullerton | Orange | 92835 | Host Customer is System Owner | 3 |  | 2012012B | GREENoneTEC Solarindustrie GmbH | SOLPAL (formerly Solcrafte) | SOLPAL L-G | Direct Integral Collector Storage (DI) | 26.11 |  | Solpal L |  |  | Solar Storage and Auxiliary Tanks are separate | 51 | 0.98 | 1 | 45 | Z08 | [18 empty] | City of Fullerton | FALSE | 136.71 |  | 2011-06-01: 2015-11-04; 2011-08-03: 2015-11-06; 2011-09-20: 2015-11-10 | 3271 | 9980 | Up-front Payment
SCG-005156 | Single Family Residential | Domestic Hot Water | Gas | Southern California Gas Company | Incentive:Paid | 2106 | 29.85 |  | 1 | 75 |  | 71 |  | 2015-11-06 12:03 | 2015-11-10 | ZERO ENERGY CONTRACTING INC | Retrofit | Glendora | Los Angeles | 91740 | Host Customer is System Owner | 3 |  | 2012012B | GREENoneTEC Solarindustrie GmbH | SOLPAL (formerly Solcrafte) | SOLPAL L-G | Direct Integral Collector Storage (DI) | 26.11 |  | Solpal L |  |  | Solar Storage and Auxiliary Tanks are separate | 51 | 0.99 | 0.95 | 45 | Z09 | [18 empty] | City of Glendora | FALSE | 133.07 |  | 2011-06-01: 2015-11-05; 2011-08-03: 2015-11-06; 2011-09-20: 2015-11-10 | 3271 | 9980 | Up-front Payment
SCG-005157 | Commercial/Multifamily Residential | Domestic Hot Water | Gas | Southern California Gas Company | Incentive:Paid | 17061 | 20.19 |  | 1 | 845 |  | 845 |  | 2015-11-09 09:10 | 2015-11-10 | SUNTREK INDUSTRIES INC | Retrofit | Laguna Hills | Orange | 92653 | Host Customer is System Owner | [7 empty] | 378.64 | 47.33 |  | Glycol | Steam Back | Solar Storage and Auxiliary Tanks are separate |  | 1 | 1 | 540 | Z06 | 36 | Units | Hotels/Motels | 10001909 | 8 | 5 | 480 | 4 | 115 | 1 | 399000 | TRUE | 130 | 110 |  |  |  |  | Laguna Hills | FALSE | 45.56 |  | 2015-11-05 |  | 2015-11-09 | 2015-11-10 | 2016-02-20 | 2016-03-08 | 3148 | 38500 | Up-front Payment
SCG-005158 | Commercial/Multifamily Residential | Domestic Hot Water | Gas | Southern California Gas Company | Incentive:Paid | 15913 | 20.19 |  | 1 | 821 |  | 788 |  | 2015-11-09 09:10 | 2015-11-10 | SUNTREK INDUSTRIES INC | Retrofit | Laguna Hills | Orange | 92653 | Host Customer is System Owner | [7 empty] | 378.64 | 47.33 |  | Glycol | Steam Back | Solar Storage and Auxiliary Tanks are separate |  | 0.96 | 1 | 585 | Z06 | 39 | Units | Hotels/Motels | 10001909 | 8 | 5 | 480 | 4 | 115 | 1 | 399000 | TRUE | 130 | 110 |  |  |  |  | Laguna Hills | FALSE | 46.89 |  | 2015-11-05 |  | 2015-11-09 | 2015-11-10 | 2016-02-20 | 2016-03-08 | 3148 | 38500 | Up-front Payment
SCG-005159 | Commercial/Multifamily Residential | Domestic Hot Water | Gas | Southern California Gas Company | Incentive:Paid | 21805 | 20.19 |  | 1 | 1080 |  | 1080 |  | 2015-11-09 09:11 | 2016-01-20 | SUNTREK INDUSTRIES INC | Retrofit | Laguna Hills | Orange | 92653 | Host Customer is System Owner | [7 empty] | 473.3 | 47.33 |  | Glycol | Steam Back | Solar Storage and Auxiliary Tanks are separate |  | 1 | 1 | 720 | Z06 | 48 | Units | Hotels/Motels | 10001909 | 10 | 5 | 480 | 4 | 115 | 1 | 399000 | TRUE | 130 | 110 |  | SunEarth - SETR A503 TTR U + VFS 20-400 |  | SunEarth - SETR A503 TTR U + VFS 20-400 | Laguna Hills | FALSE | 44.44 |  | 2015-11-05 |  | 2015-11-09 | 2016-01-20 | 2016-02-20 | 2016-03-08 | 3148 | 48000 | Up-front Payment
PGE-005160 | Low Income Multifamily Residential | Domestic Hot Water | Gas | Pacific Gas and Electric | Incentive:Paid | 106305 | 24.89 |  | 1 | 4271 |  | 4271 |  | 2015-11-11 08:39 | 2016-04-20 | ADROIT ENERGY INC | Retrofit | San Francisco | San Francisco | 94111 | Host Customer is System Owner | [7 empty] | 1280 | 40 |  | Glycol | Pressure Stagnation Protection (PSP) | Solar Storage and Auxiliary Tanks are separate |  | 1 | 1 | 3078 | Z03 | 81 | Units | Apartments/Condos | 2009058C | 32 | 1 | 1900 | 1 | 735 | 1 | 999960 | TRUE | 135 | 130 |  | Caleffi North America - iSolar BX |  | Caleffi North America - iSolar BX | City and County of San Francisco | FALSE | 34.58 |  | 2015-11-10 | 2016-04-06 | 2015-11-11 | 2016-04-20 | 2017-12-11 | 2017-12-26 | 2466 | 147700 | Up-front Payment
SCG-005161 | Commercial Pools | Pool Heating | Gas | Southern California Gas Company | Incentive:Paid | 4425 | 5 |  | 1 | 894 |  | 885 |  | 2015-12-08 09:42 | 2015-12-09 | SUNTREK INDUSTRIES INC | Retrofit | Laguna Niguel | Orange | 92677 | Host Customer is System Owner | [7 empty] | 434 | 27.125 |  | Drainback |  |  |  | 0.99 | 1 |  | Z06 |  |  |  | 2007048A | 16 | 1 | [5 empty] | FALSE |  |  |  | SunEarth - SETR A503 TTR U + VFS 20-400 |  | SunEarth - SETR A503 TTR U + VFS 20-400 | Laguna Niguel | FALSE | 10.77 |  | 2015-11-05 |  | 2015-12-08 | 2015-12-09 | 2016-03-04 | 2016-03-11 | 3148 | 9630 | Up-front Payment
PGE-005162 | Low Income Multifamily Residential | Domestic Hot Water | Gas | Pacific Gas and Electric | Incentive:Paid | 167087 | 24.89 |  | 1 | 6713 |  | 6713 |  | 2015-11-11 08:43 | 2016-04-11 | ADROIT ENERGY INC | Retrofit | SAN FRANCISCO | San Francisco | 94158 | Host Customer is System Owner | [7 empty] | 1920 | 40 |  | Drainback | Pressure Stagnation Protection (PSP) | Solar Storage and Auxiliary Tanks are separate |  | 1 | 1 | 6808 | Z03 | 184 | Units | Apartments/Condos | 2009058C | 48 | 1 | 2900 | 1 | 400 | 1 | 1499980 | TRUE | 140 | 140 |  | Caleffi North America - iSolar MX LTE |  | Caleffi North America - iSolar MX LTE | City of San Fransico | FALSE | 33.11 |  | 2015-11-10 | 2016-04-06 | 2015-11-11 | 2016-04-11 | 2018-01-08 | 2018-01-10 | 2461 | 222300 | Up-front Payment
PGE-005163 | Low Income Multifamily Residential | Domestic Hot Water | Gas | Pacific Gas and Electric | Incentive:Paid | 57944 | 24.89 |  | 1 | 2328 |  | 2328 |  | 2015-11-11 08:45 | 2016-04-11 | ADROIT ENERGY INC | Retrofit | SAN FRANCISCO | San Francisco | 94102 | Host Customer is System Owner | [7 empty] | 680 | 40 |  | Glycol | Steam Back | Solar Storage and Auxiliary Tanks are separate |  | 1 | 1 | 3737 | Z03 | 101 | Units | Apartments/Condos | 2009058C | 17 | 1 | 1140 | 4 | 400 | 1 | 3000000 | TRUE | 140 | 130 |  | Caleffi North America - iSolar MX LTE |  | Caleffi North America - iSolar MX LTE | City of San Fransico | FALSE | 40.38 |  | 2015-11-10 | 2016-04-06 | 2015-11-11 | 2016-04-11 | 2018-01-08 | 2018-01-10 | 2461 | 94000 | Up-front Payment
PGE-005164 | Commercial/Multifamily Residential | Domestic Hot Water | Gas | Pacific Gas and Electric | Incentive:Paid | 245430 | 20.19 |  | 1 | 12156 |  | 12156 |  | 2015-11-29 08:38 | 2016-01-07 | CALIFORNIA SOLAR THERMAL INC | New Construction | SAN FRANCISCO | San Francisco | 94105 | Host Customer is System Owner | [7 empty] | 3840 | 30 |  | Glycol | Steam Back | Solar Storage and Auxiliary Tanks are separate |  | 1 | 1 | 15435 | Z03 | 441 | Units | Apartments/Condos | 10001724 | 128 | 1 | 5000 | 1 | 2134 | 1 | 1999000 | TRUE | 140 | 127 |  | Maktinta Energy - Solar Brain MKTCT1006 |  | Maktinta Energy - Solar Brain MKTCT1006 | City of San Francisco | FALSE | 41.32 |  | 2015-11-20 | 2015-12-10 | 2015-11-29 | 2016-01-07 | 2016-03-04 | 2016-03-25 | 3119 | 502293 | Up-front Payment
SCG-005166 | Single Family Residential | Domestic Hot Water | Gas | Southern California Gas Company | Incentive:Paid | 3146 | 29.85 |  | 1 | 124 |  | 105 |  | 2015-11-16 14:49 | 2015-11-20 | SUNTREK INDUSTRIES INC | Retrofit | Laguna Hills | Orange | 92653 | Host Customer is System Owner | 4 |  | 2011079A | Apricus Inc. | APSS_CLOSED_AP30_FTB-3_STD-G | APSS_CLOSED_AP30_FTB-3_STD-G | Indirect Forced Circulation (IF) | 44.76 |  | AP-30 | Glycol | Advanced Controller with a Vacation or Holiday Mode | Solar Storage and Auxiliary Tanks are separate | 80 | 1 | 0.85 | 55 | Z06 | [18 empty] | City of Laguna Hills | FALSE | 109.68 |  | 2011-06-01: 2015-11-09; 2011-08-03: 2015-11-16; 2011-09-20: 2015-11-20 | 3254 | 13600 | Up-front Payment
SCG-005167 | Low Income Multifamily Residential | Domestic Hot Water | Gas | Southern California Gas Company | Reservation:Canceled | 28375 | 24.89 |  | 1 | 1140 |  | 1140 |  |  |  | CALIFORNIA SOLAR INTEGRATORS INC | New Construction | Irvine | Orange | 92614 | Host Customer is System Owner | [7 empty] | 286.65 | 40.95 |  | Glycol | Steam Back | Solar Storage and Auxiliary Tanks are separate |  | 1 | 1 | 3040 | Z06 | 80 | Units | Apartments/Condos | 10001803 | 7 | 1 | 534 | 1 | 238 | 2 | 1000000 | TRUE | 120 | 140 | [5 empty] | FALSE | 108.49 | [7 empty] | 0 | 123682 | Up-front Payment
SCG-005168 | Low Income Multifamily Residential | Domestic Hot Water | Gas | Southern California Gas Company | Incentive:Paid | 15880 | 24.89 |  | 1 | 638 |  | 638 |  | 2015-12-15 19:55 | 2016-04-01 | CALIFORNIA SOLAR INTEGRATORS INC | New Construction | Orange | Orange | 92867 | Host Customer is System Owner | [7 empty] | 163.8 | 40.95 |  | Glycol | Advanced Controller with a Vacation or Holiday Mode | Solar Storage and Auxiliary Tanks are separate |  | 1 | 1 | 880 | Z08 | 22 | Units | Apartments/Condos | TRB-40 | 4 | 1 | 240 | 2 | 100 | 1 | 199000 | TRUE | 120 | 140 |  |  |  |  | City of Orange | FALSE | 63.66 |  | 2015-12-14 |  | 2015-12-15 | 2016-04-01 | 2017-09-19 | 2017-10-03 | 2574 | 40614 | Up-front Payment
SCG-005169 | Low Income Multifamily Residential | Domestic Hot Water | Gas | Southern California Gas Company | Incentive:Paid | 16054 | 24.89 |  | 1 | 645 |  | 645 |  | 2015-12-15 19:55 | 2016-04-01 | CALIFORNIA SOLAR INTEGRATORS INC | New Construction | Orange | Orange | 92867 | Host Customer is System Owner | [7 empty] | 163.8 | 40.95 |  | Glycol | Advanced Controller with a Vacation or Holiday Mode | Solar Storage and Auxiliary Tanks are separate |  | 1 | 1 | 960 | Z08 | 24 | Units | Apartments/Condos | TRB-40 | 4 | 1 | 240 | 2 | 100 | 1 | 199000 | TRUE | 120 | 140 |  |  |  |  | City of Orange | FALSE | 61.42 |  | 2015-12-14 |  | 2015-12-15 | 2016-04-01 | 2017-09-19 | 2017-10-03 | 2574 | 39614 | Up-front Payment
SCG-005170 | Low Income Multifamily Residential | Domestic Hot Water | Gas | Southern California Gas Company | Incentive:Paid | 14710 | 24.89 |  | 1 | 591 |  | 591 |  | 2015-12-15 19:56 | 2016-04-01 | CALIFORNIA SOLAR INTEGRATORS INC | New Construction | Orange | Orange | 92867 | Host Customer is System Owner | [7 empty] | 163.8 | 40.95 |  | Glycol | Advanced Controller with a Vacation or Holiday Mode | Solar Storage and Auxiliary Tanks are separate |  | 1 | 1 | 504 | Z08 | 12 | Units | Apartments/Condos | TRB-40 | 4 | 1 | 240 | 2 | 100 | 1 | 199000 | TRUE | 120 | 140 |  |  |  |  | City of Orange | FALSE | 68.72 |  | 2015-12-14 |  | 2015-12-15 | 2016-04-01 | 2017-09-19 | 2017-10-04 | 2574 | 40614 | Up-front Payment
SCG-005171 | Low Income Multifamily Residential | Domestic Hot Water | Gas | Southern California Gas Company | Incentive:Paid | 16054 | 24.89 |  | 1 | 645 |  | 645 |  | 2015-12-15 19:56 | 2016-04-01 | CALIFORNIA SOLAR INTEGRATORS INC | New Construction | Orange | Orange | 92867 | Host Customer is System Owner | [7 empty] | 163.8 | 40.95 |  | Glycol | Advanced Controller with a Vacation or Holiday Mode | Solar Storage and Auxiliary Tanks are separate |  | 1 | 1 | 960 | Z08 | 24 | Units | Apartments/Condos | TRB-40 | 4 | 1 | 240 | 2 | 100 | 1 | 199000 | TRUE | 120 | 140 |  |  |  |  | City of Orange | FALSE | 62.97 |  | 2015-12-14 |  | 2015-12-15 | 2016-04-01 | 2017-09-19 | 2017-10-03 | 2574 | 40614 | Up-front Payment
SCG-005172 | Low Income Multifamily Residential | Domestic Hot Water | Gas | Southern California Gas Company | Reservation:Canceled | 9931 | 24.89 |  | 1 | 399 |  | 399 |  |  |  |  | New Construction | Santa Ana | Orange | 92703 | Host Customer is System Owner | [7 empty] | 122.85 | 40.95 |  | Glycol | Steam Back | Solar Storage and Auxiliary Tanks are separate |  | 1 | 1 | 630 | Z06 | 15 | Units | Apartments/Condos | 10001803 | 3 | 1 | 240 | 2 | 100 | 1 | 199000 | TRUE | 120 | 140 | [5 empty] | FALSE | 82.41 | [7 empty] | 0 | 32883 | Up-front Payment
SCG-005173 | Low Income Multifamily Residential | Domestic Hot Water | Gas | Southern California Gas Company | Reservation:Canceled | 12420 | 24.89 |  | 1 | 499 |  | 499 |  |  |  |  | New Construction | Santa Ana | Orange | 92703 | Host Customer is System Owner | [7 empty] | 122.85 | 40.95 |  | Glycol | Steam Back | Solar Storage and Auxiliary Tanks are separate |  | 1 | 1 | 840 | Z06 | 20 | Units | Apartments/Condos | 10001803 | 3 | 1 | 220 | 2 | 100 | 1 | 199000 | TRUE | 120 | 140 | [5 empty] | FALSE | 65.9 | [7 empty] | 0 | 32883 | Up-front Payment
SCG-005174 | Low Income Multifamily Residential | Domestic Hot Water | Gas | Southern California Gas Company | Reservation:Canceled | 13192 | 24.89 |  | 1 | 530 |  | 530 |  |  |  |  | New Construction | Santa Ana | Orange | 92703 | Host Customer is System Owner | [7 empty] | 163.8 | 40.95 |  | Glycol | Steam Back | Solar Storage and Auxiliary Tanks are separate |  | 1 | 1 | 840 | Z06 | 20 | Units | Apartments/Condos | 10001803 | 4 | 1 | 300 | 3 | 100 | 1 | 199000 | TRUE | 120 | 140 | [5 empty] | FALSE | 83.01 | [7 empty] | 0 | 43995 | Up-front Payment
SCG-005175 | Low Income Multifamily Residential | Domestic Hot Water | Gas | Southern California Gas Company | Reservation:Canceled | 9931 | 24.89 |  | 1 | 399 |  | 399 |  |  |  |  | New Construction | Santa Ana | Orange | 92867 | Host Customer is System Owner | [7 empty] | 122.85 | 40.95 |  | Glycol | Steam Back | Solar Storage and Auxiliary Tanks are separate |  | 1 | 1 | 630 | Z06 | 15 | Units | Apartments/Condos | 10001803 | 3 | 1 | 240 | 2 | 100 | 1 | 199000 | TRUE | 120 | 140 | [5 empty] | FALSE | 82.41 | [7 empty] | 0 | 32883 | Up-front Payment
SDG-005176 | Commercial Pools | Pool Heating | Gas | San Diego Gas and Electric | Incentive:Paid | 12250 | 5 |  | 1 | 2976 |  | 2887 |  | 2015-12-09 12:13 | 2015-12-18 | REVCO SOLAR ENGINEERING INC | Retrofit | La Jolla | San Diego | 92037 | Host Customer is System Owner | [7 empty] | 960 | 38.4 |  | Drainback |  |  |  | 0.97 | 1 |  | Z07 |  |  |  | 10001954 | 25 | 1 | [5 empty] | FALSE |  |  |  | SunEarth - SETR A503 TTR U + VFS 20-400 |  | SunEarth - SETR A503 TTR U + VFS 20-400 | No Permit Needed for city | FALSE | 8.23 |  | 2015-11-11 | 2015-12-11 | 2015-12-09 | 2015-12-18 | 2016-07-26 | 2016-09-08 | 2951 | 24500 | Up-front Payment
SCG-005178 | Commercial Pools | Pool Heating | Gas | Southern California Gas Company | Incentive:Paid | 15293 | 5 |  | 1 | 4030 |  | 3828 |  | 2015-11-16 09:40 | 2015-11-19 | SUNTREK INDUSTRIES INC | Retrofit | San Pedro | Orange | 90732 | Host Customer is System Owner | [7 empty] | 1656 | 36 |  | Drainback |  |  |  | 0.95 | 1 |  | Z06 |  |  |  | 2007048A | 46 | 1 | [5 empty] | FALSE |  |  |  | SunEarth - SETR A503 TTR U + VFS 20-400 |  | SunEarth - SETR A503 TTR U + VFS 20-400 | Los Angeles | FALSE | 7.59 |  | 2015-11-11 |  | 2015-11-16 | 2015-11-19 | 2016-01-27 | 2016-02-09 | 3169 | 30585 | Up-front Payment
SCG-005179 | Commercial Pools | Pool Heating | Gas | Southern California Gas Company | Incentive:Paid | 7875 | 5 |  | 1 | 1575 |  | 1575 |  | 2015-12-04 14:42 | 2015-12-07 | ENERGX CONTROLS INC | Retrofit | Valencia | Los Angeles | 91355 | Host Customer is System Owner | [7 empty] | 400 | 40 |  | Drainback |  |  |  | 1 | 1 |  | Z09 |  |  |  | 10001954 | 10 | 1 | [5 empty] | FALSE | [6 empty] | Santa Clarita, Los Angeles, CA | FALSE | 11.05 |  | 2015-11-12 |  | 2015-12-04 | 2015-12-07 | 2016-08-29 | 2016-09-09 | 2969 | 17400 | Up-front Payment
SCG-005180 | Single Family Residential | Domestic Hot Water | Gas | Southern California Gas Company | Incentive:Paid | 1745 | 29.85 |  | 1 | 73 |  | 58 |  | 2015-11-18 10:30 | 2015-12-14 | ZERO ENERGY CONTRACTING INC | Retrofit | Bellflower | Los Angeles | 90706 | Host Customer is System Owner | 3 |  | 2012012B | GREENoneTEC Solarindustrie GmbH | SOLPAL (formerly Solcrafte) | SOLPAL L-G | Direct Integral Collector Storage (DI) | 26.11 |  | Solpal L |  |  | Solar Storage and Auxiliary Tanks are separate | 51 | 0.89 | 0.9 | 45 | Z08 | [18 empty] | City of Bellflower | FALSE | 136.71 |  | 2011-06-01: 2015-11-13; 2011-08-03: 2015-11-18; 2011-09-20: 2015-12-14 | 3232 | 9980 | Up-front Payment
SCG-005181 | Single Family Residential | Domestic Hot Water | Gas | Southern California Gas Company | Incentive:Paid | 1507 | 29.85 |  | 1 | 66 |  | 50 |  | 2015-11-19 13:34 | 2015-12-14 | ZERO ENERGY CONTRACTING INC | Retrofit | Whittier | Los Angeles | 90603 | Host Customer is System Owner | 4 |  | 30003825 | SunEarth, Inc. | CopperHeart | CP-40G | Direct Integral Collector Storage (DI) | 24.96 |  | CP-40 |  |  | Solar Storage and Auxiliary Tanks are separate | 39 | 0.9 | 0.85 | 55 | Z09 | [18 empty] | City of Whittier | FALSE | 151.21 |  | 2011-06-01: 2015-11-13; 2011-08-03: 2015-11-19; 2011-09-20: 2015-12-14 | 3232 | 9980 | Up-front Payment
SCG-005182 | Single Family Residential | Domestic Hot Water | Gas | Southern California Gas Company | Incentive:Paid | 1808 | 29.85 |  | 1 | 75 |  | 61 |  | 2015-11-16 08:35 | 2015-12-18 | ZERO ENERGY CONTRACTING INC | Retrofit | Pasadena | Los Alamitos | 91107 | Host Customer is System Owner | 4 |  | 2012012B | GREENoneTEC Solarindustrie GmbH | SOLPAL (formerly Solcrafte) | SOLPAL L-G | Direct Integral Collector Storage (DI) | 26.11 |  | Solpal L |  |  | Solar Storage and Auxiliary Tanks are separate | 51 | 0.95 | 0.85 | 55 | Z09 | [18 empty] | City of Pasadena | FALSE | 133.07 |  | 2011-06-01: 2015-11-13; 2011-08-03: 2015-11-16; 2011-09-20: 2015-12-18 | 3232 | 9980 | Up-front Payment
SCG-005183 | Single Family Residential | Domestic Hot Water | Gas | Southern California Gas Company | Incentive:Paid | 1891 | 29.85 |  | 1 | 66 |  | 63 |  | 2015-11-16 08:22 | 2015-11-20 | ZERO ENERGY CONTRACTING INC | Retrofit | Whittier | Los Angeles | 90603 | Host Customer is System Owner | 4 |  | 30003825 | SunEarth, Inc. | CopperHeart | CP-40G | Direct Integral Collector Storage (DI) | 24.96 |  | CP-40 |  |  | Solar Storage and Auxiliary Tanks are separate | 39 | 0.96 | 1 | 55 | Z09 | [18 empty] | City of Whittier | FALSE | 151.21 |  | 2011-06-01: 2015-11-13; 2011-08-03: 2015-11-16; 2011-09-20: 2015-11-20 | 3254 | 9980 | Up-front Payment
SCG-005184 | Single Family Residential | Domestic Hot Water | Gas | Southern California Gas Company | Incentive:Paid | 1621 | 29.85 |  | 1 | 73 |  | 54 |  | 2015-11-19 13:58 | 2015-12-14 | ZERO ENERGY CONTRACTING INC | Retrofit | Buena Park | Los Angeles | 90620 | Host Customer is System Owner | 3 |  | 2012012B | GREENoneTEC Solarindustrie GmbH | SOLPAL (formerly Solcrafte) | SOLPAL L-G | Direct Integral Collector Storage (DI) | 26.11 |  | Solpal L |  |  | Solar Storage and Auxiliary Tanks are separate | 51 | 0.93 | 0.8 | 45 | Z08 | [18 empty] | City of Buena Park | FALSE | 136.71 |  | 2011-06-01: 2015-11-13; 2011-08-03: 2015-11-19; 2011-09-20: 2015-12-14 | 3232 | 9980 | Up-front Payment
SCG-005186 | Single Family Residential | Domestic Hot Water | Gas | Southern California Gas Company | Incentive:Paid | 1760 | 29.85 |  | 1 | 64 |  | 59 |  | 2015-11-18 10:18 | 2015-12-11 | ZERO ENERGY CONTRACTING INC | Retrofit | Fullerton | Orange | 92831 | Host Customer is System Owner | 4 |  | 30003825 | SunEarth, Inc. | CopperHeart | CP-40G | Direct Integral Collector Storage (DI) | 24.96 |  | CP-40 |  |  | Solar Storage and Auxiliary Tanks are separate | 39 | 0.97 | 0.95 | 55 | Z08 | [18 empty] | City of Fullerton | FALSE | 155.94 |  | 2011-06-01: 2015-11-13; 2011-08-03: 2015-11-18; 2011-09-20: 2015-12-11 | 3218 | 9980 | Up-front Payment
SCG-005188 | Commercial/Multifamily Residential | Domestic Hot Water | Gas | Southern California Gas Company | Reservation:Canceled | 33697 | 17.16 |  | 2 | 1669 |  | 1669 |  |  |  |  | New Construction | National City | San Diego | 91950 | Host Customer is System Owner | [7 empty] | 409.5 | 40.95 |  | Glycol | Steam Back | Solar Storage and Auxiliary Tanks are separate |  | 1 | 1 | 1600 | Z07 | 40 | Units | Apartments/Condos | 10001803 | 10 | 1 | 712 | 1 | 100 | 1 | 199000 | TRUE | 120 | 140 | [5 empty] | FALSE | 40.57 |  | 2011-06-01: 2015-11-23; 2011-06-21: 2015-12-09 | 3244 | 67714 | Up-front Payment
PGE-005189 | Single Family Residential | Domestic Hot Water | Gas | Pacific Gas and Electric | Incentive:Canceled | 3441 | 29.85 |  | 1 | 131 |  | 115 |  | 2015-11-18 18:13 |  | SUN LIGHT & POWER | New Construction | Los Altos | Santa Clara | 94022 | Host Customer is System Owner | 2 |  | 2010137F | Heliodyne, Inc. | HELIOPAS | HPAS 1 410 G 75 AC S Z | Indirect Forced Circulation (IF) | 40.17 |  | 410 001 | Glycol | Pressure Stagnation Protection (PSP) | Solar and Auxiliary Storage are the same Tank | 80 | 0.88 | 1 | 35 | Z04 | [18 empty] | City of Los Altos | FALSE | 75.18 |  | 2011-06-01: 2015-11-17; 2011-06-21: 2015-12-04; 2011-08-03: 2015-11-18 | 3245 | 9849 | Up-front Payment
PGE-005190 | Commercial/Multifamily Residential | Domestic Hot Water | Gas | Pacific Gas and Electric | Incentive:Paid | 31133 | 20.19 |  | 1 | 1542 |  | 1542 |  | 2015-12-16 17:11 | 2016-01-08 | ADROIT ENERGY INC | Retrofit | SUNNYVALE | Santa Clara | 94085 | Host Customer is System Owner | [7 empty] | 480 | 40 |  | Glycol | Advanced Controller with a Vacation or Holiday Mode | Solar Storage and Auxiliary Tanks are separate |  | 1 | 1 | 840 | Z04 | 20 | Units | Apartments/Condos | 2009058C | 12 | 1 | 720 | 1 | 80 | 1 | 199999 | TRUE | 130 | 130 |  | SunEarth - SETR A503 TTR U + VFS 2-40 |  | SunEarth - SETR A503 TTR U + VFS 2-40 | City of Sunnyvale | FALSE | 32.23 |  | 2015-11-17 | 2015-12-29 | 2015-12-16 | 2016-01-08 | 2016-06-27 | 2016-06-30 | 3009 | 49700 | Up-front Payment
SCG-005191 | Low Income Multifamily Residential | Domestic Hot Water | Gas | Southern California Gas Company | Incentive:Paid | 10927 | 24.89 |  | 1 | 439 |  | 439 |  | 2015-12-14 10:53 | 2016-03-29 | CALIFORNIA SOLAR INTEGRATORS INC | New Construction | Santa Ana | Orange | 92703 | Host Customer is System Owner | [7 empty] | 122.85 | 40.95 |  | Glycol | Steam Back | Solar Storage and Auxiliary Tanks are separate |  | 1 | 1 | 630 | Z06 | 15 | Units | Apartments/Condos | 10001803 | 3 | 1 | 240 | 1 | 100 | 1 | 199000 | TRUE | 120 | 140 |  |  |  |  | City of Santa Ana | FALSE | 74.9 |  | 2015-11-20 |  | 2015-12-14 | 2016-03-29 | 2017-06-08 | 2017-06-26 | 2670 | 32883 | Up-front Payment
SCG-005192 | Low Income Multifamily Residential | Domestic Hot Water | Gas | Southern California Gas Company | Incentive:Paid | 10927 | 24.89 |  | 1 | 439 |  | 439 |  | 2015-12-14 10:55 | 2016-03-29 | CALIFORNIA SOLAR INTEGRATORS INC | New Construction | Santa Ana | Orange | 92703 | Host Customer is System Owner | [7 empty] | 122.85 | 40.95 |  | Glycol | Steam Back | Solar Storage and Auxiliary Tanks are separate |  | 1 | 1 | 630 | Z06 | 15 | Units | Apartments/Condos | 10001803 | 3 | 1 | 240 | 1 | 100 | 1 | 199000 | TRUE | 120 | 140 |  |  |  |  | City of Santa Ana | FALSE | 74.9 |  | 2015-11-20 |  | 2015-12-14 | 2016-03-29 | 2017-06-08 | 2017-06-26 | 2670 | 32883 | Up-front Payment
SCG-005193 | Low Income Multifamily Residential | Domestic Hot Water | Gas | Southern California Gas Company | Incentive:Paid | 12669 | 24.89 |  | 1 | 509 |  | 509 |  | 2015-12-14 11:03 | 2016-01-13 | CALIFORNIA SOLAR INTEGRATORS INC | New Construction | Santa Ana | Orange | 92703 | Host Customer is System Owner | [7 empty] | 122.85 | 40.95 |  | Glycol | Steam Back | Solar Storage and Auxiliary Tanks are separate |  | 1 | 1 | 840 | Z06 | 20 | Units | Apartments/Condos | 10001803 | 3 | 1 | 240 | 1 | 100 | 1 | 199000 | TRUE | 120 | 140 |  |  |  |  | City of Santa Ana | FALSE | 64.6 |  | 2015-11-20 |  | 2015-12-14 | 2016-01-13 | 2017-06-08 | 2017-06-26 | 2670 | 32883 | Up-front Payment
SCG-005195 | Low Income Multifamily Residential | Domestic Hot Water | Gas | Southern California Gas Company | Incentive:Paid | 14013 | 24.89 |  | 1 | 563 |  | 563 |  | 2015-12-14 11:04 | 2016-01-13 | CALIFORNIA SOLAR INTEGRATORS INC | New Construction | Santa Ana | Orange | 92703 | Host Customer is System Owner | [7 empty] | 163.8 | 40.95 |  | Glycol | Steam Back | Solar Storage and Auxiliary Tanks are separate |  | 1 | 1 | 840 | Z06 | 20 | Units | Apartments/Condos | 10001803 | 4 | 1 | 240 | 1 | 100 | 1 | 199000 | TRUE | 120 | 140 |  |  |  |  | City of Santa Ana | FALSE | 78.14 |  | 2015-11-20 |  | 2015-12-14 | 2016-01-13 | 2017-06-08 | 2017-06-26 | 2670 | 43995 | Up-front Payment
SCG-005196 | Commercial Pools | Pool Heating | Gas | Southern California Gas Company | Incentive:Paid | 6627 | 5 |  | 1 | 1985 |  | 1985 |  | 2015-12-04 10:33 | 2015-12-07 | CALIFORNIA SOLAR THERMAL INC | Retrofit | Palm Springs | Riverside | 92262 | Host Customer is System Owner | [7 empty] | 651.2 | 40.7 |  | Drainback | Steam Back |  |  | 1 | 1 |  | Z15 |  |  |  | 10001888 | 16 | 1 | [5 empty] | FALSE |  |  |  | SunEarth - SETR A503 TTR U + VFS 20-400 |  | SunEarth - SETR A503 TTR U + VFS 20-400 | County of Riverside | FALSE | 6.68 |  | 2015-11-21 |  | 2015-12-04 | 2015-12-07 | 2015-12-17 | 2016-01-07 | 3210 | 13253 | Up-front Payment
PGE-005197 | Single Family Residential | Domestic Hot Water | Gas | Pacific Gas and Electric | Incentive:Paid | 4366 | 29.85 |  | 1 | 159 |  | 159 |  | 2015-11-20 13:36 | 2016-02-02 | BONNEY INC | Retrofit | Sonoma | Sonoma | 95476 | Host Customer is System Owner | 4 |  | 2007023A | HTP, Inc. | PHOENIX SOLAR | PH-80S | Indirect Forced Circulation (IF) | 39.83 |  | SS-40-FP | Glycol | Advanced Controller with a Vacation or Holiday Mode | Solar and Auxiliary Storage are the same Tank | 80 | 1 | 1 | 55 | Z02 | [18 empty] | Sonoma | FALSE | 113.21 |  | 2015-11-19 | 2016-01-27 |  |  | 2015-11-20 | 2016-02-02 | 3166 | 18000 | Up-front Payment
PGE-005198 | Commercial/Multifamily Residential | Domestic Hot Water | Gas | Pacific Gas and Electric | Incentive:Paid | 26722 | 20.19 |  | 1 | 1539 |  | 1324 |  | 2015-12-16 17:12 | 2016-01-12 | ADROIT ENERGY INC | Retrofit | Sunnyvale | Santa Clara | 94085 | Host Customer is System Owner | [7 empty] | 480 | 40 |  | Glycol | Advanced Controller with a Vacation or Holiday Mode | Solar Storage and Auxiliary Tanks are separate |  | 0.86 | 1 | 840 | Z04 | 20 | Units | Apartments/Condos | 2009058C | 12 | 1 | 720 | 1 | 80 | 1 | 199999 | TRUE | 130 | 130 |  | SunEarth - SETR A503 TTR U + VFS 2-40 |  | SunEarth - SETR A503 TTR U + VFS 2-40 | City of Sunnyvale | FALSE | 32.29 |  | 2015-11-20 | 2015-12-29 | 2015-12-16 | 2016-01-12 | 2016-06-27 | 2016-06-30 | 3009 | 49700 | Up-front Payment
PGE-005199 | Commercial/Multifamily Residential | Domestic Hot Water | Gas | Pacific Gas and Electric | Incentive:Paid | 25790 | 20.19 |  | 1 | 1539 |  | 1277 |  | 2015-12-16 17:12 | 2016-01-08 | ADROIT ENERGY INC | Retrofit | Sunnyvale | Santa Clara | 94085 | Host Customer is System Owner | [7 empty] | 480 | 40 |  | Glycol | Advanced Controller with a Vacation or Holiday Mode | Solar Storage and Auxiliary Tanks are separate |  | 0.83 | 1 | 840 | Z04 | 20 | Units | Apartments/Condos | 2009058C | 12 | 1 | 720 | 1 | 80 | 1 | 199999 | TRUE | 130 | 130 |  | SunEarth - SETR A503 TTR U + VFS 2-40 |  | SunEarth - SETR A503 TTR U + VFS 2-40 | City of Sunnyvale | FALSE | 32.29 |  | 2015-11-20 | 2015-12-29 | 2015-12-16 | 2016-01-08 | 2016-07-25 | 2016-07-28 | 3000 | 49700 | Up-front Payment
PGE-005200 | Commercial/Multifamily Residential | Domestic Hot Water | Gas | Pacific Gas and Electric | Incentive:Paid | 27820 | 20.19 |  | 1 | 1531 |  | 1378 |  | 2015-12-17 11:08 | 2016-01-08 | ADROIT ENERGY INC | Retrofit | Sunnyvale | Santa Clara | 94085 | Host Customer is System Owner | [7 empty] | 480 | 40 |  | Glycol | Advanced Controller with a Vacation or Holiday Mode | Solar Storage and Auxiliary Tanks are separate |  | 0.9 | 1 | 840 | Z04 | 20 | Units | Apartments/Condos | 2009058C | 12 | 1 | 720 | 1 | 80 | 1 | 199999 | TRUE | 130 | 130 |  | SunEarth - SETR A503 TTR U + VFS 2-40 |  | SunEarth - SETR A503 TTR U + VFS 2-40 | City of Sunnyvale | FALSE | 32.46 |  | 2015-11-20 | 2015-12-29 | 2015-12-17 | 2016-01-08 | 2016-07-26 | 2016-08-01 | 3000 | 49700 | Up-front Payment
PGE-005201 | Commercial/Multifamily Residential | Domestic Hot Water | Gas | Pacific Gas and Electric | Incentive:Paid | 30911 | 20.19 |  | 1 | 1531 |  | 1531 |  | 2015-12-17 11:12 | 2016-01-07 | ADROIT ENERGY INC | Retrofit | Sunnyvale | Santa Clara | 94085 | Host Customer is System Owner | [7 empty] | 480 | 40 |  | Glycol | Advanced Controller with a Vacation or Holiday Mode | Solar Storage and Auxiliary Tanks are separate |  | 1 | 1 | 840 | Z04 | 20 | Units | Apartments/Condos | 2009058C | 12 | 1 | 720 | 1 | 80 | 1 | 199999 | TRUE | 130 | 130 |  | SunEarth - SETR A503 TTR U + VFS 2-40 |  | SunEarth - SETR A503 TTR U + VFS 2-40 | City of Sunnyvale | FALSE | 32.46 |  | 2015-11-20 | 2015-12-29 | 2015-12-17 | 2016-01-07 | 2016-07-22 | 2016-07-28 | 3000 | 49700 | Up-front Payment
PGE-005202 | Commercial/Multifamily Residential | Domestic Hot Water | Gas | Pacific Gas and Electric | Incentive:Paid | 30871 | 20.19 |  | 1 | 1529 |  | 1529 |  | 2015-12-17 11:09 | 2016-01-07 | ADROIT ENERGY INC | Retrofit | Sunnyvale | Santa Clara | 94085 | Host Customer is System Owner | [7 empty] | 480 | 40 |  | Glycol | Advanced Controller with a Vacation or Holiday Mode | Solar Storage and Auxiliary Tanks are separate |  | 1 | 1 | 840 | Z04 | 20 | Units | Apartments/Condos | 2009058C | 12 | 1 | 720 | 1 | 80 | 1 | 199999 | TRUE | 130 | 130 |  | SunEarth - SETR A503 TTR U + VFS 2-40 |  | SunEarth - SETR A503 TTR U + VFS 2-40 | City of Sunnyvale | FALSE | 32.5 |  | 2015-11-20 | 2015-12-30 | 2015-12-17 | 2016-01-07 | 2016-07-26 | 2016-08-01 | 3000 | 49700 | Up-front Payment
PGE-005203 | Commercial/Multifamily Residential | Domestic Hot Water | Gas | Pacific Gas and Electric | Incentive:Paid | 30608 | 20.19 |  | 1 | 1516 |  | 1516 |  | 2015-12-17 11:11 | 2016-01-07 | ADROIT ENERGY INC | Retrofit | SUNNYVALE | Santa Clara | 94085 | Host Customer is System Owner | [7 empty] | 480 | 40 |  | Glycol | Advanced Controller with a Vacation or Holiday Mode | Solar Storage and Auxiliary Tanks are separate |  | 1 | 1 | 840 | Z04 | 20 | Units | Apartments/Condos | 2009058C | 12 | 1 | 720 | 1 | 80 | 1 | 199999 | TRUE | 130 | 130 |  | SunEarth - SETR A503 TTR U + VFS 2-40 |  | SunEarth - SETR A503 TTR U + VFS 2-40 | City of Sunnyvale | FALSE | 32.78 |  | 2015-11-20 | 2015-12-30 | 2015-12-17 | 2016-01-07 | 2016-07-08 | 2016-07-12 | 3000 | 49700 | Up-front Payment
PGE-005204 | Commercial/Multifamily Residential | Domestic Hot Water | Gas | Pacific Gas and Electric | Incentive:Paid | 24486 | 20.19 |  | 1 | 1516 |  | 1213 |  | 2015-12-17 11:14 | 2016-01-07 | ADROIT ENERGY INC | Retrofit | Sunnyvale | Santa Clara | 94085 | Host Customer is System Owner | [7 empty] | 480 | 40 |  | Glycol | Advanced Controller with a Vacation or Holiday Mode | Solar Storage and Auxiliary Tanks are separate |  | 0.8 | 1 | 840 | Z04 | 20 | Units | Apartments/Condos | 2009058C | 12 | 1 | 720 | 1 | 80 | 1 | 199999 | TRUE | 130 | 130 |  | SunEarth - SETR A503 TTR U + VFS 2-40 |  | SunEarth - SETR A503 TTR U + VFS 2-40 | City of Sunnyvale | FALSE | 32.78 |  | 2015-11-20 | 2015-12-30 | 2015-12-17 | 2016-01-07 | 2016-06-28 | 2016-06-30 | 3009 | 49700 | Up-front Payment
PGE-005205 | Commercial/Multifamily Residential | Domestic Hot Water | Gas | Pacific Gas and Electric | Incentive:Paid | 29039 | 20.19 |  | 1 | 1514 |  | 1438 |  | 2015-12-17 11:15 | 2016-01-07 | ADROIT ENERGY INC | Retrofit | Sunnyvale | Santa Clara | 94085 | Host Customer is System Owner | [7 empty] | 480 | 40 |  | Glycol | Advanced Controller with a Vacation or Holiday Mode | Solar Storage and Auxiliary Tanks are separate |  | 0.95 | 1 | 840 | Z04 | 20 | Units | Apartments/Condos | 2009058C | 12 | 1 | 720 | 1 | 80 | 1 | 199999 | TRUE | 130 | 130 |  | SunEarth - SETR A503 TTR U + VFS 2-40 |  | SunEarth - SETR A503 TTR U + VFS 2-40 | City of Sunnyvale | FALSE | 32.83 |  | 2015-11-20 | 2016-01-04 | 2015-12-17 | 2016-01-07 | 2016-06-28 | 2016-06-30 | 3009 | 49700 | Up-front Payment
PGE-005206 | Commercial/Multifamily Residential | Domestic Hot Water | Gas | Pacific Gas and Electric | Incentive:Paid | 20662 | 20.19 |  | 1 | 1462 |  | 1023 |  | 2015-12-17 11:18 | 2016-01-07 | ADROIT ENERGY INC | Retrofit | Sunnyvale | Santa Clara | 94085 | Host Customer is System Owner | [7 empty] | 480 | 40 |  | Glycol | Advanced Controller with a Vacation or Holiday Mode | Solar Storage with Tankless Auxiliary Water Heater |  | 0.7 | 1 | 840 | Z04 | 20 | Units | Apartments/Condos | 2009058C | 12 | 1 | 676 | 1 | 0 | 0 | 199000 | TRUE | 130 | 130 |  | SunEarth - SETR A503 TTR U + VFS 2-40 |  | SunEarth - SETR A503 TTR U + VFS 2-40 | City of Sunnyvale | FALSE | 33.99 |  | 2015-11-20 | 2016-01-04 | 2015-12-17 | 2016-01-07 | 2016-06-28 | 2016-08-03 | 2874 | 49700 | Up-front Payment
SCG-005207 | Commercial Pools | Pool Heating | Gas | Southern California Gas Company | Incentive:Paid | 16450 | 5 |  | 1 | 3481 |  | 3481 |  | 2015-12-09 14:36 | 2015-12-10 | ENERGX CONTROLS INC | Retrofit | Lake Forest | Orange | 92630 | Host Customer is System Owner | [7 empty] | 1027 | 39.5 |  | Drainback |  |  |  | 1 | 1 |  | Z08 |  |  |  | 10001954 | 26 | 1 | [5 empty] | FALSE |  |  |  | Flow meter, Blue White F2000, Model: ASD |  | Flow meter, Blue White F2000, Model: ASD | Lake Forest, Orange, CA | FALSE | 9.45 |  | 2015-11-20 |  | 2015-12-09 | 2015-12-10 | 2016-09-20 | 2016-09-21 | 2943 | 32900 | Up-front Payment
PGE-005208 | Commercial/Multifamily Residential | Domestic Hot Water | Gas | Pacific Gas and Electric | Incentive:Paid | 24890 | 20.19 |  | 1 | 1541 |  | 1233 |  | 2015-12-17 11:18 | 2016-01-07 | ADROIT ENERGY INC | Retrofit | Sunnyvale | Santa Clara | 94085 | Host Customer is System Owner | [7 empty] | 480 | 40 |  | Glycol | Advanced Controller with a Vacation or Holiday Mode | Solar Storage and Auxiliary Tanks are separate |  | 0.8 | 1 | 840 | Z04 | 20 | Units | Apartments/Condos | 2009058C | 12 | 1 | 720 | 1 | 80 | 1 | 199999 | TRUE | 130 | 130 |  | SunEarth - SETR A503 TTR U + VFS 2-40 |  | SunEarth - SETR A503 TTR U + VFS 2-40 | City of Sunnyvale | FALSE | 32.25 |  | 2015-11-20 | 2016-01-04 | 2015-12-17 | 2016-01-07 | 2016-06-27 | 2016-06-30 | 3009 | 49700 | Up-front Payment
PGE-005209 | Commercial/Multifamily Residential | Domestic Hot Water | Gas | Pacific Gas and Electric | Incentive:Paid | 27983 | 20.19 |  | 1 | 1540 |  | 1386 |  | 2015-12-17 11:19 | 2016-01-08 | ADROIT ENERGY INC | Retrofit | Sunnyvale | Santa Clara | 94085 | Host Customer is System Owner | [7 empty] | 480 | 40 |  | Glycol | Advanced Controller with a Vacation or Holiday Mode | Solar Storage and Auxiliary Tanks are separate |  | 0.9 | 1 | 840 | Z04 | 20 | Units | Apartments/Condos | 2009058C | 12 | 1 | 720 | 1 | 80 | 1 | 199999 | TRUE | 130 | 130 |  | SunEarth - SETR A503 TTR U + VFS 2-40 |  | SunEarth - SETR A503 TTR U + VFS 2-40 | City of Sunnyvale | FALSE | 32.27 |  | 2015-11-20 | 2016-01-05 | 2015-12-17 | 2016-01-08 | 2016-06-27 | 2016-07-06 | 3009 | 49700 | Up-front Payment
PGE-005210 | Commercial/Multifamily Residential | Domestic Hot Water | Gas | Pacific Gas and Electric | Incentive:Paid | 26120 | 20.19 |  | 1 | 1522 |  | 1294 |  | 2015-12-17 11:20 | 2016-01-08 | ADROIT ENERGY INC | Retrofit | Sunnyvale | Santa Clara | 94085 | Host Customer is System Owner | [7 empty] | 480 | 40 |  | Glycol | Advanced Controller with a Vacation or Holiday Mode | Solar Storage and Auxiliary Tanks are separate |  | 0.85 | 1 | 840 | Z04 | 20 | Units | Apartments/Condos | 2009058C | 12 | 1 | 720 | 1 | 80 | 1 | 199999 | TRUE | 130 | 130 |  | SunEarth - SETR A503 TTR U + VFS 2-40 |  | SunEarth - SETR A503 TTR U + VFS 2-40 | City of Sunnyvale | FALSE | 32.65 |  | 2015-11-20 | 2016-01-05 | 2015-12-17 | 2016-01-08 | 2016-06-27 | 2016-06-30 | 3009 | 49700 | Up-front Payment
PGE-005211 | Commercial/Multifamily Residential | Domestic Hot Water | Gas | Pacific Gas and Electric | Incentive:Paid | 24874 | 20.19 |  | 1 | 1540 |  | 1232 |  | 2015-12-17 11:20 | 2016-01-08 | ADROIT ENERGY INC | Retrofit | Sunnyvale | Santa Clara | 94085 | Host Customer is System Owner | [7 empty] | 480 | 40 |  | Glycol | Advanced Controller with a Vacation or Holiday Mode | Solar Storage and Auxiliary Tanks are separate |  | 0.8 | 1 | 840 | Z04 | 20 | Units | Apartments/Condos | 2009058C | 12 | 1 | 720 | 1 | 80 | 1 | 199999 | TRUE | 130 | 130 |  | SunEarth - SETR A503 TTR U + VFS 2-40 |  | SunEarth - SETR A503 TTR U + VFS 2-40 | City of Sunnyvale | FALSE | 32.27 |  | 2015-11-20 | 2016-01-05 | 2015-12-17 | 2016-01-08 | 2016-06-27 | 2016-06-30 | 3009 | 49700 | Up-front Payment
PGE-005212 | Commercial/Multifamily Residential | Domestic Hot Water | Gas | Pacific Gas and Electric | Incentive:Paid | 28541 | 20.19 |  | 1 | 1488 |  | 1414 |  | 2015-12-17 11:21 | 2016-01-08 | ADROIT ENERGY INC | Retrofit | Sunnyvale | Santa Clara | 94805 | Host Customer is System Owner | [7 empty] | 480 | 40 |  | Glycol | Advanced Controller with a Vacation or Holiday Mode | Solar Storage with Tankless Auxiliary Water Heater |  | 0.95 | 1 | 840 | Z04 | 20 | Units | Apartments/Condos | 2009058C | 12 | 1 | 712 | 1 | 0 | 0 | 199000 | TRUE | 130 | 130 |  | SunEarth - SETR A503 TTR U + VFS 2-40 |  | SunEarth - SETR A503 TTR U + VFS 2-40 | City of Sunnyvale | FALSE | 33.4 |  | 2015-11-20 | 2016-01-05 | 2015-12-17 | 2016-01-08 | 2016-06-27 | 2016-08-03 | 2836 | 49700 | Up-front Payment
PGE-005213 | Commercial/Multifamily Residential | Domestic Hot Water | Gas | Pacific Gas and Electric | Incentive:Paid | 31113 | 20.19 |  | 1 | 1541 |  | 1541 |  | 2015-12-17 11:22 | 2016-01-13 | ADROIT ENERGY INC | Retrofit | Sunnyvale | Santa Clara | 94805 | Host Customer is System Owner | [7 empty] | 480 | 40 |  | Glycol | Advanced Controller with a Vacation or Holiday Mode | Solar Storage and Auxiliary Tanks are separate |  | 1 | 1 | 840 | Z04 | 20 | Units | Apartments/Condos | 2009058C | 12 | 1 | 720 | 1 | 80 | 1 | 199999 | TRUE | 130 | 130 |  | SunEarth - SETR A503 TTR U + VFS 2-40 |  | SunEarth - SETR A503 TTR U + VFS 2-40 | City of Sunnyvale | FALSE | 32.25 |  | 2015-11-20 | 2015-12-30 | 2015-12-17 | 2016-01-13 | 2016-06-27 | 2016-07-01 | 3009 | 49700 | Up-front Payment
PGE-005214 | Commercial/Multifamily Residential | Domestic Hot Water | Gas | Pacific Gas and Electric | Incentive:Paid | 31093 | 20.19 |  | 1 | 1540 |  | 1540 |  | 2015-12-17 11:22 | 2016-01-07 | ADROIT ENERGY INC | Retrofit | Sunnyvale | Santa Clara | 94085 | Host Customer is System Owner | [7 empty] | 480 | 40 |  | Glycol | Advanced Controller with a Vacation or Holiday Mode | Solar Storage and Auxiliary Tanks are separate |  | 1 | 1 | 840 | Z04 | 20 | Units | Apartments/Condos | 2009058C | 12 | 1 | 720 | 1 | 80 | 1 | 199999 | TRUE | 130 | 130 |  | SunEarth - SETR A503 TTR U + VFS 2-40 |  | SunEarth - SETR A503 TTR U + VFS 2-40 | City of Sunnyvale | FALSE | 32.27 |  | 2015-11-20 | 2015-12-30 | 2015-12-17 | 2016-01-07 | 2016-06-27 | 2016-07-01 | 3009 | 49700 | Up-front Payment
SCG-005215 | Single Family Residential | Domestic Hot Water | Gas | Southern California Gas Company | Incentive:Paid | 1865 | 29.85 |  | 1 | 75 |  | 62 |  | 2015-12-11 10:15 | 2015-12-18 | ZERO ENERGY CONTRACTING INC | Retrofit | Burbank | Los Angeles | 91505 | Host Customer is System Owner | 3 |  | 2012012B | GREENoneTEC Solarindustrie GmbH | SOLPAL (formerly Solcrafte) | SOLPAL L-G | Direct Integral Collector Storage (DI) | 26.11 |  | Solpal L |  |  | Solar Storage and Auxiliary Tanks are separate | 51 | 0.98 | 0.85 | 45 | Z09 | [18 empty] | City of Burbank | FALSE | 133.07 |  | 2011-06-01: 2015-11-23; 2011-08-03: 2015-12-11; 2011-09-20: 2015-12-18 | 3233 | 9980 | Up-front Payment
SCG-005216 | Single Family Residential | Domestic Hot Water | Gas | Southern California Gas Company | Incentive:Paid | 1910 | 29.85 |  | 1 | 64 |  | 64 |  | 2016-01-04 13:59 | 2016-01-27 | ZERO ENERGY CONTRACTING INC | Retrofit | Lakewood | Los Angeles | 90712 | Host Customer is System Owner | 3 |  | 30003825 | SunEarth, Inc. | CopperHeart | CP-40G | Direct Integral Collector Storage (DI) | 24.96 |  | CP-40 |  |  | Solar Storage and Auxiliary Tanks are separate | 39 | 1 | 1 | 45 | Z08 | [18 empty] | City of Lakewood | FALSE | 155.94 |  | 2011-06-01: 2015-11-23; 2011-08-03: 2016-01-04; 2011-09-20: 2016-01-27 | 3189 | 9980 | Up-front Payment
SCG-005217 | Single Family Residential | Domestic Hot Water | Gas | Southern California Gas Company | Incentive:Paid | 2042 | 29.85 |  | 1 | 75 |  | 68 |  | 2016-04-06 16:52 | 2016-04-15 | ZERO ENERGY CONTRACTING INC | Retrofit | North Hills | Los Angeles | 91343 | Host Customer is System Owner | 5 |  | 2012012B | GREENoneTEC Solarindustrie GmbH | SOLPAL (formerly Solcrafte) | SOLPAL L-G | Direct Integral Collector Storage (DI) | 26.11 |  | Solpal L |  |  | Solar Storage and Auxiliary Tanks are separate | 51 | 0.96 | 0.95 | 65 | Z09 | [18 empty] | City of Los Angeles | FALSE | 133.07 |  | 2011-06-01: 2015-11-23; 2011-08-03: 2016-04-06; 2011-09-20: 2016-04-15 | 3107 | 9980 | Up-front Payment
SCG-005218 | Single Family Residential | Domestic Hot Water | Gas | Southern California Gas Company | Incentive:Paid | 1903 | 29.85 |  | 1 | 75 |  | 64 |  | 2016-01-04 13:08 | 2016-01-27 | ZERO ENERGY CONTRACTING INC | Retrofit | Encino | Los Angeles | 91316 | Host Customer is System Owner | 3 |  | 2012012B | GREENoneTEC Solarindustrie GmbH | SOLPAL (formerly Solcrafte) | SOLPAL L-G | Direct Integral Collector Storage (DI) | 26.11 |  | Solpal L |  |  | Solar Storage and Auxiliary Tanks are separate | 51 | 1 | 0.85 | 45 | Z09 | [18 empty] | City of Los Angeles | FALSE | 133.07 |  | 2011-06-01: 2015-11-23; 2011-08-03: 2016-01-04; 2011-09-20: 2016-01-27 | 3189 | 9980 | Up-front Payment
SCG-005219 | Commercial/Multifamily Residential | Domestic Hot Water | Gas | Southern California Gas Company | Reservation:Canceled | 55543 | 17.16 |  | 2 | 2751 |  | 2751 |  |  |  |  | New Construction | National City | San Diego | 91950 | Host Customer is System Owner | [7 empty] | 737.1 | 40.95 |  | Glycol | Steam Back | Solar Storage and Auxiliary Tanks are separate |  | 1 | 1 | 2622 | Z07 | 69 | Units | Apartments/Condos | 10001803 | 18 | 1 | 1290 | 6 | 215 | 1 | 250000 | TRUE | 120 | 140 | [5 empty] | FALSE | 44.31 |  | 2011-06-01: 2015-11-23; 2011-06-21: 2015-12-09 | 3244 | 121884 | Up-front Payment
SCG-005220 | Single Family Residential | Domestic Hot Water | Gas | Southern California Gas Company | Incentive:Paid | 1694 | 29.85 |  | 1 | 66 |  | 57 |  | 2015-12-16 10:52 | 2016-01-07 | ZERO ENERGY CONTRACTING INC | Retrofit | No. Hollywood | Los Angeles | 91602 | Host Customer is System Owner | 3 |  | 30003825 | SunEarth, Inc. | CopperHeart | CP-40G | Direct Integral Collector Storage (DI) | 24.96 |  | CP-40 |  |  | Solar Storage and Auxiliary Tanks are separate | 39 | 0.86 | 1 | 45 | Z09 | [18 empty] | City of Los Angeles | FALSE | 151.21 |  | 2011-06-01: 2015-11-23; 2011-08-03: 2015-12-16; 2011-09-20: 2016-01-07 | 3211 | 9980 | Up-front Payment
SCG-005221 | Single Family Residential | Domestic Hot Water | Gas | Southern California Gas Company | Incentive:Paid | 1645 | 29.85 |  | 1 | 75 |  | 55 |  | 2015-12-15 15:49 | 2016-01-07 | ZERO ENERGY CONTRACTING INC | Retrofit | Van Nuys | Los Angeles | 91411 | Host Customer is System Owner | 3 |  | 2012012B | GREENoneTEC Solarindustrie GmbH | SOLPAL (formerly Solcrafte) | SOLPAL L-G | Direct Integral Collector Storage (DI) | 26.11 |  | Solpal L |  |  | Solar Storage and Auxiliary Tanks are separate | 51 | 0.98 | 0.75 | 45 | Z09 | [18 empty] | City of Los Angeles | FALSE | 133.07 |  | 2011-06-01: 2015-11-23; 2011-08-03: 2015-12-15; 2011-09-20: 2016-01-07 | 3210 | 9980 | Up-front Payment
PGE-005222 | Low Income Single Family Residential | Domestic Hot Water | Gas | Pacific Gas and Electric | Incentive:Canceled | 3397 | 36.9 |  | 1 | 93 |  | 92 |  |  |  | MERCED COUNTY COMMUNITY ACTION BOARD | Retrofit | DELHI | Merced | 95315 | Host Customer is System Owner | 5 |  | 2010068A | Fafco, Inc. | 500 SERIES | 500-48SF-50G-50S | Indirect Forced Circulation (IF) | 48.78 |  | 2x8, 2x12 | Glycol | Unglazed Collectors | Solar Storage and Auxiliary Tanks are separate | 49.929 | 0.99 | 1 | 65 | Z12 | [18 empty] | MERCED COUNTY | FALSE | 39.97 |  | 2011-06-01: 2015-11-23; 2011-06-21: 2015-12-10 | 3244 | 3717.31 | Up-front Payment
SCG-005223 | Commercial Pools | Pool Heating | Gas | Southern California Gas Company | Incentive:Paid | 32800 | 5 |  | 1 | 7913 |  | 7755 |  | 2015-12-11 14:43 | 2015-12-14 | ENERGX CONTROLS INC | Retrofit | Foothill Ranch | Orange | 92610 | Host Customer is System Owner | [7 empty] | 2200 | 40 |  | Drainback |  |  |  | 0.98 | 1 |  | Z08 |  |  |  | 10001954 | 55 | 1 | [5 empty] | FALSE |  |  |  | Flow meter, Blue White F2000, Model: ASD |  | Flow meter, Blue White F2000, Model: ASD | Foothill Ranch, Orange, CA | FALSE | 8.29 |  | 2015-11-23 |  | 2015-12-11 | 2015-12-14 | 2016-08-29 | 2016-08-30 | 2959 | 65600 | Up-front Payment
SCG-005224 | Commercial Pools | Pool Heating | Gas | Southern California Gas Company | Incentive:Paid | 3435 | 5 |  | 1 | 687 |  | 687 |  | 2015-12-01 10:48 | 2015-12-02 | ALL VALLEY SOLAR INC | Retrofit | Van Nuys | Van Nuys | 91401 | Host Customer is System Owner | [7 empty] | 235.74 | 39.29 |  | Drainback |  |  |  | 1 | 1 |  | Z09 |  |  |  | PP 40 (2" Model) | 6 | 1 | [5 empty] | FALSE | [6 empty] | LADBS | FALSE | 15.05 |  | 2015-11-24 |  | 2015-12-01 | 2015-12-02 | 2015-12-18 | 2016-01-07 | 3211 | 10340 | Up-front Payment
SCG-005225 | Commercial/Multifamily Residential | Domestic Hot Water | Gas | Southern California Gas Company | Incentive:Paid | 71614 | 20.19 |  | 1 | 3547 |  | 3547 |  | 2015-12-05 11:11 | 2016-01-05 | ALL VALLEY SOLAR INC | Retrofit | Los Angeles | Los Angeles | 90026 | Host Customer is System Owner | [7 empty] | 886.41 | 32.83 |  | Drainback |  | Solar Storage and Auxiliary Tanks are separate |  | 1 | 1 | 2000 | Z09 | 50 | Units | Apartments/Condos | TRB-32 | 27 | 3 | 1520 | 1 | 200 | 2 | 398000 | TRUE | 135 | 140 |  | SunEarth - SETR A503 TTR U + VFS 5-100 |  | SunEarth - SETR A503 TTR U + VFS 5-100 | LADBS | FALSE | 24.67 |  | 2015-11-25 |  | 2015-12-05 | 2016-01-05 | 2016-03-21 | 2016-04-05 | 3119 | 87520 | Up-front Payment
PGE-005226 | Single Family Residential | Domestic Hot Water | Gas | Pacific Gas and Electric | Incentive:Canceled | 1558 | 29.85 |  | 1 | 58 |  | 52 |  | 2016-01-07 13:02 |  | KARL D'ANGELO PLUMBING | Retrofit | Novato | Marin | 94947 | Host Customer is System Owner | 3 |  | 30003825 | SunEarth, Inc. | CopperHeart | CP-40G | Direct Integral Collector Storage (DI) | 24.96 |  | CP-40 |  |  | Solar and Auxiliary Storage are the same Tank | 40 | 0.9 | 1 | 45 | Z02 | [18 empty] | Novato, CA | FALSE | 121.35 |  | 2011-06-01: 2015-11-25; 2011-06-21: 2016-01-07; 2011-08-03: 2016-01-07 | 3189 | 7038.44 | Up-front Payment
PGE-005227 | Commercial/Multifamily Residential | Domestic Hot Water | Gas | Pacific Gas and Electric | Incentive:Canceled | 152559 | 20.19 |  | 1 | 7871 |  | 7556 |  | 2016-02-12 10:06 | 2016-03-07 |  | Retrofit | SAN JOSE | Santa Clara | 95112 | Host Customer is System Owner | [7 empty] | 2410.2 | 40.17 |  | Glycol | Pressure Stagnation Protection (PSP) | Solar Storage and Auxiliary Tanks are separate |  | 0.96 | 1 | 7560 | Z04 | 216 | Units | Apartments/Condos | 2010115A | 60 | 2 | 4350 | 1 | 400 | 1 | 2000000 | TRUE | 125 | 125 |  | Heliodyne - Delta-T Pro Ethernet |  | Heliodyne - Delta-T Pro Ethernet |  | FALSE | 34.25 |  | 2016-01-26 | 2016-02-16 | 2016-02-12 | 2016-03-07 |  |  | 3155 | 269585 | Up-front Payment
PGE-005228 | Single Family Residential | Domestic Hot Water | Gas | Pacific Gas and Electric | Incentive:Paid | 2776 | 29.85 |  | 1 | 93 |  | 93 |  | 2016-01-05 16:31 | 2016-02-03 | ACR SOLAR INTERNATIONAL CORP | Retrofit | AUBURN | Auburn | 95603 | Host Customer is System Owner | 4 |  | 2001019A | ACR Solar International | SKYLINE SYSTEM 5 | 200152C80EX2TG | Indirect Forced Circulation (IF) | 40.64 |  | 20-01 | Glycol | Advanced Controller with a Vacation or Holiday Mode | Solar Storage and Auxiliary Tanks are separate | 80 | 1 | 1 | 55 | Z11 | [18 empty] | Auburn | FALSE | 73.12 |  | 2015-12-01 | 2016-02-03 |  |  | 2016-01-05 | 2016-02-03 | 3166 | 6800 | Up-front Payment
SCG-005229 | Commercial/Multifamily Residential | Domestic Hot Water | Gas | Southern California Gas Company | Incentive:Paid | 33675 | 25 |  | 1 SCG | 1347 |  | 1347 |  | 2016-06-05 10:07 | 2016-06-13 | DOCTOR PIPER INC | Retrofit | Los Angeles | Los Angeles | 90008 | Host Customer is System Owner | [7 empty] | 402.75 | 26.85 |  | Glycol | Steam Back | Solar Storage with Tankless Auxiliary Water Heater |  | 1 | 1 | 1040 | Z09 | 26 | Units | Apartments/Condos | 2007042A | 15 | 1 | 1000 | 1 | 0 | 0 | 525000 | TRUE | 125 | 125 |  |  |  |  | Los Angeles Department of building and safety | FALSE | 34.56 |  | 2016-06-04 |  | 2016-06-05 | 2016-06-13 | 2016-06-13 | 2016-06-17 | 3046 | 46551 | Up-front Payment
SCG-005230 | Single Family Residential | Domestic Hot Water | Gas | Southern California Gas Company | Incentive:Paid | 4000 | 29.85 |  | 1 | 134 |  | 134 |  | 2015-12-03 16:27 | 2015-12-14 | ALL VALLEY SOLAR INC | Retrofit | Manhattan Beach | Manhattan Beach | 90266 | Host Customer is System Owner | 6 |  | 30004012 | SunEarth, Inc. | Cascade 2 | C2-64-80-2G | Indirect Forced Circulation (IF) | 65.67 |  | EC-32 / EC-32-0.75 | Automatic Drainback |  | Solar Storage and Auxiliary Tanks are separate | 80 | 1 | 1 | 75 | Z06 | [18 empty] | Manhattan Beach | FALSE | 77.61 |  | 2011-06-01: 2015-12-02; 2011-08-03: 2015-12-03; 2011-09-20: 2015-12-14 | 3236 | 10400 | Up-front Payment
SCG-005231 | Commercial Pools | Pool Heating | Gas | Southern California Gas Company | Incentive:Paid | 24975 | 5 |  | 1 | 6405 |  | 6405 |  | 2015-12-11 14:44 | 2015-12-14 | ENERGX CONTROLS INC | Retrofit | Rancho Santa Margarita | Los Angeles | 92688 | Host Customer is System Owner | [7 empty] | 1817 | 39.5 |  | Drainback |  |  |  | 1 | 1 |  | Z08 |  |  |  | 10001954 | 46 | 1 | [5 empty] | FALSE |  |  |  | Flow meter, Blue White F2000, Model: ASD |  | Flow meter, Blue White F2000, Model: ASD | Rancho Santa Margarita, Orange, CA | FALSE | 7.8 |  | 2015-12-02 |  | 2015-12-11 | 2015-12-14 | 2016-09-20 | 2016-09-21 | 2943 | 49950 | Up-front Payment
SCG-005232 | Low Income Multifamily Residential | Domestic Hot Water | Gas | Southern California Gas Company | Incentive:Paid | 6919 | 24.89 |  | 1 | 278 |  | 278 |  | 2015-12-16 10:15 | 2016-04-12 | CALIFORNIA SOLAR INTEGRATORS INC | New Construction | Camarillo | Ventura | 93010 | Host Customer is System Owner | [7 empty] | 81.9 | 40.95 |  | Glycol | Steam Back | Solar Storage and Auxiliary Tanks are separate |  | 1 | 1 | 420 | Z06 | 10 | Units | Apartments/Condos | 10001803 | 2 | 1 | 120 | 1 | 100 | 1 | 199000 | TRUE | 120 | 140 |  |  |  |  | City of Camarillo | FALSE | 86.91 |  | 2015-12-14 |  | 2015-12-16 | 2016-04-12 | 2017-01-26 | 2017-02-14 | 2804 | 24162 | Up-front Payment
SCG-005233 | Low Income Multifamily Residential | Domestic Hot Water | Gas | Southern California Gas Company | Incentive:Paid | 6994 | 24.89 |  | 1 | 281 |  | 281 |  | 2015-12-16 10:16 | 2016-04-12 | CALIFORNIA SOLAR INTEGRATORS INC | New Construction | Camarillo | Ventura | 93010 | Host Customer is System Owner | [7 empty] | 81.9 | 40.95 |  | Glycol | Steam Back | Solar Storage and Auxiliary Tanks are separate |  | 1 | 1 | 462 | Z06 | 11 | Units | Apartments/Condos | 10001803 | 2 | 1 | 120 | 1 | 100 | 1 | 199000 | TRUE | 120 | 140 |  |  |  |  | City of Camarillo | FALSE | 85.99 |  | 2015-12-14 |  | 2015-12-16 | 2016-04-12 | 2017-01-26 | 2017-02-14 | 2804 | 24162 | Up-front Payment
SCG-005234 | Low Income Multifamily Residential | Domestic Hot Water | Gas | Southern California Gas Company | Incentive:Paid | 6919 | 24.89 |  | 1 | 278 |  | 278 |  | 2015-12-16 10:16 | 2016-04-12 | CALIFORNIA SOLAR INTEGRATORS INC | New Construction | Camarillo | Ventura | 93010 | Host Customer is System Owner | [7 empty] | 81.9 | 40.95 |  | Glycol | Steam Back | Solar Storage and Auxiliary Tanks are separate |  | 1 | 1 | 420 | Z06 | 10 | Units | Apartments/Condos | 10001803 | 2 | 1 | 120 | 1 | 100 | 1 | 199000 | TRUE | 120 | 140 |  |  |  |  | City of Camarillo | FALSE | 86.91 |  | 2015-12-14 |  | 2015-12-16 | 2016-04-12 | 2017-01-26 | 2017-02-14 | 2804 | 24162 | Up-front Payment
SCG-005235 | Low Income Multifamily Residential | Domestic Hot Water | Gas | Southern California Gas Company | Incentive:Paid | 6919 | 24.89 |  | 1 | 278 |  | 278 |  | 2015-12-16 10:16 | 2016-04-12 | CALIFORNIA SOLAR INTEGRATORS INC | New Construction | Camarillo | Ventura | 93010 | Host Customer is System Owner | [7 empty] | 81.9 | 40.95 |  | Glycol | Steam Back | Solar Storage and Auxiliary Tanks are separate |  | 1 | 1 | 420 | Z06 | 10 | Units | Apartments/Condos | 10001803 | 2 | 1 | 120 | 1 | 100 | 1 | 199000 | TRUE | 120 | 140 |  |  |  |  | City of Camarillo | FALSE | 86.91 |  | 2015-12-14 |  | 2015-12-16 | 2016-04-12 | 2017-01-26 | 2017-02-14 | 2804 | 24162 | Up-front Payment
SCG-005236 | Low Income Multifamily Residential | Domestic Hot Water | Gas | Southern California Gas Company | Incentive:Paid | 14635 | 24.89 |  | 1 | 588 |  | 588 |  | 2015-12-16 10:17 | 2016-04-12 | CALIFORNIA SOLAR INTEGRATORS INC | New Construction | Camarillo | Ventura | 93010 | Host Customer is System Owner | [7 empty] | 163.8 | 40.95 |  | Glycol | Steam Back | Solar Storage and Auxiliary Tanks are separate |  | 1 | 1 | 798 | Z06 | 19 | Units | Apartments/Condos | 10001803 | 4 | 1 | 360 | 3 | 100 | 1 | 199000 | TRUE | 120 | 140 |  |  |  |  | City of Camarillo | FALSE | 82.19 |  | 2015-12-14 |  | 2015-12-16 | 2016-04-12 | 2017-01-26 | 2017-02-14 | 2804 | 48325 | Up-front Payment
SCG-005237 | Commercial Pools | Pool Heating | Gas | Southern California Gas Company | Incentive:Paid | 12387 | 5 |  | 1 | 2528 |  | 2477 |  | 2016-01-05 12:56 | 2016-01-19 | ENERGX CONTROLS INC | Retrofit | Laguna Niguel | Orange | 92677 | Host Customer is System Owner | [7 empty] | 948 | 39.5 |  | Drainback |  |  |  | 0.98 | 1 |  | Z06 |  |  |  | 10001954 | 24 | 1 | [5 empty] | FALSE |  |  |  | Flow meter, Blue White F2000, Model: ASD |  | Flow meter, Blue White F2000, Model: ASD | Laguna Niguel, CA, Orange | FALSE | 13.21 |  | 2015-12-02 |  | 2016-01-05 | 2016-01-19 | 2016-10-06 | 2016-11-02 | 2902 | 33400 | Up-front Payment
SCG-005238 | Commercial Pools | Pool Heating | Gas | Southern California Gas Company | Incentive:Paid | 15500 | 5 |  | 1 | 3582 |  | 3510 |  | 2016-02-11 13:15 | 2016-02-12 | ENERGX CONTROLS INC | Retrofit | Laguna Hills | Orange | 92653 | Host Customer is System Owner | [7 empty] | 1145.21 | 39.49 |  | Drainback |  |  |  | 0.98 | 1 |  | Z06 |  |  |  | 10001954 | 29 | 1 | [5 empty] | FALSE |  |  |  | Flow meter, Blue White F2000, Model: ASD |  | Flow meter, Blue White F2000, Model: ASD | Laguna Hills, Orange, CA | FALSE | 8.65 |  | 2015-12-02 |  | 2016-02-11 | 2016-02-12 | 2016-05-05 | 2016-05-26 | 3064 | 31000 | Up-front Payment
PGE-005241 | Single Family Residential | Domestic Hot Water | Gas | Pacific Gas and Electric | Incentive:Paid | 2637 | 29.85 |  | 1 | 93 |  | 88 |  | 2016-01-06 16:17 | 2016-01-28 | ACR SOLAR INTERNATIONAL CORP | Retrofit | ROCKLIN | Rocklin | 95765 | Host Customer is System Owner | 4 |  | 2001019A | ACR Solar International | SKYLINE SYSTEM 5 | 200152C80EX2TG | Indirect Forced Circulation (IF) | 40.64 |  | 20-01 | Glycol | Advanced Controller with a Vacation or Holiday Mode | Solar Storage and Auxiliary Tanks are separate | 80 | 1 | 0.95 | 55 | Z11 | [18 empty] | City of Rocklin | FALSE | 77.42 |  | 2015-12-03 | 2016-01-07 |  |  | 2016-01-06 | 2016-01-28 | 3183 | 7200 | Up-front Payment
SCG-005244 | Single Family Residential | Domestic Hot Water | Gas | Southern California Gas Company | Incentive:Paid | 3146 | 29.85 |  | 1 | 124 |  | 105 |  | 2015-12-03 16:02 | 2015-12-14 | SUNTREK INDUSTRIES INC | Retrofit | Huntington Beach | Huntington Beach | 92649 | Host Customer is System Owner | 4 |  | 2011079A | Apricus Inc. | APSS_CLOSED_AP30_FTB-3_STD-G | APSS_CLOSED_AP30_FTB-3_STD-G | Indirect Forced Circulation (IF) | 44.76 |  | AP-30 | Glycol | Steam Back | Solar Storage and Auxiliary Tanks are separate | 80 | 1 | 0.85 | 55 | Z06 | [18 empty] | Huntington Beach | FALSE | 95.32 |  | 2011-06-01: 2015-12-03; 2011-08-03: 2015-12-03; 2011-09-20: 2015-12-14 | 3236 | 11820 | Up-front Payment
SCG-005245 | Commercial Pools | Pool Heating | Gas | Southern California Gas Company | Incentive:Paid | 8114 | 5 |  | 1 | 1656 |  | 1623 |  | 2016-02-08 14:38 | 2016-02-10 | ENERGX CONTROLS INC | Retrofit | Oak Park | Ventura | 91377 | Host Customer is System Owner | [7 empty] | 576.1 | 41.15 |  | Drainback |  |  |  | 0.98 | 1 |  | Z09 |  |  |  | 10001954 | 14 | 1 | [5 empty] | FALSE |  |  |  | Flow meter, Blue White F2000, Model: ASD |  | Flow meter, Blue White F2000, Model: ASD | Oak Park, Ventura, CA | FALSE | 11.26 |  | 2015-12-03 |  | 2016-02-08 | 2016-02-10 | 2016-08-29 | 2016-09-26 | 2942 | 18640 | Up-front Payment
PGE-005246 | Commercial Pools | Pool Heating | Gas | Pacific Gas and Electric | Reservation:Canceled | 5615 | 7 |  | 1 | 1123 |  | 1123 |  |  |  | SOLARCRAFT SERVICES INC | Retrofit | Novato | Marin | 94945 | Host Customer is System Owner | [7 empty] | 672 | 48 |  | Manual Drainback |  |  |  | 1 | 1 |  | Z02 |  |  |  | 2005012A | 14 | 1 | [5 empty] | FALSE | [7 empty] | FALSE | 11.13 |  | 2011-06-01: 2015-12-03; 2011-06-21: 2015-12-04 | 3249 | 12495 | Up-front Payment
SCG-005247 | Single Family Residential | Domestic Hot Water | Gas | Southern California Gas Company | Incentive:Paid | 3433 | 29.85 |  | 1 | 115 |  | 115 |  | 2016-02-18 13:28 | 2016-03-01 | SYNTHESIS CONSTRUCTION CORP | Retrofit | Santa Clarita | Los Angeles | 91350 | Host Customer is System Owner | 4 |  | 2012012D | GREENoneTEC Solarindustrie GmbH | SOLPAL (formerly Solcrafte) | SOLPAL L-GT | Direct Integral Collector Storage (DI) | 26.11 |  | Solpal L |  |  | Solar Storage with Tankless Auxiliary Water Heater | 51 | 1 | 1 | 55 | Z09 | [18 empty] | city of santa clarita | FALSE | 78.26 |  | 2011-06-01: 2015-12-04; 2011-08-03: 2016-02-18; 2011-09-20: 2016-03-01 | 3156 | 9000 | Up-front Payment
SCG-005248 | Single Family Residential | Domestic Hot Water | Gas | Southern California Gas Company | Incentive:Paid | 3433 | 29.85 |  | 1 | 115 |  | 115 |  | 2016-01-05 12:41 | 2016-01-21 | SYNTHESIS CONSTRUCTION CORP | Retrofit | Los Angeles | Los Angeles | 90036 | Host Customer is System Owner | 4 |  | 2012012D | GREENoneTEC Solarindustrie GmbH | SOLPAL (formerly Solcrafte) | SOLPAL L-GT | Direct Integral Collector Storage (DI) | 26.11 |  | Solpal L |  |  | Solar Storage with Tankless Auxiliary Water Heater | 51 | 1 | 1 | 55 | Z09 | [18 empty] | LADBS | FALSE | 56.52 |  | 2011-06-01: 2015-12-04; 2011-08-03: 2016-01-05; 2011-09-20: 2016-01-21 | 3194 | 6500 | Up-front Payment
PGE-005250 | Commercial Pools | Pool Heating | Gas | Pacific Gas and Electric | Incentive:Paid | 5340 | 5 |  | 1 | 1068 |  | 1068 |  | 2016-08-31 15:37 | 2016-09-12 | SOLARCRAFT SERVICES INC | Retrofit | NOVATO | Marin | 94945 | Host Customer is System Owner | [7 empty] | 665.14 | 47.51 |  | Manual Drainback |  |  |  | 1 | 1 |  | Z02 |  |  |  | 10001773 | 14 | 1 | [5 empty] | FALSE |  |  |  | Badger - Badger 380 |  | Badger - Badger 380 | Novato, CA | FALSE | 11.7 |  | 2015-12-07 | 2016-09-06 | 2016-08-31 | 2016-09-12 | 2016-09-20 | 2016-11-04 | 2888 | 12495 | Up-front Payment
PGE-005251 | Commercial Pools | Pool Heating | Gas | Pacific Gas and Electric | Incentive:Paid | 3930 | 5 |  | 1 | 1034 |  | 1034 |  | 2015-12-08 13:36 | 2015-12-21 | E C O SOLAR | Retrofit | CONCORD | Contra Costa | 94520 | Host Customer is System Owner | [7 empty] | 447.7 | 40.7 |  | Manual Drainback |  |  |  | 1 | 1 |  | Z12 |  |  |  | 10001888 | 11 | 1 | [5 empty] | FALSE | [6 empty] | Concord | FALSE | 7.6 |  | 2015-12-08 | 2015-12-17 | 2015-12-08 | 2015-12-21 | 2016-02-16 | 2016-03-15 | 3133 | 7860 | Up-front Payment
SCG-005252 | Commercial/Multifamily Residential | Domestic Hot Water | Gas | Southern California Gas Company | Incentive:Canceled | 182625 | 25 |  | 1 SCG | 7305 |  | 7305 |  | 2015-12-08 12:56 | 2015-12-16 | PROMISE ENERGY INC | Retrofit | West Covina | West Covina | 91790 | Power Purchase Agreements | [7 empty] | 2457 | 40.95 |  | Glycol | Steam Back | Solar Storage and Auxiliary Tanks are separate |  | 1 | 1 | 4588 | Z09 | 124 | Units | Apartments/Condos | 10001803 | 60 | 1 | 3197 | 1 | 500 | 1 | 500000 | TRUE | 120 | 140 | [5 empty] | FALSE | 43.6 |  | 2011-06-01: 2015-12-08; 2011-06-23: 2015-12-08; 2011-07-01: 2015-12-16 | 3237 | 318492 | Up-front Payment
SCG-005253 | Commercial/Multifamily Residential | Domestic Hot Water | Gas | Southern California Gas Company | Incentive:Canceled | 152525 | 25 |  | 1 SCG | 6101 |  | 6101 |  | 2015-12-08 13:31 | 2015-12-16 | PROMISE ENERGY INC | Retrofit | Fontana | Fontana | 92335 | Power Purchase Agreements | [7 empty] | 1965.6 | 40.95 |  | Glycol | Steam Back | Solar Storage and Auxiliary Tanks are separate |  | 1 | 1 | 3534 | Z10 | 93 | Units | Apartments/Condos | 10001803 | 48 | 1 | 2900 | 1 | 350 | 3 | 400000 | TRUE | 120 | 140 | [5 empty] | FALSE | 44.2 |  | 2011-06-01: 2015-12-08; 2011-06-23: 2015-12-08; 2011-07-01: 2015-12-16 | 3237 | 269688 | Up-front Payment
SCG-005254 | Commercial/Multifamily Residential | Domestic Hot Water | Gas | Southern California Gas Company | Incentive:Canceled | 182425 | 25 |  | 1 SCG | 7297 |  | 7297 |  | 2015-12-08 13:39 | 2015-12-16 | PROMISE ENERGY INC | Retrofit | Santa Fe Springs | Santa Fe Springs | 90670 | Power Purchase Agreements | [7 empty] | 2457 | 40.95 |  | Glycol | Steam Back | Solar Storage and Auxiliary Tanks are separate |  | 1 | 1 | 5328 | Z09 | 144 | Units | Apartments/Condos | 10001803 | 60 | 1 | 3197 | 1 | 500 | 1 | 500000 | TRUE | 120 | 140 | [5 empty] | FALSE | 56.35 |  | 2011-06-01: 2015-12-08; 2011-06-23: 2015-12-08; 2011-07-01: 2015-12-16 | 3237 | 411162 | Up-front Payment
SCG-005256 | Commercial/Multifamily Residential | Domestic Hot Water | Gas | Southern California Gas Company | Incentive:Canceled | 166500 | 25 |  | 1 SCG | 6660 |  | 6660 |  | 2015-12-08 13:42 | 2015-12-16 | PROMISE ENERGY INC | Retrofit | Fontana | Fontana | 92335 | Power Purchase Agreements | [7 empty] | 1965.6 | 40.95 |  | Glycol | Steam Back | Solar Storage and Auxiliary Tanks are separate |  | 1 | 1 | 3534 | Z09 | 93 | Units | Apartments/Condos | 10001803 | 48 | 1 | 2904 | 1 | 350 | 3 | 400000 | TRUE | 120 | 140 | [5 empty] | FALSE | 34.88 |  | 2011-06-01: 2015-12-08; 2011-06-23: 2015-12-08; 2011-07-01: 2015-12-16 | 3237 | 232307 | Up-front Payment
SCG-005257 | Low Income Multifamily Residential | Domestic Hot Water | Gas | Southern California Gas Company | Reservation:Canceled | 103094 | 24.89 |  | 1 | 4142 |  | 4142 |  | 2015-12-08 13:47 |  | PROMISE ENERGY INC | Retrofit | Bell Gardens | Los Angeles | 90201 | Power Purchase Agreements | [7 empty] | 1228.5 | 40.95 |  | Glycol | Steam Back | Solar Storage and Auxiliary Tanks are separate |  | 1 | 1 | 2736 | Z08 | 72 | Units | Apartments/Condos | 10001803 | 30 | 1 | 1600 | 2 | 200 | 2 | 300000 | TRUE | 120 | 140 | [5 empty] | FALSE | 44.32 |  | 2011-06-01: 2015-12-08; 2011-06-21: 2016-03-04; 2011-06-23: 2015-12-08 | 3158 | 183592 | Up-front Payment
SCG-005258 | Low Income Multifamily Residential | Domestic Hot Water | Gas | Southern California Gas Company | Reservation:Canceled | 113424 | 24.89 |  | 1 | 4557 |  | 4557 |  | 2015-12-08 13:52 |  | PROMISE ENERGY INC | Retrofit | Fontana | Fontana | 92335 | Power Purchase Agreements | [7 empty] | 1228.5 | 40.95 |  | Glycol | Steam Back | Solar Storage and Auxiliary Tanks are separate |  | 1 | 1 | 3420 | Z10 | 90 | Units | Apartments/Condos | 10001803 | 30 | 1 | 1848 | 7 | 350 | 3 | 400000 | TRUE | 120 | 140 | [5 empty] | FALSE | 40.44 |  | 2011-06-01: 2015-12-08; 2011-06-21: 2016-03-04; 2011-06-23: 2015-12-08 | 3158 | 184275 | Up-front Payment
PGE-005259 | Low Income Multifamily Residential | Domestic Hot Water | Gas | Pacific Gas and Electric | Reservation:Canceled | 163581 | 24.89 |  | 1 | 6846 |  | 6572 |  | 2015-12-16 15:35 |  | SUN LIGHT & POWER | New Construction | Dublin | Alameda | 94568 | Host Customer is System Owner | [7 empty] | 2410.2 | 40.17 |  | Glycol | Pressure Stagnation Protection (PSP) | Solar Storage and Auxiliary Tanks are separate |  | 0.96 | 1 | 4773 | Z12 | 129 | Units | Apartments/Condos | 2010115A | 60 | 2 | 3600 | 1 | 200 | 1 | 800000 | TRUE | 140 | 125 |  | Heliodyne - Delta-T Pro Ethernet |  | Heliodyne - Delta-T Pro Ethernet |  | FALSE | 47.52 |  | 2011-06-01: 2015-12-14; 2011-06-21: 2016-01-20 | 3203 | 325325 | Up-front Payment
SCG-005260 | Commercial/Multifamily Residential | Domestic Hot Water | Gas | Southern California Gas Company | Incentive:Canceled | 97025 | 25 |  | 1 SCG | 3881 |  | 3881 |  | 2015-12-08 13:56 | 2015-12-16 | PROMISE ENERGY INC | Retrofit | Fontana | Fontana | 92335 | Power Purchase Agreements | [7 empty] | 982.8 | 40.95 |  | Glycol | Steam Back | Solar Storage and Auxiliary Tanks are separate |  | 1 | 1 | 3996 | Z10 | 108 | Units | Apartments/Condos | 10001803 | 24 | 1 | 1584 | 6 | 500 | 1 | 500000 | TRUE | 120 | 140 | [5 empty] | FALSE | 37.95 |  | 2011-06-01: 2015-12-08; 2011-06-23: 2015-12-08; 2011-07-01: 2015-12-16 | 3237 | 147300 | Up-front Payment
SCG-005261 | Commercial/Multifamily Residential | Domestic Hot Water | Gas | Southern California Gas Company | Reservation:Canceled | 58692 | 25 |  | 1 SCG | 2378 |  | 2378 |  | 2015-12-13 14:50 |  | DOCTOR PIPER INC | Retrofit | Torrance | Los Angeles | 90505 | Host Customer is System Owner | [7 empty] | 1088.2 | 54.41 |  | Glycol | Steam Back | Solar Storage and Auxiliary Tanks are separate |  | 1 | 1 | 1360 | Z06 | 34 | Units | Apartments/Condos | 2012005A | 20 | 1 | 1500 | 1 | 200 | 2 | 474000 | TRUE | 125 | 125 | [5 empty] | FALSE | 24.68 |  | 2011-06-01: 2015-12-08; 2011-06-21: 2016-08-08 | 3001 | 58692 | Up-front Payment
SCG-005262 | Low Income Multifamily Residential | Domestic Hot Water | Gas | Southern California Gas Company | Reservation:Canceled | 76686 | 24.89 |  | 1 | 3081 |  | 3081 |  | 2015-12-08 14:00 |  | PROMISE ENERGY INC | Retrofit | Bell | Bell | 90201 | Power Purchase Agreements | [7 empty] | 982.8 | 40.95 |  | Glycol | Steam Back | Solar Storage and Auxiliary Tanks are separate |  | 1 | 1 | 2394 | Z08 | 63 | Units | Apartments/Condos | 10001803 | 24 | 1 | 1584 | 6 | 500 | 1 | 500000 | TRUE | 120 | 140 | [5 empty] | FALSE | 47.81 |  | 2011-06-01: 2015-12-08; 2011-06-21: 2016-03-04; 2011-06-23: 2015-12-08 | 3158 | 147300 | Up-front Payment
SCG-005263 | Low Income Multifamily Residential | Domestic Hot Water | Gas | Southern California Gas Company | Reservation:Canceled | 49531 | 24.89 |  | 1 | 1990 |  | 1990 |  | 2015-12-08 15:17 |  | PROMISE ENERGY INC | Retrofit | Rancho Cucamonga | Rancho Cucamonga | 91730 | Power Purchase Agreements | [7 empty] | 491.4 | 40.95 |  | Glycol | Steam Back | Solar Storage and Auxiliary Tanks are separate |  | 1 | 1 | 1920 | Z10 | 48 | Units | Apartments/Condos | 10001803 | 12 | 1 | 792 | 3 | 115 | 1 | 199000 | TRUE | 120 | 140 | [5 empty] | FALSE | 37.04 |  | 2011-06-01: 2015-12-08; 2011-06-21: 2016-03-04; 2011-06-23: 2015-12-08 | 3158 | 73710 | Up-front Payment
SCG-005265 | Commercial/Multifamily Residential | Domestic Hot Water | Gas | Southern California Gas Company | Reservation:Canceled | 50692 | 25 |  | 1 SCG | 2345 |  | 2345 |  | 2015-12-13 15:00 |  | DOCTOR PIPER INC | Retrofit | Torrance | Los Angeles | 90505 | Host Customer is System Owner | [7 empty] | 1088.2 | 54.41 |  | Glycol | Steam Back | Solar Storage and Auxiliary Tanks are separate |  | 1 | 1 | 1320 | Z06 | 33 | Units | Apartments/Condos | 2012005A | 20 | 1 | 1500 | 1 | 200 | 2 | 474000 | TRUE | 125 | 125 | [5 empty] | FALSE | 21.62 |  | 2011-06-01: 2015-12-09; 2011-06-21: 2016-08-08 | 3001 | 50692 | Up-front Payment
PGE-005266 | Commercial/Multifamily Residential | Domestic Hot Water | Gas | Pacific Gas and Electric | Incentive:Paid | 37728 | 20.19 |  | 1 | 1967 |  | 1869 |  | 2016-02-25 10:46 | 2016-03-18 | SUN LIGHT & POWER | Retrofit | DAVIS | Yolo | 95616 | Host Customer is System Owner | [7 empty] | 482.04 | 40.17 |  | Glycol | Pressure Stagnation Protection (PSP) | Solar Storage and Auxiliary Tanks are separate |  | 0.95 | 1 | 2394 | Z12 | 63 | Units | Apartments/Condos | 2010115A | 12 | 2 | 720 | 1 | 115 | 1 | 1369200 | TRUE | 125 | 125 |  | Heliodyne - Delta-T Pro Ethernet |  | Heliodyne - Delta-T Pro Ethernet | City of Davis | FALSE | 39.39 |  | 2016-02-24 | 2016-02-26 | 2016-02-25 | 2016-03-18 | 2016-07-13 | 2016-07-14 | 3000 | 77487 | Up-front Payment
PGE-005268 | Single Family Residential | Domestic Hot Water | Gas | Pacific Gas and Electric | Incentive:Paid | 2249 | 29.85 |  | 1 | 130 |  | 75 |  | 2015-12-11 16:29 | 2016-01-07 | AZTEC SOLAR INC | Retrofit | DAVIS | Yolo | 95616 | Host Customer is System Owner | 2 |  | 2001001A | SunEarth, Inc. | SOLARAY | TE40P-80-2G | Indirect Forced Circulation (IF) | 40.9 |  | EP-40 / EP-40-0.75 | Glycol | Advanced Controller with a Vacation or Holiday Mode | Solar Storage and Auxiliary Tanks are separate | 80 | 0.61 | 0.95 | 35 | Z12 | [18 empty] | City of Davis | FALSE | 64.93 |  | 2015-12-08 | 2015-12-21 |  |  | 2015-12-11 | 2016-01-07 | 3197 | 8441 | Up-front Payment
SDG-005269 | Low Income Multifamily Residential | Domestic Hot Water | Gas | San Diego Gas and Electric | Incentive:Paid | 74521 | 24.89 |  | 1 | 2994 |  | 2994 |  | 2016-02-12 09:58 | 2016-04-14 | CALIFORNIA SOLAR INTEGRATORS INC | New Construction | National City | San Diego | 91950 | Host Customer is System Owner | [7 empty] | 737.1 | 40.95 |  | Glycol | Steam Back | Solar Storage and Auxiliary Tanks are separate |  | 1 | 1 | 2622 | Z07 | 69 | Units | Apartments/Condos | 10001803 | 18 | 1 | 1225 | 1 | 200 | 2 | 398000 | TRUE | 120 | 140 |  | SunEarth - SETR A503 TTR U + VFS 20-400 |  | SunEarth - SETR A503 TTR U + VFS 20-400 | City of National City | FALSE | 40.71 |  | 2015-12-09 | 2016-02-18 | 2016-02-12 | 2016-04-14 | 2016-12-07 | 2017-04-06 | 2712 | 121884 | Up-front Payment
SCG-005270 | Commercial/Multifamily Residential | Domestic Hot Water | Gas | Southern California Gas Company | Reservation:Canceled | 34121 | 20.19 |  | 1 | 1690 |  | 1690 |  | 2016-02-12 17:36 |  |  | New Construction | National City | San Diego | 91950 | Host Customer is System Owner | [7 empty] | 409.5 | 40.95 |  | Glycol | Steam Back | Solar Storage and Auxiliary Tanks are separate |  | 1 | 1 | 1600 | Z07 | 40 | Units | Apartments/Condos | 10001803 | 10 | 1 | 712 | 1 | 200 | 2 | 398000 | TRUE | 120 | 140 | [5 empty] | FALSE | 40.07 |  | 2011-06-01: 2015-12-09; 2011-06-21: 2016-02-16 | 3175 | 67714 | Up-front Payment
PGE-005271 | Single Family Residential | Domestic Hot Water | Gas | Pacific Gas and Electric | Incentive:Paid | 3926 | 29.85 |  | 1 | 137 |  | 132 |  | 2016-01-07 17:51 | 2016-02-03 | AZTEC SOLAR INC | Retrofit | ORANGEVALE | Sacramento | 95662 | Host Customer is System Owner | 3 |  | 2001001B | SunEarth, Inc. | SOLARAY | TE40C-80-2G | Indirect Forced Circulation (IF) | 40.86 |  | EC-40 / EC-40-0.75 | Glycol | Advanced Controller with a Vacation or Holiday Mode | Solar Storage and Auxiliary Tanks are separate | 80 | 0.96 | 1 | 45 | Z12 | [18 empty] | Sacramento County | FALSE | 59.08 |  | 2011-06-01: 2015-12-09; 2011-08-03: 2016-01-07; 2011-09-20: 2016-02-03 | 3183 | 8094.63 | Up-front Payment
SCG-005273 | Commercial/Multifamily Residential | Domestic Hot Water | Gas | Southern California Gas Company | Reservation:Canceled | 38692 | 25 |  | 1 SCG | 1606 |  | 1606 |  | 2015-12-13 15:05 |  | DOCTOR PIPER INC | Retrofit | Torrance | Los Angeles | 90035 | Host Customer is System Owner | [7 empty] | 761.74 | 54.41 |  | Glycol | Steam Back | Solar Storage and Auxiliary Tanks are separate |  | 1 | 1 | 880 | Z06 | 22 | Units | Apartments/Condos | 2012005A | 14 | 1 | 1000 | 1 | 200 | 2 | 474000 | TRUE | 125 | 125 | [5 empty] | FALSE | 24.09 |  | 2011-06-01: 2015-12-10; 2011-06-21: 2016-08-08 | 3001 | 38692 | Up-front Payment
SCG-005274 | Commercial Pools | Pool Heating | Gas | Southern California Gas Company | Incentive:Canceled | 5815 | 5 |  | 1 | 1199 |  | 1163 |  | 2016-02-11 13:16 | 2016-02-26 | ENERGX CONTROLS INC | Retrofit | Irvine | Orange | 92614 | Host Customer is System Owner | [7 empty] | 862.4 | 30.8 |  | Manual Drainback |  |  |  | 0.97 | 1 |  | Z08 |  |  |  | 10001773 | 28 | 1 | [5 empty] | FALSE |  |  |  | Flow meter, Blue White F2000, Model: ASD |  | Flow meter, Blue White F2000, Model: ASD | Irvine, Orange, CA | FALSE | 16.26 |  | 2015-12-10 | 2017-09-06 | 2016-02-11 | 2016-02-26 | 2017-08-25 |  | 2607 | 19500 | Up-front Payment
SCG-005275 | Commercial Pools | Pool Heating | Gas | Southern California Gas Company | Incentive:Canceled | 6702 | 5 |  | 1 | 1354 |  | 1340 |  | 2016-01-14 12:58 | 2016-01-20 | ENERGX CONTROLS INC | Retrofit | Los Angeles | Los Angeles | 90020 | Host Customer is System Owner | [7 empty] | 807.67 | 47.51 |  | Manual Drainback |  |  |  | 0.99 | 1 |  | Z09 |  |  |  | 10001773 | 17 | 1 | [5 empty] | FALSE |  |  |  | Flow meter, Blue White F2000, Model: ASD |  | Flow meter, Blue White F2000, Model: ASD | Los Angeles, Los Angeles, CA | FALSE | 12.56 |  | 2015-12-10 | 2016-04-13 | 2016-01-14 | 2016-01-20 | 2016-04-04 |  | 3119 | 17000 | Up-front Payment
SDG-005277 | Low Income Multifamily Residential | Domestic Hot Water | Gas | San Diego Gas and Electric | Incentive:Paid | 16602 | 24.89 |  | 1 | 667 |  | 667 |  | 2015-12-14 18:48 | 2016-02-22 | ARNOLD SOLAR INC | Retrofit | Escondido | San Diego | 92027 | Host Customer is System Owner | [7 empty] | 225.68 | 56.42 |  | Drainback | Drainback (Water) | Solar Storage and Auxiliary Tanks are separate |  | 1 | 1 | 504 | Z10 | 12 | Units | Apartments/Condos | 2009042B | 4 | 2 | 533 | 1 | 200 | 1 | 400000 | TRUE | 140 | 140 |  |  |  |  | City of Escondido | FALSE | 40.36 |  | 2015-12-11 | 2015-12-17 | 2015-12-14 | 2016-02-22 | 2016-06-22 | 2016-06-23 | 3028 | 26922 | Up-front Payment
SDG-005280 | Low Income Multifamily Residential | Domestic Hot Water | Gas | San Diego Gas and Electric | Incentive:Paid | 33950 | 24.89 |  | 1 | 1364 |  | 1364 |  | 2015-12-14 18:53 | 2016-02-22 | ARNOLD SOLAR INC | Retrofit | Escondido | San Diego | 92027 | Host Customer is System Owner | [7 empty] | 451.36 | 56.42 |  | Drainback | Drainback (Water) | Solar Storage and Auxiliary Tanks are separate |  | 1 | 1 | 1040 | Z10 | 26 | Units | Apartments/Condos | 2009042B | 8 | 2 | 1160 | 1 | 300 | 4 | 300000 | TRUE | 140 | 140 |  |  |  |  | City of Escondido | FALSE | 39.48 |  | 2015-12-11 | 2015-12-17 | 2015-12-14 | 2016-02-22 | 2016-06-22 | 2016-06-30 | 3015 | 53845 | Up-front Payment
SDG-005281 | Low Income Multifamily Residential | Domestic Hot Water | Gas | San Diego Gas and Electric | Incentive:Paid | 33502 | 24.89 |  | 1 | 1346 |  | 1346 |  | 2015-12-14 18:53 | 2016-02-22 | ARNOLD SOLAR INC | Retrofit | Escondido | San Diego | 92027 | Host Customer is System Owner | [7 empty] | 451.36 | 56.42 |  | Drainback | Drainback (Water) | Solar Storage and Auxiliary Tanks are separate |  | 1 | 1 | 960 | Z10 | 24 | Units | Apartments/Condos | 2009042B | 8 | 2 | 1160 | 1 | 300 | 4 | 300000 | TRUE | 140 | 140 |  |  |  |  | City of Escondido | FALSE | 40 |  | 2015-12-11 | 2015-12-17 | 2015-12-14 | 2016-02-22 | 2016-06-22 | 2016-06-23 | 3028 | 53845 | Up-front Payment
SDG-005282 | Commercial/Multifamily Residential | Domestic Hot Water | Gas | San Diego Gas and Electric | Incentive:Canceled | 26550 | 20.19 |  | 1 | 1315 |  | 1315 |  | 2015-12-14 19:40 | 2016-02-22 | ARNOLD SOLAR INC | Retrofit | Escondido | San Diego | 92027 | Host Customer is System Owner | [7 empty] | 451.36 | 56.42 |  | Drainback | Drainback (Water) | Solar Storage and Auxiliary Tanks are separate |  | 1 | 1 | 840 | Z10 | 20 | Units | Apartments/Condos | 2009042B | 8 | 2 | 1160 | 1 | 225 | 3 | 225000 | TRUE | 140 | 140 | [5 empty] | FALSE | 40.95 |  | 2011-06-01: 2015-12-11; 2011-06-23: 2015-12-14; 2011-07-01: 2016-02-22 | 3169 | 53845 | Up-front Payment
SDG-005283 | Commercial/Multifamily Residential | Domestic Hot Water | Gas | San Diego Gas and Electric | Incentive:Canceled | 26550 | 20.19 |  | 1 | 1315 |  | 1315 |  | 2015-12-14 19:40 | 2016-02-22 | ARNOLD SOLAR INC | Retrofit | Escondido | San Diego | 92027 | Host Customer is System Owner | [7 empty] | 451.36 | 56.42 |  | Drainback | Drainback (Water) | Solar Storage and Auxiliary Tanks are separate |  | 1 | 1 | 840 | Z10 | 20 | Units | Apartments/Condos | 2009042B | 8 | 2 | 1160 | 1 | 225 | 3 | 225000 | TRUE | 140 | 140 | [5 empty] | FALSE | 40.95 |  | 2011-06-01: 2015-12-11; 2011-06-23: 2015-12-14; 2011-07-01: 2016-02-22 | 3169 | 53845 | Up-front Payment
SCG-005284 | Commercial Pools | Pool Heating | Gas | Southern California Gas Company | Incentive:Canceled | 6221 | 5 |  | 1 | 1575 |  | 1244 |  | 2016-01-14 13:00 | 2016-01-19 | ENERGX CONTROLS INC | Retrofit | Los Angeles | Los Angeles | 90017 | Host Customer is System Owner | [7 empty] | 950.2 | 47.51 |  | Manual Drainback |  |  |  | 0.79 | 1 |  | Z09 |  |  |  | 10001773 | 20 | 1 | [5 empty] | FALSE |  |  |  | Flow meter, Blue White F2000, Model: ASD |  | Flow meter, Blue White F2000, Model: ASD | Los Angeles, Los Angeles, CA | FALSE | 12.03 |  | 2015-12-11 | 2016-04-13 | 2016-01-14 | 2016-01-19 | 2016-04-04 |  | 3119 | 18950 | Up-front Payment
PGE-005285 | Low Income Multifamily Residential | Domestic Hot Water | Gas | Pacific Gas and Electric | Incentive:Paid | 19713 | 24.89 |  | 1 | 792 |  | 792 |  | 2015-12-23 11:01 | 2016-04-19 | DOCTOR PIPER INC | Retrofit | Ceres | Stanislaus | 95307 | Host Customer is System Owner | [7 empty] | 241.02 | 40.17 |  | Glycol | Pressure Stagnation Protection (PSP) | Solar Storage and Auxiliary Tanks are separate |  | 1 | 1 | 504 | Z12 | 12 | Units | Apartments/Condos | 2010115A | 6 | 1 | 360 | 3 | 120 | 1 | 200000 | TRUE | 120 | 120 |  |  |  |  | Ceres | FALSE | 42.18 |  | 2015-12-11 | 2016-04-06 | 2015-12-23 | 2016-04-19 | 2016-11-14 | 2016-11-16 | 2888 | 33408 | Up-front Payment
SCG-005286 | Commercial Pools | Pool Heating | Gas | Southern California Gas Company | Incentive:Canceled | 6633 | 5 |  | 1 | 1340 |  | 1327 |  | 2016-01-14 13:05 | 2016-01-19 | ENERGX CONTROLS INC | Retrofit | Encino | Los Angeles | 91316 | Host Customer is System Owner | [7 empty] | 700 | 50 |  | Manual Drainback |  |  |  | 0.99 | 1 |  | Z09 |  |  |  | 10001888 | 14 | 1 | [5 empty] | FALSE |  |  |  | Flow meter, Blue White F2000, Model: ASD |  | Flow meter, Blue White F2000, Model: ASD | Los Angeles, Los Angeles, CA | FALSE | 12.54 |  | 2015-12-11 | 2016-04-13 | 2016-01-14 | 2016-01-19 | 2016-04-04 |  | 3119 | 16800 | Up-front Payment
PGE-005287 | Low Income Multifamily Residential | Domestic Hot Water | Gas | Pacific Gas and Electric | Incentive:Paid | 13391 | 24.89 |  | 1 | 538 |  | 538 |  | 2015-12-23 11:01 | 2016-04-19 | DOCTOR PIPER INC | Retrofit | Ceres | Stanislaus | 95307 | Host Customer is System Owner | [7 empty] | 160.68 | 40.17 |  | Glycol | Pressure Stagnation Protection (PSP) | Solar Storage and Auxiliary Tanks are separate |  | 1 | 1 | 336 | Z12 | 8 | Units | Apartments/Condos | 2010115A | 4 | 1 | 240 | 2 | 120 | 1 | 200000 | TRUE | 120 | 120 |  |  |  |  | Ceres | FALSE | 41.4 |  | 2015-12-11 | 2016-04-07 | 2015-12-23 | 2016-04-19 | 2016-11-14 | 2016-11-16 | 2888 | 22272 | Up-front Payment
SDG-005288 | Low Income Multifamily Residential | Domestic Hot Water | Gas | San Diego Gas and Electric | Incentive:Paid | 8214 | 24.89 |  | 1 | 330 |  | 330 |  | 2015-12-14 19:38 | 2016-02-22 | ARNOLD SOLAR INC | Retrofit | Escondido | San Diego | 92082 | Host Customer is System Owner | [7 empty] | 112.84 | 56.42 |  | Drainback |  | Solar Storage and Auxiliary Tanks are separate |  | 1 | 1 | 252 | Z10 | 6 | Units | Apartments/Condos | 2009042B | 2 | 2 | 228 | 1 | 100 | 1 | 199000 | TRUE | 140 | 140 |  |  |  |  | City of Escondido | FALSE | 40.79 |  | 2015-12-11 |  | 2015-12-14 | 2016-02-22 | 2016-09-06 | 2016-09-07 | 2951 | 13461 | Up-front Payment
SDG-005289 | Commercial/Multifamily Residential | Domestic Hot Water | Gas | San Diego Gas and Electric | Incentive:Canceled | 6663 | 20.19 |  | 1 | 330 |  | 330 |  | 2015-12-14 19:37 | 2016-02-22 | ARNOLD SOLAR INC | Retrofit | Escondido | San Diego | 92027 | Host Customer is System Owner | [7 empty] | 112.84 | 56.42 |  | Drainback |  | Solar Storage and Auxiliary Tanks are separate |  | 1 | 1 | 252 | Z10 | 6 | Units | Apartments/Condos | 2009042B | 2 | 2 | 228 | 1 | 100 | 1 | 199000 | TRUE | 140 | 140 | [5 empty] | FALSE | 40.79 |  | 2011-06-01: 2015-12-11; 2011-06-23: 2015-12-14; 2011-07-01: 2016-02-22 | 3169 | 13461 | Up-front Payment
SDG-005290 | Commercial/Multifamily Residential | Domestic Hot Water | Gas | San Diego Gas and Electric | Incentive:Canceled | 13850 | 20.19 |  | 1 | 686 |  | 686 |  | 2015-12-14 19:36 | 2016-02-22 | ARNOLD SOLAR INC | Retrofit | Escondido | San Diego | 92027 | Host Customer is System Owner | [7 empty] | 225.68 | 56.42 |  | Drainback | Drainback (Water) | Solar Storage and Auxiliary Tanks are separate |  | 1 | 1 | 504 | Z10 | 12 | Units | Apartments/Condos | 2009042B | 4 | 4 | 533 | 1 | 100 | 1 | 199000 | TRUE | 140 | 140 | [5 empty] | FALSE | 39.24 |  | 2011-06-01: 2015-12-11; 2011-06-23: 2015-12-14; 2011-07-01: 2016-02-22 | 3169 | 26922 | Up-front Payment
SDG-005291 | Low Income Multifamily Residential | Domestic Hot Water | Gas | San Diego Gas and Electric | Incentive:Paid | 34199 | 24.89 |  | 1 | 1374 |  | 1374 |  | 2015-12-14 18:54 | 2016-02-22 | ARNOLD SOLAR INC | Retrofit | Escondido | San Diego | 92027 | Host Customer is System Owner | [7 empty] | 418.32 | 52.29 |  | Drainback | Drainback (Water) | Solar Storage and Auxiliary Tanks are separate |  | 1 | 1 | 1140 | Z10 | 1150 | Pounds of Laundry | Coin-op Laundries | 10001893 | 8 | 4 | 1160 | 1 | 100 | 1 | 199000 | TRUE | 140 | 140 |  |  |  |  | City of Escondido | FALSE | 39.19 |  | 2015-12-12 | 2015-12-17 | 2015-12-14 | 2016-02-22 | 2016-10-19 | 2016-10-20 | 2903 | 53845 | Up-front Payment
SDG-005292 | Commercial/Multifamily Residential | Domestic Hot Water | Gas | San Diego Gas and Electric | Incentive:Canceled | 13850 | 20.19 |  | 1 | 686 |  | 686 |  | 2015-12-14 19:35 | 2016-02-22 | ARNOLD SOLAR INC | Retrofit | Escondido | San Diego | 92027 | Host Customer is System Owner | [7 empty] | 225.68 | 56.42 |  | Drainback | Drainback (Water) | Solar Storage and Auxiliary Tanks are separate |  | 1 | 1 | 504 | Z10 | 12 | Units | Apartments/Condos | 2009042B | 4 | 4 | 533 | 1 | 100 | 1 | 199000 | TRUE | 140 | 140 | [5 empty] | FALSE | 39.24 |  | 2011-06-01: 2015-12-12; 2011-06-23: 2015-12-14; 2011-07-01: 2016-02-22 | 3169 | 26922 | Up-front Payment
SDG-005293 | Low Income Multifamily Residential | Domestic Hot Water | Gas | San Diego Gas and Electric | Incentive:Paid | 16552 | 24.89 |  | 1 | 665 |  | 665 |  | 2015-12-14 18:49 | 2016-02-22 | ARNOLD SOLAR INC | Retrofit | Escondido | San Diego | 92027 | Host Customer is System Owner | [7 empty] | 209.16 | 52.29 |  | Drainback | Drainback (Water) | Solar Storage and Auxiliary Tanks are separate |  | 1 | 1 | 504 | Z10 | 12 | Units | Apartments/Condos | 10001893 | 4 | 4 | 533 | 1 | 100 | 1 | 199000 | TRUE | 140 | 140 |  |  |  |  | City of Escondido | FALSE | 40.48 |  | 2015-12-12 | 2015-12-17 | 2015-12-14 | 2016-02-22 | 2016-09-16 | 2016-10-14 | 2903 | 26922 | Up-front Payment
SDG-005294 | Low Income Multifamily Residential | Domestic Hot Water | Gas | San Diego Gas and Electric | Incentive:Paid | 16552 | 24.89 |  | 1 | 665 |  | 665 |  | 2015-12-14 18:50 | 2016-02-22 | ARNOLD SOLAR INC | Retrofit | Escondido | San Diego | 92027 | Host Customer is System Owner | [7 empty] | 209.16 | 52.29 |  | Drainback | Drainback (Water) | Solar Storage and Auxiliary Tanks are separate |  | 1 | 1 | 504 | Z10 | 12 | Units | Apartments/Condos | 10001893 | 4 | 4 | 533 | 1 | 100 | 1 | 199000 | TRUE | 140 | 140 |  |  |  |  | City of Escondido | FALSE | 40.48 |  | 2015-12-12 | 2015-12-17 | 2015-12-14 | 2016-02-22 | 2016-09-09 | 2016-10-24 | 2899 | 26922 | Up-front Payment
SDG-005295 | Low Income Multifamily Residential | Domestic Hot Water | Gas | San Diego Gas and Electric | Incentive:Paid | 16552 | 24.89 |  | 1 | 665 |  | 665 |  | 2015-12-14 18:51 | 2016-02-22 | ARNOLD SOLAR INC | Retrofit | Escondido | San Diego | 92027 | Host Customer is System Owner | [7 empty] | 209.16 | 52.29 |  | Drainback | Drainback (Water) | Solar Storage and Auxiliary Tanks are separate |  | 1 | 1 | 504 | Z10 | 12 | Units | Apartments/Condos | 10001893 | 4 | 4 | 533 | 1 | 100 | 1 | 199000 | TRUE | 140 | 140 |  |  |  |  | City of Escondido | FALSE | 40.48 |  | 2015-12-12 | 2015-12-17 | 2015-12-14 | 2016-02-22 | 2016-09-09 | 2016-10-13 | 2903 | 26922 | Up-front Payment
SDG-005296 | Low Income Multifamily Residential | Domestic Hot Water | Gas | San Diego Gas and Electric | Incentive:Paid | 16552 | 24.89 |  | 1 | 665 |  | 665 |  | 2015-12-14 18:52 | 2016-02-22 | ARNOLD SOLAR INC | Retrofit | Escondido | San Diego | 92027 | Host Customer is System Owner | [7 empty] | 209.16 | 52.29 |  | Drainback | Drainback (Water) | Solar Storage and Auxiliary Tanks are separate |  | 1 | 1 | 504 | Z10 | 12 | Units | Apartments/Condos | 10001893 | 4 | 4 | 533 | 1 | 100 | 1 | 199000 | TRUE | 140 | 140 |  |  |  |  | City of Escondido | FALSE | 40.48 |  | 2015-12-12 | 2015-12-17 | 2015-12-14 | 2016-02-22 | 2016-09-09 | 2016-10-13 | 2903 | 26922 | Up-front Payment
SDG-005297 | Commercial/Multifamily Residential | Domestic Hot Water | Gas | San Diego Gas and Electric | Incentive:Canceled | 13285 | 20.19 |  | 1 | 658 |  | 658 |  | 2015-12-14 19:34 | 2016-02-22 | ARNOLD SOLAR INC | Retrofit | Escondido | San Diego | 92027 | Host Customer is System Owner | [7 empty] | 225.68 | 56.42 |  | Drainback | Drainback (Water) | Solar Storage and Auxiliary Tanks are separate |  | 1 | 1 | 504 | Z10 | 12 | Units | Apartments/Condos | 2009042B | 4 | 4 | 533 | 1 | 100 | 1 | 199000 | TRUE | 140 | 140 | [5 empty] | FALSE | 40.91 |  | 2011-06-01: 2015-12-12; 2011-06-23: 2015-12-14; 2011-07-01: 2016-02-22 | 3169 | 26922 | Up-front Payment
PGE-005298 | Low Income Multifamily Residential | Domestic Hot Water | Gas | Pacific Gas and Electric | Incentive:Paid | 13391 | 24.89 |  | 1 | 538 |  | 538 |  | 2015-12-23 11:02 | 2016-04-19 | DOCTOR PIPER INC | Retrofit | Ceres | Stanislaus | 95307 | Host Customer is System Owner | [7 empty] | 160.68 | 40.17 |  | Glycol | Pressure Stagnation Protection (PSP) | Solar Storage and Auxiliary Tanks are separate |  | 1 | 1 | 336 | Z12 | 8 | Units | Apartments/Condos | 2010115A | 4 | 1 | 240 | 2 | 120 | 1 | 200000 | TRUE | 120 | 120 |  |  |  |  | Ceres | FALSE | 41.4 |  | 2015-12-12 | 2016-04-07 | 2015-12-23 | 2016-04-19 | 2016-11-14 | 2016-11-16 | 2888 | 22272 | Up-front Payment
PGE-005299 | Low Income Multifamily Residential | Domestic Hot Water | Gas | Pacific Gas and Electric | Incentive:Paid | 13391 | 24.89 |  | 1 | 538 |  | 538 |  | 2015-12-23 11:02 | 2016-04-19 | DOCTOR PIPER INC | Retrofit | Ceres | Stanislaus | 95307 | Host Customer is System Owner | [7 empty] | 160.68 | 40.17 |  | Glycol | Pressure Stagnation Protection (PSP) | Solar Storage and Auxiliary Tanks are separate |  | 1 | 1 | 336 | Z12 | 8 | Units | Apartments/Condos | 2010115A | 4 | 1 | 240 | 2 | 120 | 1 | 200000 | TRUE | 120 | 120 |  |  |  |  | Ceres | FALSE | 41.4 |  | 2015-12-12 | 2016-04-07 | 2015-12-23 | 2016-04-19 | 2016-11-14 | 2016-11-16 | 2888 | 22271 | Up-front Payment
PGE-005300 | Low Income Multifamily Residential | Domestic Hot Water | Gas | Pacific Gas and Electric | Incentive:Paid | 13117 | 24.89 |  | 1 | 527 |  | 527 |  | 2015-12-23 11:02 | 2016-04-19 | DOCTOR PIPER INC | Retrofit | Ceres | Stanislaus | 95307 | Host Customer is System Owner | [7 empty] | 160.68 | 40.17 |  | Glycol | Pressure Stagnation Protection (PSP) | Solar Storage and Auxiliary Tanks are separate |  | 1 | 1 | 336 | Z12 | 8 | Units | Apartments/Condos | 2010115A | 4 | 1 | 238 | 2 | 200 | 2 | 150000 | FALSE | 120 | 120 |  |  |  |  | City of Ceres | FALSE | 42.26 |  | 2015-12-12 | 2016-04-07 | 2015-12-23 | 2016-04-19 | 2017-02-21 | 2017-04-06 | 2732 | 22272 | Up-front Payment
PGE-005301 | Low Income Multifamily Residential | Domestic Hot Water | Gas | Pacific Gas and Electric | Incentive:Paid | 6422 | 24.89 |  | 1 | 258 |  | 258 |  | 2015-12-23 11:02 | 2016-04-19 | DOCTOR PIPER INC | Retrofit | Ceres | Stanislaus | 95307 | Host Customer is System Owner | [7 empty] | 80.34 | 40.17 |  | Glycol | Advanced Controller with a Vacation or Holiday Mode | Solar Storage and Auxiliary Tanks are separate |  | 1 | 1 | 168 | Z12 | 4 | Units | Apartments/Condos | 2010115A | 2 | 1 | 119 | 1 | 98 | 1 | 75100 | FALSE | 120 | 120 |  |  |  |  | Ceres | FALSE | 43.16 |  | 2015-12-12 | 2016-04-07 | 2015-12-23 | 2016-04-19 | 2016-09-27 | 2016-11-22 | 2875 | 11136 | Up-front Payment
PGE-005302 | Low Income Multifamily Residential | Domestic Hot Water | Gas | Pacific Gas and Electric | Incentive:Paid | 6422 | 24.89 |  | 1 | 258 |  | 258 |  | 2015-12-23 11:02 | 2016-04-19 | DOCTOR PIPER INC | Retrofit | Ceres | Stanislaus | 95307 | Host Customer is System Owner | [7 empty] | 80.34 | 40.17 |  | Glycol | Advanced Controller with a Vacation or Holiday Mode | Solar Storage and Auxiliary Tanks are separate |  | 1 | 1 | 168 | Z12 | 4 | Units | Apartments/Condos | 2010115A | 2 | 1 | 119 | 1 | 98 | 1 | 75100 | FALSE | 120 | 120 |  |  |  |  | Ceres | FALSE | 43.16 |  | 2015-12-12 | 2016-04-07 | 2015-12-23 | 2016-04-19 | 2016-09-27 | 2016-11-22 | 2875 | 11136 | Up-front Payment
PGE-005303 | Low Income Multifamily Residential | Domestic Hot Water | Gas | Pacific Gas and Electric | Incentive:Paid | 7044 | 24.89 |  | 1 | 283 |  | 283 |  | 2015-12-23 11:02 | 2016-04-19 | DOCTOR PIPER INC | Retrofit | Ceres | Stanislaus | 95307 | Host Customer is System Owner | [7 empty] | 80.34 | 40.17 |  | Glycol | Pressure Stagnation Protection (PSP) | Solar Storage and Auxiliary Tanks are separate |  | 1 | 1 | 168 | Z12 | 4 | Units | Apartments/Condos | 2010115A | 2 | 1 | 119 | 1 | 120 | 1 | 299000 | TRUE | 120 | 120 |  |  |  |  | Ceres | FALSE | 39.35 |  | 2015-12-12 | 2016-04-07 | 2015-12-23 | 2016-04-19 | 2016-08-02 | 2016-08-04 | 3000 | 11136 | Up-front Payment
PGE-005304 | Low Income Multifamily Residential | Domestic Hot Water | Gas | Pacific Gas and Electric | Incentive:Paid | 19489 | 24.89 |  | 1 | 783 |  | 783 |  | 2015-12-23 11:02 | 2016-04-19 | DOCTOR PIPER INC | Retrofit | CERES | Stanislaus | 95307 | Host Customer is System Owner | [7 empty] | 241.02 | 40.17 |  | Glycol | Pressure Stagnation Protection (PSP) | Solar Storage and Auxiliary Tanks are separate |  | 1 | 1 | 504 | Z12 | 12 | Units | Apartments/Condos | 2010115A | 6 | 1 | 360 | 3 | 298 | 3 | 225200 | FALSE | 120 | 120 |  |  |  |  | Ceres | FALSE | 42.67 |  | 2015-12-12 | 2016-04-07 | 2015-12-23 | 2016-04-19 | 2016-11-14 | 2016-12-08 | 2864 | 33408 | Up-front Payment
PGE-005305 | Low Income Multifamily Residential | Domestic Hot Water | Gas | Pacific Gas and Electric | Incentive:Paid | 6646 | 24.89 |  | 1 | 267 |  | 267 |  | 2015-12-23 11:03 | 2016-04-19 | DOCTOR PIPER INC | Retrofit | CERES | Stanislaus | 95307 | Host Customer is System Owner | [7 empty] | 80.34 | 40.17 |  | Glycol | Pressure Stagnation Protection (PSP) | Solar Storage and Auxiliary Tanks are separate |  | 1 | 1 | 168 | Z12 | 4 | Units | Apartments/Condos | 2010115A | 2 | 1 | 119 | 1 | 120 | 1 | 299000 | TRUE | 120 | 120 |  |  |  |  | Ceres | FALSE | 41.71 |  | 2015-12-12 | 2016-04-07 | 2015-12-23 | 2016-04-19 | 2016-09-27 | 2016-10-18 | 2917 | 11136 | Up-front Payment
PGE-005306 | Low Income Multifamily Residential | Domestic Hot Water | Gas | Pacific Gas and Electric | Incentive:Paid | 6148 | 24.89 |  | 1 | 247 |  | 247 |  | 2015-12-23 11:03 | 2016-04-19 | DOCTOR PIPER INC | Retrofit | CERES | Stanislaus | 95307 | Host Customer is System Owner | [7 empty] | 80.34 | 40.17 |  | Glycol | Pressure Stagnation Protection (PSP) | Solar Storage and Auxiliary Tanks are separate |  | 1 | 1 | 168 | Z12 | 4 | Units | Apartments/Condos | 2010115A | 2 | 1 | 119 | 1 | 120 | 1 | 299000 | TRUE | 120 | 120 |  |  |  |  | Ceres | FALSE | 45.09 |  | 2015-12-12 | 2016-04-07 | 2015-12-23 | 2016-04-19 | 2016-08-02 | 2016-08-04 | 3000 | 11136 | Up-front Payment
PGE-005307 | Low Income Multifamily Residential | Domestic Hot Water | Gas | Pacific Gas and Electric | Incentive:Paid | 11225 | 24.89 |  | 1 | 451 |  | 451 |  | 2015-12-23 11:03 | 2016-04-19 | DOCTOR PIPER INC | Retrofit | CERES | Stanislaus | 95307 | Host Customer is System Owner | [7 empty] | 160.68 | 40.17 |  | Glycol | Advanced Controller with a Vacation or Holiday Mode | Solar Storage and Auxiliary Tanks are separate |  | 1 | 1 | 336 | Z12 | 8 | Units | Apartments/Condos | 2010115A | 4 | 1 | 238 | 2 | 198 | 2 | 150200 | FALSE | 120 | 120 |  |  |  |  | Ceres | FALSE | 43.21 |  | 2015-12-12 | 2016-04-07 | 2015-12-23 | 2016-04-19 | 2016-08-02 | 2016-10-17 | 2917 | 19488 | Up-front Payment
PGE-005308 | Low Income Multifamily Residential | Domestic Hot Water | Gas | Pacific Gas and Electric | Incentive:Paid | 13341 | 24.89 |  | 1 | 536 |  | 536 |  | 2015-12-23 11:03 | 2016-04-19 | DOCTOR PIPER INC | Retrofit | CERES | Stanislaus | 95307 | Host Customer is System Owner | [7 empty] | 160.68 | 40.17 |  | Glycol | Pressure Stagnation Protection (PSP) | Solar Storage and Auxiliary Tanks are separate |  | 1 | 1 | 336 | Z12 | 8 | Units | Apartments/Condos | 2010115A | 4 | 1 | 240 | 2 | 100 | 1 | 200000 | TRUE | 120 | 120 |  |  |  |  | Ceres | FALSE | 41.55 |  | 2015-12-12 | 2016-04-07 | 2015-12-23 | 2016-04-19 | 2016-12-05 | 2016-12-06 | 2864 | 22272 | Up-front Payment
PGE-005309 | Low Income Multifamily Residential | Domestic Hot Water | Gas | Pacific Gas and Electric | Incentive:Paid | 13341 | 24.89 |  | 1 | 536 |  | 536 |  | 2015-12-23 11:03 | 2016-04-19 | DOCTOR PIPER INC | Retrofit | CERES | Stanislaus | 95307 | Host Customer is System Owner | [7 empty] | 160.68 | 40.17 |  | Glycol | Pressure Stagnation Protection (PSP) | Solar Storage and Auxiliary Tanks are separate |  | 1 | 1 | 336 | Z12 | 8 | Units | Apartments/Condos | 2010115A | 4 | 1 | 240 | 2 | 100 | 1 | 200000 | TRUE | 120 | 120 |  |  |  |  | Ceres | FALSE | 41.55 |  | 2015-12-12 | 2016-04-07 | 2015-12-23 | 2016-04-19 | 2016-12-05 | 2016-12-12 | 2864 | 22272 | Up-front Payment
SDG-005310 | Commercial/Multifamily Residential | Domestic Hot Water | Gas | San Diego Gas and Electric | Incentive:Canceled | 13285 | 20.19 |  | 1 | 658 |  | 658 |  | 2015-12-14 19:33 | 2016-02-22 | ARNOLD SOLAR INC | Retrofit | Escondido | San Diego | 92027 | Host Customer is System Owner | [7 empty] | 225.68 | 56.42 |  | Drainback | Drainback (Water) | Solar Storage and Auxiliary Tanks are separate |  | 1 | 1 | 504 | Z10 | 12 | Units | Apartments/Condos | 2009042B | 4 | 4 | 533 | 1 | 100 | 1 | 199000 | TRUE | 140 | 140 | [5 empty] | FALSE | 40.91 |  | 2011-06-01: 2015-12-13; 2011-06-23: 2015-12-14; 2011-07-01: 2016-02-22 | 3169 | 26922 | Up-front Payment
SDG-005311 | Commercial/Multifamily Residential | Domestic Hot Water | Gas | San Diego Gas and Electric | Incentive:Canceled | 13285 | 20.19 |  | 1 | 658 |  | 658 |  | 2015-12-14 19:31 | 2016-02-22 | ARNOLD SOLAR INC | Retrofit | Escondido | San Diego | 92027 | Host Customer is System Owner | [7 empty] | 225.68 | 56.42 |  | Drainback | Drainback (Water) | Solar Storage and Auxiliary Tanks are separate |  | 1 | 1 | 504 | Z10 | 12 | Units | Apartments/Condos | 2009042B | 4 | 4 | 533 | 1 | 100 | 1 | 199000 | TRUE | 140 | 140 | [5 empty] | FALSE | 40.91 |  | 2011-06-01: 2015-12-13; 2011-06-23: 2015-12-14; 2011-07-01: 2016-02-22 | 3169 | 26922 | Up-front Payment
SCG-005312 | Low Income Multifamily Residential | Domestic Hot Water | Gas | Southern California Gas Company | Incentive:Paid | 9832 | 24.89 |  | 1 | 395 |  | 395 |  | 2015-12-15 17:57 | 2016-04-15 | DOCTOR PIPER INC | Retrofit | Fontana | San Bernadino | 92335 | Host Customer is System Owner | [7 empty] | 160.68 | 40.17 |  | Glycol | Advanced Controller with a Vacation or Holiday Mode | Solar Storage and Auxiliary Tanks are separate |  | 1 | 1 | 336 | Z10 | 8 | Units | Apartments/Condos | 2010115A | 4 | 1 | 120 | 1 | 120 | 1 | 299000 | TRUE | 120 | 120 |  |  |  |  | City of Fontana | FALSE | 49.58 |  | 2015-12-13 |  | 2015-12-15 | 2016-04-15 | 2016-05-31 | 2016-06-20 | 3042 | 19584 | Up-front Payment
SCG-005313 | Low Income Multifamily Residential | Domestic Hot Water | Gas | Southern California Gas Company | Incentive:Paid | 9956 | 24.89 |  | 1 | 400 |  | 400 |  | 2015-12-15 17:57 | 2016-04-15 | DOCTOR PIPER INC | Retrofit | Fontana | San Bernadino | 92335 | Host Customer is System Owner | [7 empty] | 160.68 | 40.17 |  | Glycol | Advanced Controller with a Vacation or Holiday Mode | Solar Storage and Auxiliary Tanks are separate |  | 1 | 1 | 336 | Z10 | 8 | Units | Apartments/Condos | 2010115A | 4 | 1 | 120 | 1 | 120 | 1 | 299000 | TRUE | 120 | 120 |  |  |  |  | City of Fontana | FALSE | 48.96 |  | 2015-12-13 |  | 2015-12-15 | 2016-04-15 | 2016-05-31 | 2016-06-20 | 3042 | 19584 | Up-front Payment
SCG-005314 | Low Income Multifamily Residential | Domestic Hot Water | Gas | Southern California Gas Company | Incentive:Paid | 6223 | 24.89 |  | 1 | 250 |  | 250 |  | 2015-12-15 17:57 | 2016-04-15 | DOCTOR PIPER INC | Retrofit | Fontana | San Bernadino | 92335 | Host Customer is System Owner | [7 empty] | 80.34 | 40.17 |  | Glycol | Advanced Controller with a Vacation or Holiday Mode | Solar Storage with Tankless Auxiliary Water Heater |  | 1 | 1 | 168 | Z10 | 4 | Units | Apartments/Condos | 2010115A | 2 | 1 | 120 | 1 | 0 | 0 | 299000 | TRUE | 120 | 120 |  |  |  |  | City of Fontana | FALSE | 39.17 |  | 2015-12-13 |  | 2015-12-15 | 2016-04-15 | 2016-05-16 | 2016-06-20 | 3042 | 9792 | Up-front Payment
SCG-005315 | Low Income Multifamily Residential | Domestic Hot Water | Gas | Southern California Gas Company | Incentive:Paid | 6223 | 24.89 |  | 1 | 250 |  | 250 |  | 2015-12-15 17:57 | 2016-04-15 | DOCTOR PIPER INC | Retrofit | Fontana | San Bernadino | 92335 | Host Customer is System Owner | [7 empty] | 80.34 | 40.17 |  | Glycol | Advanced Controller with a Vacation or Holiday Mode | Solar Storage with Tankless Auxiliary Water Heater |  | 1 | 1 | 168 | Z10 | 4 | Units | Apartments/Condos | 2010115A | 2 | 1 | 120 | 1 | 0 | 0 | 299000 | TRUE | 120 | 120 |  |  |  |  | City of Fontana | FALSE | 39.17 |  | 2015-12-13 |  | 2015-12-15 | 2016-04-15 | 2016-05-16 | 2016-06-20 | 3042 | 9792 | Up-front Payment
SCG-005316 | Low Income Multifamily Residential | Domestic Hot Water | Gas | Southern California Gas Company | Incentive:Paid | 6023 | 24.89 |  | 1 | 242 |  | 242 |  | 2015-12-15 17:57 | 2016-04-15 | DOCTOR PIPER INC | Retrofit | Fontana | San Bernadino | 92335 | Host Customer is System Owner | [7 empty] | 80.34 | 40.17 |  | Glycol | Advanced Controller with a Vacation or Holiday Mode | Solar Storage with Tankless Auxiliary Water Heater |  | 1 | 1 | 168 | Z10 | 4 | Units | Apartments/Condos | 2010115A | 2 | 1 | 120 | 1 | 0 | 0 | 299000 | TRUE | 120 | 120 |  |  |  |  | City of Fontana | FALSE | 40.46 |  | 2015-12-13 |  | 2015-12-15 | 2016-04-15 | 2016-05-16 | 2016-06-20 | 3042 | 9792 | Up-front Payment
SCG-005317 | Low Income Multifamily Residential | Domestic Hot Water | Gas | Southern California Gas Company | Incentive:Paid | 5252 | 24.89 |  | 1 | 211 |  | 211 |  | 2015-12-15 17:57 | 2016-04-15 | DOCTOR PIPER INC | Retrofit | Fontana | San Bernardino | 92335 | Host Customer is System Owner | [7 empty] | 80.34 | 40.17 |  | Glycol | Advanced Controller with a Vacation or Holiday Mode | Solar Storage with Tankless Auxiliary Water Heater |  | 1 | 1 | 168 | Z10 | 4 | Units | Apartments/Condos | 2010115A | 2 | 1 | 120 | 1 | 120 | 1 | 299000 | TRUE | 120 | 120 |  |  |  |  | City of Fontana | FALSE | 46.41 |  | 2015-12-13 |  | 2015-12-15 | 2016-04-15 | 2016-05-16 | 2016-06-20 | 3042 | 9792 | Up-front Payment
SCG-005318 | Low Income Multifamily Residential | Domestic Hot Water | Gas | Southern California Gas Company | Incentive:Paid | 13665 | 24.89 |  | 1 | 549 |  | 549 |  | 2015-12-15 17:57 | 2016-04-15 | DOCTOR PIPER INC | Retrofit | Fontana | San Bernadino | 92335 | Host Customer is System Owner | [7 empty] | 160.68 | 40.17 |  | Glycol | Pressure Stagnation Protection (PSP) | Solar Storage and Auxiliary Tanks are separate |  | 1 | 1 | 336 | Z10 | 8 | Units | Apartments/Condos | 2010115A | 4 | 1 | 200 | 2 | 120 | 1 | 299000 | TRUE | 120 | 120 |  |  |  |  | City of Fontana | FALSE | 35.67 |  | 2015-12-13 |  | 2015-12-15 | 2016-04-15 | 2016-05-16 | 2016-06-20 | 3042 | 19584 | Up-front Payment
SCG-005319 | Low Income Multifamily Residential | Domestic Hot Water | Gas | Southern California Gas Company | Incentive:Paid | 12420 | 24.89 |  | 1 | 499 |  | 499 |  | 2015-12-15 17:57 | 2016-04-15 | DOCTOR PIPER INC | Retrofit | Fontana | San Bernadino | 92335 | Host Customer is System Owner | [7 empty] | 160.68 | 40.17 |  | Glycol | Pressure Stagnation Protection (PSP) | Solar Storage with Tankless Auxiliary Water Heater |  | 1 | 1 | 336 | Z10 | 8 | Units | Apartments/Condos | 2010115A | 4 | 1 | 200 | 2 | 0 | 0 | 299000 | TRUE | 120 | 120 |  |  |  |  | City of Fontana | FALSE | 39.25 |  | 2015-12-13 |  | 2015-12-15 | 2016-04-15 | 2016-05-16 | 2016-06-20 | 3042 | 19584 | Up-front Payment
SCG-005320 | Low Income Multifamily Residential | Domestic Hot Water | Gas | Southern California Gas Company | Incentive:Paid | 27006 | 24.89 |  | 1 | 1085 |  | 1085 |  | 2015-12-15 17:59 | 2016-04-15 | DOCTOR PIPER INC | Retrofit | Fontana | San Bernadino | 92335 | Host Customer is System Owner | [7 empty] | 321.36 | 40.17 |  | Glycol | Pressure Stagnation Protection (PSP) | Solar Storage and Auxiliary Tanks are separate |  | 1 | 1 | 672 | Z10 | 16 | Units | Apartments/Condos | 2010115A | 8 | 1 | 400 | 4 | 240 | 2 | 299000 | TRUE | 120 | 120 |  |  |  |  | City of Fontana | FALSE | 36.1 |  | 2015-12-13 |  | 2015-12-15 | 2016-04-15 | 2016-05-16 | 2016-06-20 | 3042 | 39168 | Up-front Payment
PGE-005321 | Commercial Pools | Pool Heating | Gas | Pacific Gas and Electric | Incentive:Paid | 3900 | 5 |  | 1 | 780 |  | 780 |  | 2016-03-28 16:42 | 2016-04-26 | SUN FIRST! INC | Retrofit | San Ramon | San Ramon | 94582 | Host Customer is System Owner | [7 empty] | 469.04 | 42.64 |  | Manual Drainback |  |  |  | 1 | 1 |  | Z04 |  |  |  | 10001781 | 11 | 2 | [5 empty] | FALSE |  |  |  | SunEarth - SETR A503 TTR U + VFS 20-400 |  | SunEarth - SETR A503 TTR U + VFS 20-400 | San Ramon | FALSE | 21.92 |  | 2015-12-14 | 2016-04-04 | 2016-03-28 | 2016-04-26 | 2016-06-21 | 2016-09-13 | 2917 | 17100 | Up-front Payment
PGE-005322 | Commercial Pools | Pool Heating | Gas | Pacific Gas and Electric | Incentive:Paid | 7355 | 5 |  | 1 | 1471 |  | 1471 |  | 2016-04-11 11:11 | 2016-04-14 | SUN FIRST! INC | Retrofit | SAN RAMON | San Ramon | 94583 | Host Customer is System Owner | [7 empty] | 840 | 42 |  | Manual Drainback |  |  |  | 1 | 1 |  | Z04 |  |  |  | 10001888 | 20 | 2 | [5 empty] | FALSE |  |  |  | SunEarth - SETR A503 TTR U + VFS 20-400 |  | SunEarth - SETR A503 TTR U + VFS 20-400 | San Ramon | FALSE | 13.29 |  | 2015-12-14 |  | 2016-04-11 | 2016-04-14 | 2016-06-08 | 2016-07-07 | 3009 | 19550 | Up-front Payment
SCG-005323 | Commercial/Multifamily Residential | Domestic Hot Water | Gas | Southern California Gas Company | Reservation:Canceled | 25400 | 25 |  | 1 SCG | 1016 |  | 1016 |  | 2016-01-27 13:19 |  | DOCTOR PIPER INC | Retrofit | Los Angeles | Los Angeles | 90015 | Host Customer is System Owner | [7 empty] | 281.19 | 40.17 |  | Glycol | Pressure Stagnation Protection (PSP) | Solar Storage and Auxiliary Tanks are separate |  | 1 | 1 | 672 | Z06 | 16 | Units | Apartments/Condos | 2010115A | 7 | 1 | 357 | 3 | 120 | 1 | 299000 | TRUE | 120 | 120 | [5 empty] | FALSE | 38.74 |  | 2011-06-01: 2015-12-15; 2011-06-21: 2016-06-28; 2011-06-23: 2016-01-27 | 2658 | 39362 | Up-front Payment
SCG-005324 | Commercial/Multifamily Residential | Domestic Hot Water | Gas | Southern California Gas Company | Reservation:Canceled | 40500 | 25 |  | 1 SCG | 1620 |  | 1620 |  | 2016-01-27 13:18 |  | DOCTOR PIPER INC | Retrofit | Los Angeles | Los Angeles | 90011 | Host Customer is System Owner | [7 empty] | 482.04 | 40.17 |  | Glycol | Pressure Stagnation Protection (PSP) | Solar Storage and Auxiliary Tanks are separate |  | 1 | 1 | 960 | Z06 | 24 | Units | Apartments/Condos | 2010115A | 12 | 1 | 595 | 5 | 240 | 2 | 299000 | TRUE | 120 | 120 | [5 empty] | FALSE | 41.65 |  | 2011-06-01: 2015-12-15; 2011-06-21: 2016-06-28; 2011-06-23: 2016-01-27 | 2658 | 67478 | Up-front Payment
SCG-005325 | Commercial/Multifamily Residential | Domestic Hot Water | Gas | Southern California Gas Company | Incentive:Canceled | 42650 | 25 |  | 1 SCG | 1706 |  | 1706 |  | 2016-01-27 13:18 | 2016-08-08 | DOCTOR PIPER INC | Retrofit | Los Angeles | Los Angeles | 90006 | Host Customer is System Owner | [7 empty] | 562.38 | 40.17 |  | Glycol | Pressure Stagnation Protection (PSP) | Solar Storage and Auxiliary Tanks are separate |  | 1 | 1 | 960 | Z06 | 30 | Units | Apartments/Condos | 2010115A | 14 | 1 | 595 | 5 | 240 | 2 | 299000 | TRUE | 120 | 120 | [5 empty] | FALSE | 46.15 |  | 2015-12-15 | 2016-06-28 | 2016-01-27 | 2016-08-08 |  |  | 3001 | 78724 | Up-front Payment
SCG-005327 | Single Family Residential | Domestic Hot Water | Gas | Southern California Gas Company | Incentive:Paid | 1701 | 29.85 |  | 1 | 75 |  | 57 |  | 2016-03-14 16:11 | 2016-04-12 | ZERO ENERGY CONTRACTING INC | Retrofit | Sherman Oaks | Los Angeles | 91423 | Host Customer is System Owner | 2 |  | 2012012B | GREENoneTEC Solarindustrie GmbH | SOLPAL (formerly Solcrafte) | SOLPAL L-G | Direct Integral Collector Storage (DI) | 26.11 |  | Solpal L |  |  | Solar Storage and Auxiliary Tanks are separate | 51 | 0.95 | 0.8 | 35 | Z09 | [18 empty] | Los Angeles | FALSE | 133.07 |  | 2011-06-01: 2015-12-15; 2011-08-03: 2016-03-14; 2011-09-20: 2016-04-12 | 3110 | 9980 | Up-front Payment
SCG-005328 | Low Income Multifamily Residential | Domestic Hot Water | Gas | Southern California Gas Company | Incentive:Paid | 147249 | 24.89 |  | 1 | 5916 |  | 5916 |  | 2015-12-22 11:48 | 2016-04-13 | CALIFORNIA SOLAR INTEGRATORS INC | New Construction | Los Angeles | Los Angeles | 90004 | Host Customer is System Owner | [7 empty] | 1474.2 | 40.95 |  | Glycol | Steam Back | Solar Storage and Auxiliary Tanks are separate |  | 1 | 1 | 3800 | Z09 | 100 | Units | Apartments/Condos | 10001803 | 36 | 1 | 2450 | 2 | 390 | 1 | 2500000 | TRUE | 120 | 140 |  | SunEarth - SETR A503 TTR U + VFS 20-400 |  | SunEarth - SETR A503 TTR U + VFS 20-400 | LADBS | FALSE | 40.53 |  | 2015-12-21 | 2018-03-26 | 2015-12-22 | 2016-04-13 | 2018-06-18 | 2018-07-17 | 2277 | 239803 | Up-front Payment
PGE-005329 | Low Income Single Family Residential | Domestic Hot Water | Gas | Pacific Gas and Electric | Incentive:Canceled | 3842 | 36.9 |  | 1 | 147 |  | 125 |  | 2016-04-12 17:44 |  | SELF-HELP HOME IMPROVEMENT PROJECT | Retrofit | Sacramento | Sacramento | 95817 | Host Customer is System Owner | 4 |  | 2010017C | Alternate Energy Technologies | EAGLESUN | DBS-G2-80-64 | Indirect Forced Circulation (IF) | 65.34 |  | MSC-32 | Automatic Drainback |  | Solar Storage and Auxiliary Tanks are separate | 80 | 0.85 | 1 | 55 | Z12 | [18 empty] | Redding | FALSE | 38.89 |  | 2011-06-01: 2015-12-15; 2011-06-21: 2016-04-25; 2011-08-03: 2016-04-12 | 3106 | 5717 | Up-front Payment
SCG-005330 | Commercial/Multifamily Residential | Domestic Hot Water | Gas | Southern California Gas Company | Reservation:Canceled | 14775 | 25 |  | 1 SCG | 591 |  | 591 |  | 2016-01-27 13:20 |  | DOCTOR PIPER INC | Retrofit | Los Angeles | Los Angeles | 90019 | Host Customer is System Owner | [7 empty] | 160.68 | 40.17 |  | Glycol | Pressure Stagnation Protection (PSP) | Solar Storage and Auxiliary Tanks are separate |  | 1 | 1 | 420 | Z06 | 10 | Units | Apartments/Condos | 2010115A | 4 | 1 | 238 | 1 | 120 | 1 | 299000 | TRUE | 120 | 120 | [5 empty] | FALSE | 38.06 |  | 2011-06-01: 2015-12-16; 2011-06-21: 2016-06-28; 2011-06-23: 2016-01-27 | 2658 | 22493 | Up-front Payment
SCG-005331 | Commercial/Multifamily Residential | Domestic Hot Water | Gas | Southern California Gas Company | Reservation:Canceled | 33225 | 25 |  | 1 SCG | 1329 |  | 1329 |  | 2016-01-27 13:20 |  | DOCTOR PIPER INC | Retrofit | Los Angeles | Los Angeles | 90019 | Host Customer is System Owner | [7 empty] | 401.7 | 40.17 |  | Glycol | Pressure Stagnation Protection (PSP) | Solar Storage and Auxiliary Tanks are separate |  | 1 | 1 | 920 | Z06 | 23 | Units | Apartments/Condos | 2010115A | 10 | 1 | 476 | 4 | 240 | 2 | 299000 | TRUE | 120 | 120 | [5 empty] | FALSE | 42.31 |  | 2011-06-01: 2015-12-16; 2011-06-21: 2016-06-28; 2011-06-23: 2016-01-27 | 2658 | 56231 | Up-front Payment
SCG-005332 | Commercial/Multifamily Residential | Domestic Hot Water | Gas | Southern California Gas Company | Reservation:Canceled | 35875 | 25 |  | 1 SCG | 1435 |  | 1435 |  | 2016-01-27 13:21 |  | DOCTOR PIPER INC | Retrofit | Los Angeles | Los Angeles | 90027 | Host Customer is System Owner | [7 empty] | 401.7 | 40.17 |  | Glycol | Pressure Stagnation Protection (PSP) | Solar Storage and Auxiliary Tanks are separate |  | 1 | 1 | 960 | Z06 | 24 | Units | Apartments/Condos | 2010115A | 10 | 1 | 476 | 4 | 120 | 1 | 299000 | TRUE | 120 | 120 | [5 empty] | FALSE | 40.14 |  | 2011-06-01: 2015-12-16; 2011-06-21: 2016-06-28; 2011-06-23: 2016-01-27 | 2658 | 57600 | Up-front Payment
SCG-005333 | Commercial/Multifamily Residential | Domestic Hot Water | Gas | Southern California Gas Company | Reservation:Canceled | 28225 | 25 |  | 1 SCG | 1129 |  | 1129 |  | 2016-01-27 13:22 |  | DOCTOR PIPER INC | Retrofit | Los Angeles | Los Angeles | 90038 | Host Customer is System Owner | [7 empty] | 321.36 | 40.17 |  | Glycol | Pressure Stagnation Protection (PSP) | Solar Storage and Auxiliary Tanks are separate |  | 1 | 1 | 672 | Z06 | 16 | Units | Apartments/Condos | 2010115A | 8 | 1 | 476 | 4 | 240 | 2 | 299000 | TRUE | 120 | 120 | [5 empty] | FALSE | 40.81 |  | 2011-06-01: 2015-12-16; 2011-06-21: 2016-06-28; 2011-06-23: 2016-01-27 | 2658 | 46080 | Up-front Payment
SCG-005334 | Low Income Multifamily Residential | Domestic Hot Water | Gas | Southern California Gas Company | Reservation:Canceled | 31760 | 24.89 |  | 1 | 1276 |  | 1276 |  | 2015-12-29 09:23 |  | DOCTOR PIPER INC | Retrofit | Bakersfield | Los Angeles | 93305 | Host Customer is System Owner | [7 empty] | 401.7 | 40.17 |  | Glycol | Pressure Stagnation Protection (PSP) | Solar Storage and Auxiliary Tanks are separate |  | 1 | 1 | 880 | Z13 | 22 | Units | Apartments/Condos | 2010115A | 10 | 1 | 476 | 4 | 240 | 2 | 299000 | TRUE | 120 | 120 | [5 empty] | FALSE | 45.14 |  | 2011-06-01: 2015-12-16; 2011-06-21: 2016-04-07; 2011-06-23: 2015-12-29 | 3124 | 57600 | Up-front Payment
PGE-005335 | Single Family Residential | Domestic Hot Water | Gas | Pacific Gas and Electric | Incentive:Paid | 3881 | 29.85 |  | 1 | 130 |  | 130 |  | 2015-12-16 16:07 | 2015-12-28 | AZTEC SOLAR INC | Retrofit | San Ramon | Contra Costa | 94583 | Host Customer is System Owner | 2 |  | 2001001A | SunEarth, Inc. | SOLARAY | TE40P-80-2G | Indirect Forced Circulation (IF) | 40.9 |  | EP-40 / EP-40-0.75 | Glycol | Advanced Controller with a Vacation or Holiday Mode | Solar Storage and Auxiliary Tanks are separate | 80 | 1 | 1 | 35 | Z12 | [18 empty] | City of San Ramon | FALSE | 68.23 |  | 2015-12-16 | 2015-12-23 |  |  | 2015-12-16 | 2015-12-28 | 3217 | 8870 | Up-front Payment
PGE-005336 | Single Family Residential | Domestic Hot Water | Gas | Pacific Gas and Electric | Incentive:Paid | 3646 | 29.85 |  | 1 | 156 |  | 122 |  | 2016-03-08 18:14 | 2016-05-03 | AZTEC SOLAR INC | Retrofit | MORAGA | Contra Costa | 94556 | Host Customer is System Owner | 4 |  | 2007023A | HTP, Inc. | PHOENIX SOLAR | PH-80S | Indirect Forced Circulation (IF) | 39.83 |  | SS-40-FP | Forced Circulation |  | Solar and Auxiliary Storage are the same Tank | 80 | 0.87 | 0.9 | 55 | Z12 | [18 empty] | Contra Costa County | FALSE | 57.01 |  | 2015-12-16 | 2016-03-10 |  |  | 2016-03-08 | 2016-05-03 | 3090 | 8893.13 | Up-front Payment
SCG-005337 | Single Family Residential | Domestic Hot Water | Gas | Southern California Gas Company | Incentive:Paid | 3821 | 29.85 |  | 1 | 128 |  | 128 |  | 2015-12-21 15:38 | 2016-01-07 | SUNTREK INDUSTRIES INC | Retrofit | Santa Clarita | Santa Clarita | 91387 | Host Customer is System Owner | 4 |  | 2011079A | Apricus Inc. | APSS_CLOSED_AP30_FTB-3_STD-G | APSS_CLOSED_AP30_FTB-3_STD-G | Indirect Forced Circulation (IF) | 44.76 |  | AP-30 | Glycol | Steam Back | Solar Storage and Auxiliary Tanks are separate | 80 | 1 | 1 | 55 | Z09 | [18 empty] | City of Santa Clarita | FALSE | 125 |  | 2011-06-01: 2015-12-17; 2011-08-03: 2015-12-21; 2011-09-20: 2016-01-07 | 3211 | 16000 | Up-front Payment
PGE-005339 | Single Family Residential | Domestic Hot Water | Gas | Pacific Gas and Electric | Incentive:Paid | 3539 | 29.85 |  | 1 | 155 |  | 119 |  | 2015-12-28 15:25 | 2016-01-12 | AZTEC SOLAR INC | Retrofit | SACRAMENTO | Sacramento | 95822 | Host Customer is System Owner | 4 |  | 2001001E | SunEarth, Inc. | SOLARAY | TE64P-80-2G | Indirect Forced Circulation (IF) | 65.67 |  | EP-32 / EP-32-0.75 | Glycol | Advanced Controller with a Vacation or Holiday Mode | Solar Storage and Auxiliary Tanks are separate | 80 | 0.9 | 0.85 | 55 | Z12 | [18 empty] | City of Sacramento | FALSE | 64.35 |  | 2015-12-17 | 2016-01-05 |  |  | 2015-12-28 | 2016-01-12 | 3197 | 9975 | Up-front Payment
SDG-005342 | Commercial/Multifamily Residential | Domestic Hot Water | Gas | San Diego Gas and Electric | Incentive:Canceled | 158492 | 20.19 |  | 1 | 7850 |  | 7850 |  | 2015-12-23 12:56 | 2016-01-07 | REGREEN INC | New Construction | Carlsbad | San Diego | 92010 | Host Customer is System Owner | [7 empty] | 2209.35 | 40.17 |  | Glycol | Advanced Controller with a Vacation or Holiday Mode | Solar and Auxiliary Storage are the same Tank |  | 1 | 1 | 4070 | Z07 | 110 | Units | Apartments/Condos | 2010115A | 55 | 1 | 4000 | 1 | 0 | 0 | 1200000 | TRUE | 140 | 135 | [5 empty] | FALSE | 37.1 |  | 2015-12-18 | 2015-12-29 | 2015-12-23 | 2016-01-07 |  |  | 3216 | 291200 | Up-front Payment
SDG-005343 | Commercial Pools | Pool Heating | Gas | San Diego Gas and Electric | Reservation:Canceled | 7230 | 7 |  | 1 | 1446 |  | 1446 |  |  |  | SUNUP SOLAR SYSTEMS INC | Retrofit | Oceanside | Oceanside | 92054 | Host Customer is System Owner | [7 empty] | 699.45 | 46.63 |  | Drainback |  |  |  | 1 | 1 |  | Z07 |  |  |  | SU412 | 15 | 2 | [5 empty] | FALSE | [7 empty] | FALSE | 12.61 |  | 2011-06-01: 2015-12-20; 2011-06-21: 2016-08-01 | 3009 | 18239 | Up-front Payment
SCG-005346 | Low Income Multifamily Residential | Domestic Hot Water | Gas | Southern California Gas Company | Reservation:Canceled | 22749 | 24.89 |  | 1 | 914 |  | 914 |  | 2015-12-29 09:23 |  | DOCTOR PIPER INC | Retrofit | Bakersfield | Bakersfield | 93305 | Host Customer is System Owner | [7 empty] | 642.72 | 40.17 |  | Glycol | Pressure Stagnation Protection (PSP) | Solar Storage and Auxiliary Tanks are separate |  | 1 | 1 | 1600 | Z13 | 40 | Units | Apartments/Condos | 2010115A | 16 | 1 | 952 | 8 | 240 | 2 | 299000 | TRUE | 120 | 120 | [5 empty] | FALSE | 113.44 |  | 2011-06-01: 2015-12-21; 2011-06-21: 2016-04-07; 2011-06-23: 2015-12-29 | 3124 | 103680 | Up-front Payment
SCG-005347 | Low Income Multifamily Residential | Domestic Hot Water | Gas | Southern California Gas Company | Reservation:Canceled | 147249 | 24.89 |  | 1 | 5916 |  | 5916 |  |  |  |  | New Construction | Los Angeles | Los Angeles | 90004 | Host Customer is System Owner | [7 empty] | 1474.2 | 40.95 |  | Glycol | Steam Back | Solar Storage and Auxiliary Tanks are separate |  | 1 | 1 | 3800 | Z09 | 100 | Units | Apartments/Condos | 10001803 | 36 | 1 | 2450 | 2 | 390 | 1 | 2500000 | TRUE | 120 | 140 | [5 empty] | FALSE | 40.53 |  | 2011-06-01: 2015-12-21 | 3232 | 239803 | Up-front Payment
SCG-005348 | Single Family Residential | Domestic Hot Water | Gas | Southern California Gas Company | Incentive:Paid | 2611 | 29.85 |  | 1 | 124 |  | 87 |  | 2016-01-05 16:25 | 2016-01-27 | SUNTREK INDUSTRIES INC | Retrofit | Dana Point | Orange | 92629 | Host Customer is System Owner | 4 |  | 2011079A | Apricus Inc. | APSS_CLOSED_AP30_FTB-3_STD-G | APSS_CLOSED_AP30_FTB-3_STD-G | Indirect Forced Circulation (IF) | 44.76 |  | AP-30 | Glycol | Steam Back | Solar Storage and Auxiliary Tanks are separate | 80 | 0.83 | 0.85 | 55 | Z06 | [18 empty] | Dana Point | FALSE | 64.52 |  | 2011-06-01: 2015-12-21; 2011-08-03: 2016-01-05; 2011-09-20: 2016-01-27 | 3189 | 8000 | Up-front Payment
SDG-005349 | Commercial/Multifamily Residential | Domestic Hot Water | Gas | San Diego Gas and Electric | Incentive:Paid | 105977 | 20.19 |  | 1 | 5249 |  | 5249 |  | 2016-01-06 09:53 | 2016-01-22 | ARNOLD SOLAR INC | New Construction | Lemon Grove | San Diego | 91945 | Host Customer is System Owner | [7 empty] | 1692.6 | 56.42 |  | Drainback | Other | Solar Storage and Auxiliary Tanks are separate |  | 1 | 1 | 3190 | Z10 | 84 | Units | Apartments/Condos | 2009042B | 30 | 5 | 3500 | 1 | 318 | 1 | 399999 | TRUE | 140 | 140 |  | Amatis Controls - AM-JOULE |  | Amatis Controls - AM-JOULE | City of Lemon Grove | FALSE | 29.99 |  | 2015-12-30 | 2016-01-13 | 2016-01-06 | 2016-01-22 | 2017-03-26 | 2017-05-10 | 2691 | 157440 | Up-front Payment
PGE-005350 | Commercial/Multifamily Residential | Domestic Hot Water | Gas | Pacific Gas and Electric | Incentive:Paid | 25682 | 20.19 |  | 1 | 1272 |  | 1272 |  | 2017-02-08 18:13 | 2017-02-10 | SOLARIX SYSTEMS | New Construction | San Francisco | San Francisco | 94114 | Host Customer is System Owner | [7 empty] | 336.96 | 42.12 |  | Glycol | Pressure Stagnation Protection (PSP) | Solar Storage and Auxiliary Tanks are separate |  | 1 | 1 | 3300 | Z03 | 87 | Units | Apartments/Condos | 10001912 | 8 | 1 | 462 | 1 | 400 | 4 | 199999 | TRUE | 130 | 120 |  |  |  |  | CIty of San Francisco | FALSE | 39.6 |  | 2015-12-24 | 2017-02-21 | 2017-02-08 | 2017-02-10 | 2017-02-16 | 2017-03-29 | 2746 | 50369 | Up-front Payment
SDG-005352 | Commercial Pools | Pool Heating | Gas | San Diego Gas and Electric | Incentive:Paid | 9240 | 5 |  | 1 | 3307 |  | 3307 |  | 2016-01-04 19:13 | 2016-01-19 | SUNUP SOLAR SYSTEMS INC | Retrofit | Borrego Springs | Borrego Springs | 92004 | Host Customer is System Owner | [7 empty] | 885.97 | 46.63 |  | Drainback |  |  |  | 1 | 1 |  | Z15 |  |  |  | SU412 | 19 | 2 | [5 empty] | FALSE |  |  |  | SunEarth - SETR A503 TTR U + VFS 20-400 |  | SunEarth - SETR A503 TTR U + VFS 20-400 | County of San Diego | FALSE | 5.59 |  | 2015-12-25 | 2016-01-06 | 2016-01-04 | 2016-01-19 | 2016-12-01 | 2016-12-06 | 2860 | 18480 | Up-front Payment
SCG-005354 | Commercial Pools | Pool Heating | Gas | Southern California Gas Company | Incentive:Paid | 4488 | 5 |  | 1 | 1937 |  | 1937 |  | 2015-12-31 18:10 | 2016-01-05 | ENERGY SERVICES | Retrofit | palm springs | Riverside | 92264 | Host Customer is System Owner | [7 empty] | 550.06 | 39.29 |  | Drainback |  |  |  | 1 | 1 |  | Z15 |  |  |  | 10204-10 | 14 | 1 | [5 empty] | FALSE |  |  |  | SunEarth - SETR0603mcU + VFS 20-400 |  | SunEarth - SETR0603mcU + VFS 20-400 | palm springs | FALSE | 4.63 |  | 2015-12-30 |  | 2015-12-31 | 2016-01-05 | 2016-01-23 | 2016-02-22 | 3166 | 8975 | Up-front Payment
SCG-005356 | Commercial Pools | Pool Heating | Gas | Southern California Gas Company | Incentive:Paid | 5935 | 5 |  | 1 | 1187 |  | 1187 |  | 2016-02-12 12:53 | 2016-02-16 | ENVIRONMENTAL SOLAR DESIGN INC | Retrofit | Los Angeles | Los Angeles | 90049 | Host Customer is System Owner | [7 empty] | 579.6 | 48.3 |  | Drainback |  |  |  | 1 | 1 |  | Z06 |  |  |  | 10001884 | 12 | 1 | [5 empty] | FALSE |  |  |  | SunEarth - SETR A503 TTR U + VFS 20-400 |  | SunEarth - SETR A503 TTR U + VFS 20-400 | City of Los Angeles | FALSE | 10.11 |  | 2015-12-29 |  | 2016-02-12 | 2016-02-16 | 2016-12-22 | 2017-01-05 | 2836 | 12000 | Up-front Payment
SCG-005357 | Single Family Residential | Domestic Hot Water | Gas | Southern California Gas Company | Incentive:Paid | 1812 | 29.85 |  | 1 | 66 |  | 61 |  | 2016-01-04 13:19 | 2016-01-07 | ZERO ENERGY CONTRACTING INC | Retrofit | Whittier | Los Angeles | 90601 | Host Customer is System Owner | 3 |  | 30003825 | SunEarth, Inc. | CopperHeart | CP-40G | Direct Integral Collector Storage (DI) | 24.96 |  | CP-40 |  |  | Solar Storage with Tankless Auxiliary Water Heater | 39 | 0.92 | 1 | 45 | Z09 | [18 empty] | Whittier | FALSE | 151.21 |  | 2011-06-01: 2015-12-29; 2011-08-03: 2016-01-04; 2011-09-20: 2016-01-07 | 3211 | 9980 | Up-front Payment
SCG-005359 | Single Family Residential | Domestic Hot Water | Gas | Southern California Gas Company | Incentive:Paid | 2216 | 29.85 |  | 1 | 75 |  | 74 |  | 2016-01-05 15:43 | 2016-01-21 | ZERO ENERGY CONTRACTING INC | Retrofit | North Hollywood | Los Angeles | 91602 | Host Customer is System Owner | 5 |  | 2012012B | GREENoneTEC Solarindustrie GmbH | SOLPAL (formerly Solcrafte) | SOLPAL L-G | Direct Integral Collector Storage (DI) | 26.11 |  | Solpal L |  |  | Solar Storage and Auxiliary Tanks are separate | 51 | 0.99 | 1 | 65 | Z09 | [18 empty] | Los Angeles | FALSE | 133.07 |  | 2011-06-01: 2015-12-30; 2011-08-03: 2016-01-05; 2011-09-20: 2016-01-21 | 3194 | 9980 | Up-front Payment
SCG-005362 | Single Family Residential | Domestic Hot Water | Gas | Southern California Gas Company | Incentive:Paid | 2172 | 29.85 |  | 1 | 75 |  | 73 |  | 2016-01-08 15:06 | 2016-01-27 | ZERO ENERGY CONTRACTING INC | Retrofit | Whittier | Los Angeles | 90603 | Host Customer is System Owner | 2 |  | 2012012B | GREENoneTEC Solarindustrie GmbH | SOLPAL (formerly Solcrafte) | SOLPAL L-G | Direct Integral Collector Storage (DI) | 26.11 |  | Solpal L |  |  | Solar Storage and Auxiliary Tanks are separate | 50 | 0.97 | 1 | 35 | Z09 | [18 empty] | Whittier | FALSE | 133.07 |  | 2011-06-01: 2016-01-04; 2011-08-03: 2016-01-08; 2011-09-20: 2016-01-27 | 3189 | 9980 | Up-front Payment
SCG-005363 | Single Family Residential | Domestic Hot Water | Gas | Southern California Gas Company | Incentive:Paid | 1992 | 29.85 |  | 1 | 75 |  | 67 |  | 2016-01-14 10:13 | 2016-01-21 | ZERO ENERGY CONTRACTING INC | Retrofit | Pasadena | Los Angeles | 91104 | Host Customer is System Owner | 3 |  | 2012012B | GREENoneTEC Solarindustrie GmbH | SOLPAL (formerly Solcrafte) | SOLPAL L-G | Direct Integral Collector Storage (DI) | 26.11 |  | Solpal L |  |  | Solar Storage and Auxiliary Tanks are separate | 50 | 0.89 | 1 | 45 | Z09 | [18 empty] | Pasadena | FALSE | 133.07 |  | 2011-06-01: 2016-01-04; 2011-08-03: 2016-01-14; 2011-09-20: 2016-01-21 | 3196 | 9980 | Up-front Payment
SDG-005364 | Commercial/Multifamily Residential | Domestic Hot Water | Gas | San Diego Gas and Electric | Reservation:Canceled | 26732 | 20.19 |  | 1 | 1324 |  | 1324 |  | 2016-02-03 12:11 |  |  | New Construction | San Diego | San Diego | 92113 | Host Customer is System Owner | [7 empty] | 327.6 | 40.95 |  | Glycol | Steam Back | Solar Storage and Auxiliary Tanks are separate |  | 1 | 1 | 1800 | Z07 | 45 | Units | Apartments/Condos | 10001803 | 8 | 1 | 600 | 5 | 120 | 1 | 300000 | TRUE | 120 | 140 | [5 empty] | FALSE | 50.73 |  | 2011-06-01: 2016-01-26; 2011-06-21: 2016-02-09 | 3169 | 67161 | Up-front Payment
PGE-005365 | Commercial/Multifamily Residential | Domestic Hot Water | Gas | Pacific Gas and Electric | Reservation:Canceled |  | 17.16 |  | 2 | 343 |  | 343 |  |  |  |  | Retrofit | Martinez | Contra Costa | 94533 | Host Customer is System Owner | [7 empty] | 160 | 40 |  | Drainback |  | Solar Storage and Auxiliary Tanks are separate |  | 1 | 1 | 168 | Z12 | 4 | Units | Apartments/Condos | 2009058C | 4 | 1 | 240 | 2 | 100 | 1 | 75100 | TRUE | 120 | 120 | [5 empty] | FALSE | 0 |  | 2011-06-01: 2016-01-06 | 3199 |  | Up-front Payment
SCG-005366 | Commercial/Multifamily Residential | Domestic Hot Water | Gas | Southern California Gas Company | Incentive:Paid | 268000 | 20.19 |  | 1 | 13408 |  | 13274 |  | 2016-11-04 16:37 | 2016-11-15 | ALAN BENBOW PLUMBING AND ELECTRIC | Retrofit | Los Angeles | Los Angeles | 90011 | Lease | [7 empty] | 3840 | 40 |  | Drainback | Unglazed Collectors | Solar Storage with Tankless Auxiliary Water Heater |  | 0.99 | 1 | 24000 | Z08 | 12000 | Pounds of Laundry | Coin-op Laundries | 2011093A | 96 | 1 | 3100 | 2 | 400 | 1 | 750000 | TRUE | 145 | 145 |  | Heliodyne - Delta-T Pro Ethernet |  | Heliodyne - Delta-T Pro Ethernet | Los Angeles | FALSE | 35.43 |  | 2016-01-06 |  | 2016-11-04 | 2016-11-15 | 2017-05-22 | 2017-07-12 | 2658 | 475000 | Up-front Payment
SCG-005367 | Commercial/Multifamily Residential | Domestic Hot Water | Gas | Southern California Gas Company | Incentive:Paid | 71129 | 20.19 |  | 1 | 3523 |  | 3523 |  | 2016-01-15 09:28 | 2016-03-03 | TENCO SOLAR | Retrofit | Los Angeles | Los Angeles | 90067 | Host Customer is System Owner | [7 empty] | 1285.44 | 40.17 |  | Glycol | Pressure Stagnation Protection (PSP) | Solar Storage and Auxiliary Tanks are separate |  | 1 | 1 | 1920 | Z06 | 48 | Units | Apartments/Condos | 2010115A | 32 | 1 | 1428 | 12 | 480 | 4 | 299000 | TRUE | 120 | 120 |  | Heliodyne - Delta-T Pro WiFi |  | Heliodyne - Delta-T Pro WiFi | City of Los Angeles | FALSE | 33.13 |  | 2016-01-06 |  | 2016-01-15 | 2016-03-03 | 2016-03-08 | 2016-04-05 | 3117 | 116728.95 | Up-front Payment
SCG-005368 | Commercial/Multifamily Residential | Domestic Hot Water | Gas | Southern California Gas Company | Incentive:Paid | 71129 | 20.19 |  | 1 | 3523 |  | 3523 |  | 2016-01-15 09:29 | 2016-03-03 | TENCO SOLAR | Retrofit | Los Angeles | Los Angeles | 90067 | Host Customer is System Owner | [7 empty] | 1285.44 | 40.17 |  | Glycol | Pressure Stagnation Protection (PSP) | Solar Storage and Auxiliary Tanks are separate |  | 1 | 1 | 1920 | Z06 | 48 | Units | Apartments/Condos | 2010115A | 32 | 1 | 1428 | 12 | 480 | 4 | 299000 | TRUE | 120 | 120 |  | Heliodyne - Delta-T Pro WiFi |  | Heliodyne - Delta-T Pro WiFi | City of Los Angeles | FALSE | 33.13 |  | 2016-01-06 |  | 2016-01-15 | 2016-03-03 | 2016-03-08 | 2016-04-05 | 3119 | 116728.95 | Up-front Payment
SCG-005369 | Commercial/Multifamily Residential | Domestic Hot Water | Gas | Southern California Gas Company | Incentive:Paid | 71129 | 20.19 |  | 1 | 3523 |  | 3523 |  | 2016-01-15 09:29 | 2016-03-03 | TENCO SOLAR | Retrofit | Los Angeles | Los Angeles | 90067 | Host Customer is System Owner | [7 empty] | 1285.44 | 40.17 |  | Glycol | Pressure Stagnation Protection (PSP) | Solar Storage and Auxiliary Tanks are separate |  | 1 | 1 | 1920 | Z06 | 48 | Units | Apartments/Condos | 2010115A | 32 | 1 | 1428 | 12 | 480 | 4 | 299000 | TRUE | 120 | 120 |  | Heliodyne - Delta-T Pro WiFi |  | Heliodyne - Delta-T Pro WiFi | City of Los Angeles | FALSE | 33.13 |  | 2016-01-06 |  | 2016-01-15 | 2016-03-03 | 2016-03-08 | 2016-04-05 | 3119 | 116728.95 | Up-front Payment
SCG-005370 | Commercial/Multifamily Residential | Domestic Hot Water | Gas | Southern California Gas Company | Incentive:Paid | 53403 | 20.19 |  | 1 | 2645 |  | 2645 |  | 2016-01-15 09:29 | 2016-03-03 | TENCO SOLAR | Retrofit | Los Angeles | Los Angeles | 90067 | Host Customer is System Owner | [7 empty] | 964.08 | 40.17 |  | Glycol | Pressure Stagnation Protection (PSP) | Solar Storage and Auxiliary Tanks are separate |  | 1 | 1 | 1440 | Z06 | 36 | Units | Apartments/Condos | 2010115A | 24 | 1 | 1071 | 9 | 360 | 3 | 299000 | TRUE | 120 | 120 |  | Heliodyne - Delta-T Pro WiFi |  | Heliodyne - Delta-T Pro WiFi | City of Los Angeles | FALSE | 33.1 |  | 2016-01-06 |  | 2016-01-15 | 2016-03-03 | 2016-03-08 | 2016-04-05 | 3119 | 87546.71 | Up-front Payment
SCG-005372 | Single Family Residential | Domestic Hot Water | Gas | Southern California Gas Company | Incentive:Paid | 1793 | 29.85 |  | 1 | 66 |  | 60 |  | 2016-09-06 14:37 | 2016-09-15 | ZERO ENERGY CONTRACTING INC | Retrofit | Valley Village | Los Angeles | 91607 | Host Customer is System Owner | 2 |  | 30003825 | SunEarth, Inc. | CopperHeart | CP-40G | Direct Integral Collector Storage (DI) | 24.96 |  | CP-40 |  |  | Solar Storage and Auxiliary Tanks are separate | 40 | 0.91 | 1 | 35 | Z09 | [18 empty] | Los Angeles | FALSE | 151.21 |  | 2011-06-01: 2016-01-06; 2011-08-03: 2016-09-06; 2011-09-20: 2016-09-15 | 2955 | 9980 | Up-front Payment
PGE-005373 | Single Family Residential | Domestic Hot Water | Gas | Pacific Gas and Electric | Incentive:Paid | 2443 | 29.85 |  | 1 | 93 |  | 93 |  | 2016-01-13 12:52 | 2016-02-08 | MERCED COUNTY COMMUNITY ACTION BOARD | Retrofit | ATWATER | Merced | 95301 | Host Customer is System Owner | 7 |  | 2010068A | Fafco, Inc. | 500 SERIES | 500-48SF-50G-50S | Indirect Forced Circulation (IF) | 48.78 |  | 2x8, 2x12 | Glycol | Unglazed Collectors | Solar Storage and Auxiliary Tanks are separate | 49.929 | 1 | 1 | 85 | Z12 | [18 empty] | CITY OF ATWATER | FALSE | 26.28 |  | 2016-01-06 | 2016-02-08 |  |  | 2016-01-13 | 2016-02-08 | 3165 | 2443.73 | Up-front Payment
PGE-005374 | Single Family Residential | Domestic Hot Water | Gas | Pacific Gas and Electric | Incentive:Paid | 2694 | 29.85 |  | 1 | 107 |  | 106 |  | 2016-01-21 15:42 | 2016-01-22 | MERCED COUNTY COMMUNITY ACTION BOARD | Retrofit | DELHI | Merced | 95315 | Host Customer is System Owner | 2 |  | 2010068D | Fafco, Inc. | 500 SERIES | 500-96SF-50G-50S | Indirect Forced Circulation (IF) | 97.56 |  | 2x8, 2x12 | Glycol | Unglazed Collectors | Solar Storage and Auxiliary Tanks are separate | 49.929 | 0.99 | 1 | 35 | Z12 | [18 empty] | MERCED COUNTY | FALSE | 25.18 |  | 2016-01-06 | 2016-01-22 |  |  | 2016-01-21 | 2016-01-22 | 3183 | 2694.65 | Up-front Payment
PGE-005375 | Commercial/Multifamily Residential | Domestic Hot Water | Gas | Pacific Gas and Electric | Incentive:Paid | 133537 | 20.19 |  | 1 | 6614 |  | 6614 |  | 2017-02-17 16:27 | 2017-03-20 | SOLARIX SYSTEMS | New Construction | Union City | Alameda | 94587 | Host Customer is System Owner | [7 empty] | 1928.16 | 40.17 |  | Glycol | Pressure Stagnation Protection (PSP) | Solar Storage and Auxiliary Tanks are separate |  | 1 | 1 | 5180 | Z03 | 140 | Units | Apartments/Condos | 2010115A | 48 | 1 | 2700 | 1 | 595 | 5 | 299999 | TRUE | 130 | 120 |  | Heliodyne - Delta-T Pro Ethernet |  | Heliodyne - Delta-T Pro Ethernet | City of Union City | FALSE | 35.18 |  | 2016-01-07 | 2017-02-24 | 2017-02-17 | 2017-03-20 | 2018-01-22 | 2018-01-25 | 2430 | 232687 | Up-front Payment
PGE-005376 | Single Family Residential | Domestic Hot Water | Gas | Pacific Gas and Electric | Incentive:Paid | 2738 | 29.85 |  | 1 | 107 |  | 107 |  | 2016-01-13 12:54 | 2016-01-15 | MERCED COUNTY COMMUNITY ACTION BOARD | Retrofit | DELHI | Merced | 95315 | Host Customer is System Owner | 5 |  | 2010068D | Fafco, Inc. | 500 SERIES | 500-96SF-50G-50S | Indirect Forced Circulation (IF) | 97.56 |  | 2x8, 2x12 | Glycol | Unglazed Collectors | Solar Storage and Auxiliary Tanks are separate | 49.929 | 1 | 1 | 65 | Z12 | [18 empty] | MERCED COUNTY | FALSE | 25.6 |  | 2011-06-01: 2016-01-07; 2011-08-03: 2016-01-13; 2011-09-20: 2016-01-15 | 3197 | 2738.89 | Up-front Payment
PGE-005377 | Single Family Residential | Domestic Hot Water | Gas | Pacific Gas and Electric | Incentive:Paid | 2336 | 29.85 |  | 1 | 93 |  | 78 |  | 2016-01-13 12:47 | 2016-01-26 | MERCED COUNTY COMMUNITY ACTION BOARD | New Construction | ATWATER | Merced | 95301 | Host Customer is System Owner | 3 |  | 2010068A | Fafco, Inc. | 500 SERIES | 500-48SF-50G-50S | Indirect Forced Circulation (IF) | 48.78 |  | 2x8, 2x12 | Glycol | Unglazed Collectors | Solar Storage and Auxiliary Tanks are separate | 49.929 | 0.99 | 0.85 | 45 | Z12 | [18 empty] | CITY OF ATWATER | FALSE | 30.56 |  | 2016-01-07 | 2016-01-15 |  |  | 2016-01-13 | 2016-01-26 | 3183 | 2841.87 | Up-front Payment
PGE-005378 | Single Family Residential | Domestic Hot Water | Gas | Pacific Gas and Electric | Incentive:Paid | 2471 | 29.85 |  | 1 | 107 |  | 106 |  | 2016-01-13 12:51 | 2016-01-15 | MERCED COUNTY COMMUNITY ACTION BOARD | Retrofit | DELHI | Merced | 95315 | Host Customer is System Owner | 2 |  | 2010068D | Fafco, Inc. | 500 SERIES | 500-96SF-50G-50S | Indirect Forced Circulation (IF) | 97.56 |  | 2x8, 2x12 | Glycol | Unglazed Collectors | Solar Storage and Auxiliary Tanks are separate | 49.929 | 0.99 | 1 | 35 | Z12 | [18 empty] | MERCED COUNTY | FALSE | 23.1 |  | 2011-06-01: 2016-01-07; 2011-08-03: 2016-01-13; 2011-09-20: 2016-01-15 | 3197 | 2471.86 | Up-front Payment
PGE-005379 | Single Family Residential | Domestic Hot Water | Gas | Pacific Gas and Electric | Incentive:Paid | 2360 | 29.85 |  | 1 | 93 |  | 79 |  | 2016-03-08 11:24 | 2016-03-10 | MERCED COUNTY COMMUNITY ACTION BOARD | Retrofit | MERCED | Merced | 95348 | Owner/Tenant | 5 |  | 2010068A | Fafco, Inc. | 500 SERIES | 500-48SF-50G-50S | Indirect Forced Circulation (IF) | 48.78 |  | 2x8, 2x12 | Glycol | Unglazed Collectors | Solar Storage and Auxiliary Tanks are separate | 49.929 | 1 | 0.85 | 65 | Z12 | [18 empty] | MERCED COUNTY | FALSE | 27.18 |  | 2011-06-01: 2016-01-07; 2011-08-03: 2016-03-08; 2011-09-20: 2016-03-10 | 3144 | 2528.03 | Up-front Payment
PGE-005380 | Single Family Residential | Domestic Hot Water | Gas | Pacific Gas and Electric | Incentive:Paid | 2436 | 29.85 |  | 1 | 93 |  | 87 |  | 2016-01-13 12:55 | 2016-02-29 | MERCED COUNTY COMMUNITY ACTION BOARD | Retrofit | DELHI | Merced | 95315 | Host Customer is System Owner | 5 |  | 2010068A | Fafco, Inc. | 500 SERIES | 500-48SF-50G-50S | Indirect Forced Circulation (IF) | 48.78 |  | 2x8, 2x12 | Glycol | Unglazed Collectors | Solar Storage and Auxiliary Tanks are separate | 49.929 | 0.99 | 0.95 | 65 | Z12 | [18 empty] | MERCED COUNTY | FALSE | 26.19 |  | 2016-01-07 | 2016-02-08 |  |  | 2016-01-13 | 2016-02-29 | 3144 | 2436.13 | Up-front Payment
SCG-005382 | Single Family Residential | Domestic Hot Water | Gas | Southern California Gas Company | Incentive:Canceled | 4061 | 70 |  | 1 SCG | 75 |  | 58 |  | 2016-05-10 14:31 |  | ZERO ENERGY CONTRACTING INC | Retrofit | Glendora | Los Angeles | 91740 | Host Customer is System Owner | 3 |  | 2012012B | GREENoneTEC Solarindustrie GmbH | SOLPAL (formerly Solcrafte) | SOLPAL L-G | Direct Integral Collector Storage (DI) | 26.11 |  | Solpal L |  |  | Solar Storage and Auxiliary Tanks are separate | 51 | 0.91 | 0.85 | 45 | Z09 | [18 empty] | Glendora | FALSE | 133.07 |  | 2011-06-01: 2016-01-08; 2011-06-21: 2016-05-26; 2011-08-03: 2016-05-10 | 3075 | 9980 | Up-front Payment
SCG-005383 | Single Family Residential | Domestic Hot Water | Gas | Southern California Gas Company | Incentive:Paid | 1694 | 29.85 |  | 1 | 75 |  | 57 |  | 2016-01-12 15:08 | 2016-02-09 | ZERO ENERGY CONTRACTING INC | Retrofit | Encino | Los Angeles | 91436 | Host Customer is System Owner | 3 |  | 2012012B | GREENoneTEC Solarindustrie GmbH | SOLPAL (formerly Solcrafte) | SOLPAL L-G | Direct Integral Collector Storage (DI) | 26.11 |  | Solpal L |  |  | Solar Storage and Auxiliary Tanks are separate | 50 | 0.89 | 0.85 | 45 | Z09 | [18 empty] | Los Angeles | FALSE | 133.07 |  | 2011-06-01: 2016-01-08; 2011-08-03: 2016-01-12; 2011-09-20: 2016-02-09 | 3172 | 9980 | Up-front Payment
SDG-005384 | Commercial/Multifamily Residential | Domestic Hot Water | Gas | San Diego Gas and Electric | Incentive:Canceled | 1413 | 20.19 |  | 1 | 70 |  | 70 |  | 2016-01-14 11:35 | 2016-01-22 | ADROIT ENERGY INC | Retrofit | City Heights | San Diego | 92105 | Host Customer is System Owner |  |  | 2012012B | GREENoneTEC Solarindustrie GmbH | SOLPAL (formerly Solcrafte) | SOLPAL L-G | Direct Integral Collector Storage (DI) | 26.11 |  | Solpal L |  |  | Solar Storage and Auxiliary Tanks are separate | 50 | 1 | 1 | 0 | Z07 | [19 empty] | FALSE | 41.14 |  | 2011-06-01: 2016-01-11; 2011-06-23: 2016-01-14; 2011-07-01: 2016-01-22 | 3200 | 2880 | Up-front Payment
SDG-005385 | Commercial/Multifamily Residential | Domestic Hot Water | Gas | San Diego Gas and Electric | Incentive:Canceled | 4240 | 20.19 |  | 1 | 210 |  | 210 |  | 2016-01-14 11:37 | 2016-01-22 | ADROIT ENERGY INC | Retrofit | City Heights | San Diego | 92105 | Host Customer is System Owner |  |  | 2012012B | GREENoneTEC Solarindustrie GmbH | SOLPAL (formerly Solcrafte) | SOLPAL L-G | Direct Integral Collector Storage (DI) | 26.11 |  | Solpal L |  |  | Solar Storage and Auxiliary Tanks are separate | 50 | 1 | 1 | 0 | Z07 | [19 empty] | FALSE | 41.14 |  | 2011-06-01: 2016-01-11; 2011-06-23: 2016-01-14; 2011-07-01: 2016-01-22 | 3200 | 8640 | Up-front Payment
SDG-005386 | Commercial/Multifamily Residential | Domestic Hot Water | Gas | San Diego Gas and Electric | Incentive:Canceled | 4240 | 20.19 |  | 1 | 210 |  | 210 |  | 2016-01-14 11:40 | 2016-01-22 | ADROIT ENERGY INC | Retrofit | City Heights | San Diego | 92105 | Host Customer is System Owner |  |  | 2012012B | GREENoneTEC Solarindustrie GmbH | SOLPAL (formerly Solcrafte) | SOLPAL L-G | Direct Integral Collector Storage (DI) | 26.11 |  | Solpal L |  |  | Solar Storage and Auxiliary Tanks are separate | 50 | 1 | 1 | 0 | Z07 | [19 empty] | FALSE | 41.14 |  | 2011-06-01: 2016-01-11; 2011-06-23: 2016-01-14; 2011-07-01: 2016-01-22 | 3200 | 8640 | Up-front Payment
PGE-005388 | Commercial/Multifamily Residential | Domestic Hot Water | Gas | Pacific Gas and Electric | Incentive:Canceled | 42884 | 20.19 |  | 1 | 2124 |  | 2124 |  | 2016-01-26 06:54 | 2016-01-27 | SOLARIX SYSTEMS | Retrofit | SAN JOSE | Santa Clara | 95124 | Host Customer is System Owner | [7 empty] | 682.89 | 40.17 |  | Glycol | Pressure Stagnation Protection (PSP) | Solar Storage and Auxiliary Tanks are separate |  | 1 | 1 | 1240 | Z03 | 31 | Units | Apartments/Condos | 2010115A | 17 | 1 | 1050 | 1 | 765 | 1 | 270000 | TRUE | 130 | 120 | [5 empty] | FALSE | 106.69 |  | 2016-01-11 | 2016-01-26 | 2016-01-26 | 2016-01-27 |  |  | 3195 | 226600 | Up-front Payment
PGE-005389 | Single Family Residential | Domestic Hot Water | Gas | Pacific Gas and Electric | Incentive:Paid | 4366 | 29.85 |  | 1 | 193 |  | 191 |  | 2016-01-20 10:09 | 2016-03-10 | Self Installer | Retrofit | SAN FRANCISCO | San Francisco | 94131 | Host Customer is System Owner | 4 |  | 2007023B | HTP, Inc. | PHOENIX SOLAR | PH-119S | Indirect Forced Circulation (IF) | 63.82 |  | SS-32. | Glycol | Advanced Controller with a Thermal Cycling Function | Solar and Auxiliary Storage are the same Tank | 119 | 0.99 | 1 | 55 | Z03 | [18 empty] | SF Dept Building & Inspection | FALSE | 84.4 |  | 2016-01-11 | 2016-01-21 |  |  | 2016-01-20 | 2016-03-10 | 3144 | 16290 | Up-front Payment
PGE-005390 | Commercial/Multifamily Residential | Domestic Hot Water | Gas | Pacific Gas and Electric | Incentive:Canceled | 68848 | 20.19 |  | 1 | 3410 |  | 3410 |  | 2016-01-22 11:26 | 2016-01-26 | SOLARIX SYSTEMS | Retrofit | South San Francisco | San Mateo | 94080 | Host Customer is System Owner | [7 empty] | 869.94 | 32.22 |  | Glycol | Pressure Stagnation Protection (PSP) | Solar Storage and Auxiliary Tanks are separate |  | 1 | 1 | 4699 | Z03 | 127 | Units | Apartments/Condos | 2010115D | 27 | 1 | 1650 | 1 | 500 | 1 | 499999 | TRUE | 130 | 120 | [5 empty] | FALSE | 38.5 |  | 2016-01-11 | 2016-01-25 | 2016-01-22 | 2016-01-26 |  |  | 3196 | 131297.31 | Up-front Payment
PGE-005391 | Commercial/Multifamily Residential | Domestic Hot Water | Gas | Pacific Gas and Electric | Incentive:Canceled | 95014 | 20.19 |  | 1 | 4706 |  | 4706 |  | 2016-01-22 11:26 | 2016-01-26 | SOLARIX SYSTEMS | Retrofit | SOUTH SAN FRANCISCO | San Mateo | 94080 | Host Customer is System Owner | [7 empty] | 1347.84 | 42.12 |  | Glycol | Pressure Stagnation Protection (PSP) | Solar Storage and Auxiliary Tanks are separate |  | 1 | 1 | 3996 | Z03 | 108 | Units | Apartments/Condos | 10001912 | 32 | 1 | 1820 | 1 | 400 | 2 | 499999 | TRUE | 130 | 120 | [5 empty] | FALSE | 35.71 |  | 2016-01-12 | 2016-01-25 | 2016-01-22 | 2016-01-26 |  |  | 3196 | 168060.55 | Up-front Payment
PGE-005392 | Single Family Residential | Domestic Hot Water | Gas | Pacific Gas and Electric | Incentive:Paid | 4366 | 29.85 |  | 1 | 166 |  | 166 |  | 2017-06-30 11:30 | 2017-08-24 | RADIANT SOLAR TECHNOLOGY INC | Retrofit | Ukiah | Mendocino | 95482 | Host Customer is System Owner | 3 |  | 2007021B | HTP, Inc. | SUPERSTOR ULTRA SOLAR | SSU-80SB | Indirect Forced Circulation (IF) | 39.79 |  | SS-40. | Glycol | Advanced Controller with a Vacation or Holiday Mode | Solar Storage with Tankless Auxiliary Water Heater | 80 | 1 | 1 | 45 | Z02 | [18 empty] | City of Ukiah | FALSE | 68.67 |  | 2016-01-12 | 2017-07-27 |  |  | 2017-06-30 | 2017-08-24 | 2581 | 11400 | Up-front Payment
SCG-005393 | Single Family Residential | Domestic Hot Water | Gas | Southern California Gas Company | Incentive:Paid | 2029 | 29.85 |  | 1 | 73 |  | 68 |  | 2016-01-19 13:37 | 2016-02-01 | ZERO ENERGY CONTRACTING INC | Retrofit | Brea | Orange | 92821 | Host Customer is System Owner | 2 |  | 2012012B | GREENoneTEC Solarindustrie GmbH | SOLPAL (formerly Solcrafte) | SOLPAL L-G | Direct Integral Collector Storage (DI) | 26.11 |  | Solpal L |  |  | Solar Storage and Auxiliary Tanks are separate | 50 | 0.98 | 0.95 | 35 | Z08 | [18 empty] | Brea | FALSE | 136.71 |  | 2011-06-01: 2016-01-13; 2011-08-03: 2016-01-19; 2011-09-20: 2016-02-01 | 3190 | 9980 | Up-front Payment
SCG-005394 | Single Family Residential | Domestic Hot Water | Gas | Southern California Gas Company | Incentive:Paid | 2179 | 29.85 |  | 1 | 73 |  | 73 |  | 2016-01-14 14:27 | 2016-01-21 | ZERO ENERGY CONTRACTING INC | Retrofit | Bellflower | Los Angeles | 90706 | Host Customer is System Owner | 4 |  | 2012012B | GREENoneTEC Solarindustrie GmbH | SOLPAL (formerly Solcrafte) | SOLPAL L-G | Direct Integral Collector Storage (DI) | 26.11 |  | Solpal L |  |  | Solar Storage and Auxiliary Tanks are separate | 51 | 1 | 1 | 55 | Z08 | [18 empty] | Bellflower | FALSE | 136.71 |  | 2011-06-01: 2016-01-13; 2011-08-03: 2016-01-14; 2011-09-20: 2016-01-21 | 3196 | 9980 | Up-front Payment
SCG-005395 | Single Family Residential | Domestic Hot Water | Gas | Southern California Gas Company | Incentive:Paid | 2781 | 29.85 |  | 1 | 115 |  | 93 |  | 2016-01-14 07:26 | 2016-02-08 | SEAL CONSTRUCTION | Retrofit | Tarzana | Los Angeles | 91356 | Host Customer is System Owner | 4 |  | 2012012D | GREENoneTEC Solarindustrie GmbH | SOLPAL (formerly Solcrafte) | SOLPAL L-GT | Direct Integral Collector Storage (DI) | 26.11 |  | Solpal L |  |  | Solar Storage with Tankless Auxiliary Water Heater | 51 | 0.9 | 0.9 | 55 | Z09 | [18 empty] | LADBS | FALSE | 116.81 |  | 2011-06-01: 2016-01-14; 2011-08-03: 2016-01-14; 2011-09-20: 2016-02-08 | 3169 | 13432.8 | Up-front Payment
SCG-005396 | Commercial Pools | Pool Heating | Gas | Southern California Gas Company | Incentive:Paid | 2940 | 5 |  | 1 | 588 |  | 588 |  | 2016-01-27 10:33 | 2016-01-28 | SUNTREK INDUSTRIES INC | Retrofit | Torrance | Torrance | 90501 | Host Customer is System Owner | [7 empty] | 408 | 68 |  | Manual Drainback |  |  |  | 1 | 1 |  | Z06 |  |  |  | 2007048A | 6 | 1 | [5 empty] | FALSE | [6 empty] | City of Torrance | FALSE | 17.33 |  | 2016-01-14 |  | 2016-01-27 | 2016-01-28 | 2016-04-26 | 2016-04-27 | 3096 | 10190 | Up-front Payment
PGE-005397 | Single Family Residential | Domestic Hot Water | Gas | Pacific Gas and Electric | Incentive:Paid | 2722 | 29.85 |  | 1 | 96 |  | 91 |  | 2016-02-01 08:36 | 2016-02-19 | ACR SOLAR INTERNATIONAL CORP | Retrofit | SACRAMENTO | Sacramento | 95864 | Host Customer is System Owner | 4 |  | 2001019A | ACR Solar International | SKYLINE SYSTEM 5 | 200152C80EX2TG | Indirect Forced Circulation (IF) | 40.64 |  | 20-01 | Glycol | Advanced Controller with a Vacation or Holiday Mode | Solar Storage and Auxiliary Tanks are separate | 80 | 1 | 0.95 | 55 | Z12 | [18 empty] | City of Sacramento | FALSE | 65.62 |  | 2016-01-14 | 2016-02-19 |  |  | 2016-02-01 | 2016-02-19 | 3133 | 6300 | Up-front Payment
SCG-005399 | Single Family Residential | Domestic Hot Water | Gas | Southern California Gas Company | Incentive:Paid | 1827 | 29.85 |  | 1 | 75 |  | 61 |  | 2016-02-08 13:15 | 2016-04-12 | ZERO ENERGY CONTRACTING INC | Retrofit | Northridge | Los Angeles | 91324 | Host Customer is System Owner | 4 |  | 2012012B | GREENoneTEC Solarindustrie GmbH | SOLPAL (formerly Solcrafte) | SOLPAL L-G | Direct Integral Collector Storage (DI) | 26.11 |  | Solpal L |  |  | Solar Storage and Auxiliary Tanks are separate | 50 | 0.96 | 0.85 | 55 | Z09 | [18 empty] | Los Angeles | FALSE | 133.07 |  | 2011-06-01: 2016-01-14; 2011-08-03: 2016-02-08; 2011-09-20: 2016-04-12 | 3110 | 9980 | Up-front Payment
SCG-005400 | Single Family Residential | Domestic Hot Water | Gas | Southern California Gas Company | Incentive:Paid | 1808 | 29.85 |  | 1 | 75 |  | 61 |  | 2016-02-12 16:33 | 2016-03-01 | ZERO ENERGY CONTRACTING INC | Retrofit | Whittier | Los Angeles | 90604 | Host Customer is System Owner | 4 |  | 2012012B | GREENoneTEC Solarindustrie GmbH | SOLPAL (formerly Solcrafte) | SOLPAL L-G | Direct Integral Collector Storage (DI) | 26.11 |  | Solpal L |  |  | Solar Storage and Auxiliary Tanks are separate | 51 | 0.95 | 0.85 | 55 | Z09 | [18 empty] | Los Angeles | FALSE | 133.07 |  | 2011-06-01: 2016-01-14; 2011-08-03: 2016-02-12; 2011-09-20: 2016-03-01 | 3156 | 9980 | Up-front Payment
SCG-005401 | Single Family Residential | Domestic Hot Water | Gas | Southern California Gas Company | Incentive:Paid | 2104 | 29.85 |  | 1 | 75 |  | 70 |  | 2016-04-12 11:26 | 2016-04-15 | ZERO ENERGY CONTRACTING INC | Retrofit | Rowland Heights | Los Angeles | 91748 | Host Customer is System Owner | 5 |  | 2012012B | GREENoneTEC Solarindustrie GmbH | SOLPAL (formerly Solcrafte) | SOLPAL L-G | Direct Integral Collector Storage (DI) | 26.11 |  | Solpal L |  |  | Solar Storage and Auxiliary Tanks are separate | 51 | 0.94 | 1 | 65 | Z09 | [18 empty] | Los Angeles | FALSE | 133.07 |  | 2011-06-01: 2016-01-14; 2011-08-03: 2016-04-12; 2011-09-20: 2016-04-15 | 3107 | 9980 | Up-front Payment
SCG-005402 | Single Family Residential | Domestic Hot Water | Gas | Southern California Gas Company | Incentive:Paid | 1883 | 29.85 |  | 1 | 73 |  | 63 |  | 2016-01-19 13:29 | 2016-02-01 | ZERO ENERGY CONTRACTING INC | Retrofit | Downey | Los Angeles | 90241 | Host Customer is System Owner | 7 |  | 2012012B | GREENoneTEC Solarindustrie GmbH | SOLPAL (formerly Solcrafte) | SOLPAL L-G | Direct Integral Collector Storage (DI) | 26.11 |  | Solpal L |  |  | Solar Storage and Auxiliary Tanks are separate | 51 | 0.96 | 0.9 | 85 | Z08 | [18 empty] | Downey | FALSE | 136.71 |  | 2011-06-01: 2016-01-14; 2011-08-03: 2016-01-19; 2011-09-20: 2016-02-01 | 3189 | 9980 | Up-front Payment
PGE-005404 | Commercial/Multifamily Residential | Domestic Hot Water | Gas | Pacific Gas and Electric | Incentive:Paid | 5476 | 20.19 |  | 1 | 339 |  | 271 |  | 2016-02-27 07:18 | 2016-03-10 | E C O SOLAR | Retrofit | MARTINEZ | Contra Costa | 94553 | Host Customer is System Owner | [7 empty] | 160 | 32 |  | Drainback |  | Solar Storage and Auxiliary Tanks are separate |  | 0.8 | 1 | 168 | Z12 | 4 | Units | Apartments/Condos | 2009058B | 5 | 1 | 240 | 2 | 100 | 1 | 75100 | TRUE | 120 | 120 |  |  |  |  | Martinez | FALSE | 56.05 |  | 2016-02-12 | 2016-03-01 | 2016-02-27 | 2016-03-10 | 2017-09-02 | 2017-10-11 | 2559 | 19000 | Up-front Payment
SCG-005405 | Commercial Pools | Pool Heating | Gas | Southern California Gas Company | Incentive:Paid | 10690 | 5 |  | 1 | 2227 |  | 2138 |  | 2016-03-30 16:20 | 2016-06-06 | ENERGX CONTROLS INC | Retrofit | Chatsworth | Los Angeles | 91311 | Host Customer is System Owner | [8 empty] | 47.66 |  | Drainback |  |  |  | 0.96 | 1 |  | Z09 |  |  |  |  | 18 | 1 | [5 empty] | FALSE | [6 empty] | Chatworth, Los Angeles, CA | FALSE | 8.42 |  | 2016-01-18 |  | 2016-03-30 | 2016-06-06 | 2016-08-29 | 2016-08-30 | 2969 | 18760 | Up-front Payment
SCG-005407 | Commercial Pools | Pool Heating | Gas | Southern California Gas Company | Incentive:Paid | 20760 | 5 |  | 1 | 4152 |  | 4152 |  | 2016-01-27 10:09 | 2016-03-11 | ENERGX CONTROLS INC | Retrofit | Mission Viejo | Orange | 92692 | Host Customer is System Owner | [7 empty] | 1338.4 | 47.8 |  | Drainback |  |  |  | 1 | 1 |  | Z08 |  |  |  | 10001954 | 28 | 1 | [5 empty] | FALSE |  |  |  | Flow meter, Blue White F2000, Model: ASD |  | Flow meter, Blue White F2000, Model: ASD | City of Mission Viejo, Orange, CA | FALSE | 11.15 |  | 2016-01-20 |  | 2016-01-27 | 2016-03-11 | 2016-08-29 | 2016-08-30 | 2965 | 46300 | Up-front Payment
PGE-005408 | Commercial/Multifamily Residential | Domestic Hot Water | Gas | Pacific Gas and Electric | Incentive:Canceled | 13800 | 20.19 |  | 1 | 712 |  | 684 |  | 2016-02-08 15:56 | 2016-02-09 | SUN LIGHT & POWER | New Construction | Napa | Napa | 94558 | Host Customer is System Owner | [7 empty] | 200.85 | 40.17 |  | Glycol | Pressure Stagnation Protection (PSP) | Solar Storage and Auxiliary Tanks are separate |  | 0.96 | 1 | 756 | Z02 | 18 | Units | Apartments/Condos | 2010115A | 5 | 1 | 300 | 2 | 80 | 1 | 180000 | TRUE | 140 | 125 | [5 empty] | FALSE | 50.52 |  | 2011-06-01: 2016-01-21; 2011-06-23: 2016-02-08; 2011-07-01: 2016-02-09 | 3182 | 35967.34 | Up-front Payment
PGE-005409 | Commercial/Multifamily Residential | Domestic Hot Water | Gas | Pacific Gas and Electric | Incentive:Canceled | 10835 | 20.19 |  | 1 | 559 |  | 537 |  | 2016-02-08 15:56 | 2016-02-09 | SUN LIGHT & POWER | New Construction | Napa | Napa | 94558 | Host Customer is System Owner | [7 empty] | 160.68 | 40.17 |  | Glycol | Pressure Stagnation Protection (PSP) | Solar Storage and Auxiliary Tanks are separate |  | 0.96 | 1 | 546 | Z02 | 13 | Units | Apartments/Condos | 2010115A | 4 | 1 | 240 | 2 | 80 | 1 | 180000 | TRUE | 140 | 125 | [5 empty] | FALSE | 64.34 |  | 2011-06-01: 2016-01-21; 2011-06-23: 2016-02-08; 2011-07-01: 2016-02-09 | 3182 | 35967.34 | Up-front Payment
PGE-005410 | Commercial/Multifamily Residential | Domestic Hot Water | Gas | Pacific Gas and Electric | Incentive:Canceled | 13897 | 20.19 |  | 1 | 717 |  | 688 |  | 2016-02-08 15:57 | 2016-02-09 | SUN LIGHT & POWER | New Construction | Napa | Napa | 94558 | Host Customer is System Owner | [7 empty] | 200.85 | 40.17 |  | Glycol | Pressure Stagnation Protection (PSP) | Solar Storage and Auxiliary Tanks are separate |  | 0.96 | 1 | 798 | Z02 | 19 | Units | Apartments/Condos | 2010115A | 5 | 1 | 300 | 2 | 80 | 1 | 180000 | TRUE | 140 | 125 | [5 empty] | FALSE | 50.16 |  | 2011-06-01: 2016-01-21; 2011-06-23: 2016-02-08; 2011-07-01: 2016-02-09 | 3182 | 35967.34 | Up-front Payment
SCG-005411 | Single Family Residential | Domestic Hot Water | Gas | Southern California Gas Company | Incentive:Paid | 1332 | 29.85 |  | 1 | 59 |  | 45 |  | 2016-01-21 15:23 | 2016-02-01 | SUNTREK INDUSTRIES INC | Retrofit | Camarillo | Camarillo | 93012 | Host Customer is System Owner | 4 |  | 30003825 | SunEarth, Inc. | CopperHeart | CP-40G | Direct Integral Collector Storage (DI) | 24.96 |  | CP-40 |  |  | Solar Storage and Auxiliary Tanks are separate | 40 | 0.89 | 0.85 | 55 | Z06 | [18 empty] | City of Camarillo | FALSE | 181.36 |  | 2011-06-01: 2016-01-21; 2011-08-03: 2016-01-21; 2011-09-20: 2016-02-01 | 3190 | 10700 | Up-front Payment
SCG-005412 | Single Family Residential | Domestic Hot Water | Gas | Southern California Gas Company | Incentive:Paid | 2092 | 29.85 |  | 1 | 73 |  | 70 |  | 2016-01-22 13:44 | 2016-02-01 | ZERO ENERGY CONTRACTING INC | Retrofit | Fullerton | Orange | 92831 | Host Customer is System Owner | 6 |  | 2012012B | GREENoneTEC Solarindustrie GmbH | SOLPAL (formerly Solcrafte) | SOLPAL L-G | Direct Integral Collector Storage (DI) | 26.11 |  | Solpal L |  |  | Solar Storage and Auxiliary Tanks are separate | 51 | 0.96 | 1 | 75 | Z08 | [18 empty] | Fullerton | FALSE | 136.71 |  | 2011-06-01: 2016-01-21; 2011-08-03: 2016-01-22; 2011-09-20: 2016-02-01 | 3190 | 9980 | Up-front Payment
SCG-005414 | Single Family Residential | Domestic Hot Water | Gas | Southern California Gas Company | Incentive:Paid | 2127 | 29.85 |  | 1 | 75 |  | 71 |  | 2016-01-27 15:00 | 2016-02-23 | ZERO ENERGY CONTRACTING INC | Retrofit | North Hills | Los Angeles | 91343 | Host Customer is System Owner | 4 |  | 2012012B | GREENoneTEC Solarindustrie GmbH | SOLPAL (formerly Solcrafte) | SOLPAL L-G | Direct Integral Collector Storage (DI) | 26.11 |  | Solpal L |  |  | Solar Storage and Auxiliary Tanks are separate | 51 | 0.95 | 1 | 55 | Z09 | [18 empty] | Los Angeles | FALSE | 133.07 |  | 2011-06-01: 2016-01-21; 2011-08-03: 2016-01-27; 2011-09-20: 2016-02-23 | 3166 | 9980 | Up-front Payment
SCG-005415 | Single Family Residential | Domestic Hot Water | Gas | Southern California Gas Company | Incentive:Paid | 1931 | 29.85 |  | 1 | 66 |  | 65 |  | 2016-01-25 14:23 | 2016-02-01 | ZERO ENERGY CONTRACTING INC | Retrofit | La Mirada | Orange | 90638 | Host Customer is System Owner | 7 |  | 30003825 | SunEarth, Inc. | CopperHeart | CP-40G | Direct Integral Collector Storage (DI) | 24.96 |  | CP-40 |  |  | Solar Storage and Auxiliary Tanks are separate | 40 | 0.98 | 1 | 85 | Z09 | [18 empty] | La Mirada | FALSE | 151.21 |  | 2011-06-01: 2016-01-21; 2011-08-03: 2016-01-25; 2011-09-20: 2016-02-01 | 3188 | 9980 | Up-front Payment
SCG-005417 | Single Family Residential | Domestic Hot Water | Gas | Southern California Gas Company | Incentive:Paid | 1645 | 29.85 |  | 1 | 75 |  | 55 |  | 2016-02-05 14:18 | 2016-03-01 | ZERO ENERGY CONTRACTING INC | Retrofit | Pasadena | Los Angeles | 91107 | Host Customer is System Owner | 5 |  | 2012012B | GREENoneTEC Solarindustrie GmbH | SOLPAL (formerly Solcrafte) | SOLPAL L-G | Direct Integral Collector Storage (DI) | 26.11 |  | Solpal L |  |  | Solar Storage and Auxiliary Tanks are separate | 51 | 0.98 | 0.75 | 65 | Z09 | [18 empty] | Pasadena | FALSE | 133.07 |  | 2011-06-01: 2016-01-23; 2011-08-03: 2016-02-05; 2011-09-20: 2016-03-01 | 3156 | 9980 | Up-front Payment
SCG-005419 | Single Family Residential | Domestic Hot Water | Gas | Southern California Gas Company | Incentive:Paid | 2084 | 29.85 |  | 1 | 75 |  | 70 |  | 2016-01-25 14:28 | 2016-02-01 | ZERO ENERGY CONTRACTING INC | Retrofit | Northridge | Los Angeles | 91343 | Host Customer is System Owner | 3 |  | 2012012B | GREENoneTEC Solarindustrie GmbH | SOLPAL (formerly Solcrafte) | SOLPAL L-G | Direct Integral Collector Storage (DI) | 26.11 |  | Solpal L |  |  | Solar Storage and Auxiliary Tanks are separate | 51 | 0.98 | 0.95 | 45 | Z09 | [18 empty] | Los Angeles | FALSE | 133.07 |  | 2011-06-01: 2016-01-23; 2011-08-03: 2016-01-25; 2011-09-20: 2016-02-01 | 3190 | 9980 | Up-front Payment
SCG-005420 | Single Family Residential | Domestic Hot Water | Gas | Southern California Gas Company | Incentive:Paid | 1743 | 29.85 |  | 1 | 73 |  | 58 |  | 2016-01-25 15:51 | 2016-02-01 | ZERO ENERGY CONTRACTING INC | Retrofit | Orange | Orange | 92867 | Host Customer is System Owner | 6 |  | 2012012B | GREENoneTEC Solarindustrie GmbH | SOLPAL (formerly Solcrafte) | SOLPAL L-G | Direct Integral Collector Storage (DI) | 26.11 |  | Solpal L |  |  | Solar Storage and Auxiliary Tanks are separate | 51 | 1 | 0.8 | 75 | Z08 | [18 empty] | Orange | FALSE | 136.71 |  | 2011-06-01: 2016-01-23; 2011-08-03: 2016-01-25; 2011-09-20: 2016-02-01 | 3190 | 9980 | Up-front Payment
SCG-005421 | Single Family Residential | Domestic Hot Water | Gas | Southern California Gas Company | Incentive:Paid | 1808 | 29.85 |  | 1 | 75 |  | 61 |  | 2016-01-27 15:22 | 2016-02-23 | ZERO ENERGY CONTRACTING INC | Retrofit | Van Nuys | Los Angeles | 91411 | Host Customer is System Owner | 2 |  | 2012012B | GREENoneTEC Solarindustrie GmbH | SOLPAL (formerly Solcrafte) | SOLPAL L-G | Direct Integral Collector Storage (DI) | 26.11 |  | Solpal L |  |  | Solar Storage with Tankless Auxiliary Water Heater | 51 | 0.95 | 0.85 | 35 | Z09 | [18 empty] | Los Angeles | FALSE | 133.07 |  | 2011-06-01: 2016-01-23; 2011-08-03: 2016-01-27; 2011-09-20: 2016-02-23 | 3166 | 9980 | Up-front Payment
SCG-005425 | Single Family Residential | Domestic Hot Water | Gas | Southern California Gas Company | Incentive:Paid | 2216 | 29.85 |  | 1 | 75 |  | 74 |  | 2016-03-21 17:27 | 2016-04-05 | ZERO ENERGY CONTRACTING INC | Retrofit | North Hollywood | Los Angeles | 91606 | Host Customer is System Owner | 1 |  | 2012012B | GREENoneTEC Solarindustrie GmbH | SOLPAL (formerly Solcrafte) | SOLPAL L-G | Direct Integral Collector Storage (DI) | 26.11 |  | Solpal L |  |  | Solar Storage and Auxiliary Tanks are separate | 51 | 0.99 | 1 | 20 | Z09 | [18 empty] | Los Angeles | FALSE | 133.07 |  | 2011-06-01: 2016-01-23; 2011-08-03: 2016-03-21; 2011-09-20: 2016-04-05 | 3119 | 9980 | Up-front Payment
SCG-005426 | Commercial Pools | Pool Heating | Gas | Southern California Gas Company | Incentive:Paid | 1870 | 5 |  | 1 | 374 |  | 374 |  | 2016-01-26 11:37 | 2016-01-28 | TODD SOLAR ENGINEERING | Retrofit | Burbank | Los Angeles | 91504 | Host Customer is System Owner | [7 empty] | 373.04 | 46.63 |  | Drainback |  |  |  | 1 | 1 |  | Z09 |  |  |  | 16204-12 | 8 | 2 | [5 empty] | FALSE | [6 empty] | City of Burbank | FALSE | 19.83 |  | 2016-01-25 |  | 2016-01-26 | 2016-01-28 | 2016-02-05 | 2016-02-22 | 3166 | 7417.65 | Up-front Payment
SCG-005428 | Commercial/Multifamily Residential | Domestic Hot Water | Gas | Southern California Gas Company | Incentive:Paid | 41050 | 25 |  | 1 SCG | 1642 |  | 1642 |  | 2016-02-21 12:35 | 2016-04-15 | SUNTREK INDUSTRIES INC | Retrofit | Torrance | Torrance | 90501 | Host Customer is System Owner | [7 empty] | 482.04 | 40.17 |  | Glycol | Advanced Controller with a Vacation or Holiday Mode | Solar Storage and Auxiliary Tanks are separate |  | 1 | 1 | 960 | Z06 | 24 | Units | Apartments/Condos | 2010115A | 12 | 1 | 714 | 6 | 310 | 1 | 500000 | TRUE | 120 | 120 |  | SunEarth - SETR A503 TTR U + VFS 20-400 |  | SunEarth - SETR A503 TTR U + VFS 20-400 | City of Torrance | FALSE | 30.88 |  | 2016-01-27 |  | 2016-02-21 | 2016-04-15 | 2016-04-26 | 2016-04-27 | 3096 | 50700 | Up-front Payment
SCG-005429 | Single Family Residential | Domestic Hot Water | Gas | Southern California Gas Company | Incentive:Paid | 1451 | 29.85 |  | 1 | 75 |  | 49 |  | 2016-04-04 14:03 | 2016-04-15 | ZERO ENERGY CONTRACTING INC | Retrofit | Studio City | Los Angeles | 91604 | Host Customer is System Owner | 2 |  | 2012012B | GREENoneTEC Solarindustrie GmbH | SOLPAL (formerly Solcrafte) | SOLPAL L-G | Direct Integral Collector Storage (DI) | 26.11 |  | Solpal L |  |  | Solar Storage and Auxiliary Tanks are separate | 51 | 0.81 | 0.8 | 35 | Z09 | [18 empty] | Los Angeles | FALSE | 133.07 |  | 2011-06-01: 2016-01-27; 2011-08-03: 2016-04-04; 2011-09-20: 2016-04-15 | 3107 | 9980 | Up-front Payment
SCG-005430 | Single Family Residential | Domestic Hot Water | Gas | Southern California Gas Company | Incentive:Paid | 1834 | 29.85 |  | 1 | 73 |  | 61 |  | 2016-02-01 12:53 | 2016-02-09 | ZERO ENERGY CONTRACTING INC | Retrofit | Orange | Orange | 92865 | Host Customer is System Owner | 3 |  | 2012012B | GREENoneTEC Solarindustrie GmbH | SOLPAL (formerly Solcrafte) | SOLPAL L-G | Direct Integral Collector Storage (DI) | 26.11 |  | Solpal L |  |  | Solar Storage and Auxiliary Tanks are separate | 51 | 0.99 | 0.85 | 45 | Z08 | [18 empty] | City of Orange | FALSE | 136.71 |  | 2011-06-01: 2016-01-27; 2011-08-03: 2016-02-01; 2011-09-20: 2016-02-09 | 3169 | 9980 | Up-front Payment
SCG-005431 | Commercial Pools | Pool Heating | Gas | Southern California Gas Company | Incentive:Paid | 3000 | 5 |  | 1 | 600 |  | 600 |  | 2016-02-02 09:30 | 2016-02-03 | SUNTREK INDUSTRIES INC | Retrofit | Cypress | Cypress | 90630 | Host Customer is System Owner | [7 empty] | 232.005 | 15.467 |  | Drainback |  |  |  | 1 | 1 |  | Z08 |  |  |  | 2007048A | 15 | 1 | [5 empty] | FALSE | [6 empty] | Cypress | FALSE | 10.02 |  | 2016-02-01 |  | 2016-02-02 | 2016-02-03 | 2017-04-20 | 2017-04-21 | 2711 | 6012 | Up-front Payment
PGE-005433 | Commercial/Multifamily Residential | Domestic Hot Water | Gas | Pacific Gas and Electric | Reservation:Canceled | 42561 | 20.19 |  | 1 | 2108 |  | 2108 |  | 2016-05-19 10:36 |  | ADROIT ENERGY INC | New Construction | Mill Valley | Marin | 94941 | Host Customer is System Owner | [7 empty] | 964.08 | 40.17 |  | Glycol | Advanced Controller with a Vacation or Holiday Mode | Solar Storage and Auxiliary Tanks are separate |  | 1 | 1 | 1427 | Z03 | 595 | Full meals served | Meal Service Restaurant | 2010115A | 24 | 1 | 1500 | 3 | 200 | 1 | 399999 | TRUE | 140 | 140 | [5 empty] | FALSE | 74.94 |  | 2011-06-01: 2016-02-22; 2011-06-21: 2016-05-27 | 3043 | 157971.36 | Up-front Payment
PGE-005434 | Commercial Pools | Pool Heating | Gas | Pacific Gas and Electric | Incentive:Paid | 9245 | 5 |  | 1 | 1849 |  | 1849 |  | 2016-03-25 08:26 | 2016-04-07 | ADROIT ENERGY INC | New Construction | Santa Clara | Santa Clara | 95051 | Host Customer is System Owner | [7 empty] | 785.8 | 39.29 |  | Drainback |  |  |  | 1 | 1 |  | Z04 |  |  |  | 16043-10 | 20 | 1 | [5 empty] | FALSE |  |  |  | ISTEC Corporation - 5202S |  | ISTEC Corporation - 5202S | City of Santa Clara | FALSE | 25.15 |  | 2016-02-18 | 2016-03-28 | 2016-03-25 | 2016-04-07 | 2017-10-20 | 2017-12-08 | 2494 | 46500 | Up-front Payment
SCG-005436 | Single Family Residential | Domestic Hot Water | Gas | Southern California Gas Company | Incentive:Paid | 2249 | 29.85 |  | 1 | 90 |  | 75 |  | 2016-02-12 16:47 | 2016-03-22 | ZERO ENERGY CONTRACTING INC | Retrofit | West Covina | Los Angeles | 91791 | Host Customer is System Owner | 6 |  | 2012041A | Agua Del Sol | RADCO DRAINBACK HEAT EXCHANGER | R-DBHX-8-50GD-40P-old | Indirect Forced Circulation (IF) | 39.91 |  | 410P-HP (Superseded) | Automatic Drainback |  | Solar Storage and Auxiliary Tanks are separate | 50 | 0.93 | 0.9 | 75 | Z09 | [18 empty] | West Covina | FALSE | 110.89 |  | 2011-06-01: 2016-02-02; 2011-08-03: 2016-02-12; 2011-09-20: 2016-03-22 | 3135 | 9980 | Up-front Payment
PGE-005437 | Single Family Residential | Domestic Hot Water | Gas | Pacific Gas and Electric | Incentive:Paid | 2953 | 29.85 |  | 1 | 117 |  | 99 |  | 2016-02-10 11:03 | 2016-03-07 | SIERRA PACIFIC HOME & COMFORT INC | Retrofit | FAIR OAKS | Sacramento | 95628 | Host Customer is System Owner | 2 |  | 2010143A | Solene | AURORA/AO SMITH | SLAR40DC-80HE-XG | Indirect Forced Circulation (IF) | 40 |  | SLAR-40 | Glycol | Advanced Controller with a Vacation or Holiday Mode | Solar Storage and Auxiliary Tanks are separate | 80 | 0.89 | 0.95 | 35 | Z12 | [18 empty] | Sacramento County | FALSE | 81.32 |  | 2016-02-03 | 2016-02-11 |  |  | 2016-02-10 | 2016-03-07 | 3144 | 9514 | Up-front Payment
SCG-005438 | Commercial/Multifamily Residential | Domestic Hot Water | Gas | Southern California Gas Company | Incentive:Paid | 19988 | 20.19 |  | 1 | 990 |  | 990 |  | 2016-02-08 08:52 | 2016-02-11 | ENVIRONMENTAL SOLAR DESIGN INC | Retrofit | La Puente | La Puente | 91744 | Host Customer is System Owner | [7 empty] | 368.1 | 40.9 |  | Glycol | Advanced Controller with a Vacation or Holiday Mode | Solar Storage and Auxiliary Tanks are separate |  | 1 | 1 | 504 | Z09 | 12 | Units | Apartments/Condos | 2007032A | 9 | 1 | 480 | 4 | 119 | 1 | 300000 | TRUE | 125 | 135 |  |  |  |  | City of La Puente | FALSE | 46.25 |  | 2016-02-03 |  | 2016-02-08 | 2016-02-11 | 2016-02-18 | 2016-02-23 | 3166 | 45785 | Up-front Payment
PGE-005439 | Single Family Residential | Domestic Hot Water | Gas | Pacific Gas and Electric | Incentive:Paid | 4118 | 29.85 |  | 1 | 155 |  | 138 |  | 2016-11-29 17:51 | 2017-02-07 | CALIFORNIA PLUMBING & RADIANT HEATING INC | Retrofit | EL CERRITO | Alameda | 94530 | Host Customer is System Owner | 3 |  | 2007023A | HTP, Inc. | PHOENIX SOLAR | PH-80S | Indirect Forced Circulation (IF) | 39.79 |  | SS-40. | Glycol | Advanced Controller with a Vacation or Holiday Mode | Solar and Auxiliary Storage are the same Tank | 80 | 0.89 | 1 | 45 | Z03 | [18 empty] | El Cerrito | FALSE | 130.45 |  | 2016-02-03 | 2016-12-02 |  |  | 2016-11-29 | 2017-02-07 | 2810 | 20219 | Up-front Payment
SCG-005440 | Single Family Residential | Domestic Hot Water | Gas | Southern California Gas Company | Incentive:Paid | 4366 | 29.85 |  | 1 | 166 |  | 159 |  | 2016-02-10 09:22 | 2016-02-29 | SUNTREK INDUSTRIES INC | Retrofit | Lake Forest | Lake Forest | 92630 | Host Customer is System Owner | 4 |  | 2001001R | SunEarth, Inc. | SOLARAY | TE64P-120-2G | Indirect Forced Circulation (IF) | 65.67 |  | EP-32 / EP-32-0.75 | Glycol | Advanced Controller with a Vacation or Holiday Mode | Solar Storage and Auxiliary Tanks are separate | 120 | 0.96 | 1 | 55 | Z08 | [18 empty] | Lake Forest | FALSE | 57.23 |  | 2011-06-01: 2016-02-04; 2011-08-03: 2016-02-10; 2011-09-20: 2016-02-29 | 3156 | 9500 | Up-front Payment
SCG-005444 | Single Family Residential | Domestic Hot Water | Gas | Southern California Gas Company | Incentive:Paid | 2194 | 29.85 |  | 1 | 75 |  | 74 |  | 2016-02-12 16:44 | 2016-03-01 | ZERO ENERGY CONTRACTING INC | Retrofit | Covina | Los Angeles | 91722 | Host Customer is System Owner | 6 |  | 2012012B | GREENoneTEC Solarindustrie GmbH | SOLPAL (formerly Solcrafte) | SOLPAL L-G | Direct Integral Collector Storage (DI) | 26.11 |  | Solpal L |  |  | Solar Storage and Auxiliary Tanks are separate | 51 | 0.98 | 1 | 75 | Z09 | [18 empty] | Los Angeles | FALSE | 133.07 |  | 2011-06-01: 2016-02-05; 2011-08-03: 2016-02-12; 2011-09-20: 2016-03-01 | 3156 | 9980 | Up-front Payment
SCG-005445 | Single Family Residential | Domestic Hot Water | Gas | Southern California Gas Company | Incentive:Paid | 1846 | 70 |  | 1 SCG | 75 |  | 62 |  | 2016-04-25 12:34 | 2016-05-02 | ZERO ENERGY CONTRACTING INC | Retrofit | La Mirada | Los Angeles | 90638 | Host Customer is System Owner | 3 |  | 2012012B | GREENoneTEC Solarindustrie GmbH | SOLPAL (formerly Solcrafte) | SOLPAL L-G | Direct Integral Collector Storage (DI) | 26.11 |  | Solpal L |  |  | Solar Storage and Auxiliary Tanks are separate | 51 | 0.97 | 0.85 | 45 | Z09 | [18 empty] | La Mirada | FALSE | 133.07 |  | 2011-06-01: 2016-02-05; 2011-08-03: 2016-04-25; 2011-09-20: 2016-05-02 | 3096 | 9980 | Up-front Payment
SCG-005446 | Single Family Residential | Domestic Hot Water | Gas | Southern California Gas Company | Incentive:Paid | 1662 | 29.85 |  | 1 | 75 |  | 56 |  | 2016-03-15 08:30 | 2016-03-22 | ZERO ENERGY CONTRACTING INC | Retrofit | Whittier | Los Angeles | 90603 | Host Customer is System Owner | 4 |  | 2012012B | GREENoneTEC Solarindustrie GmbH | SOLPAL (formerly Solcrafte) | SOLPAL L-G | Direct Integral Collector Storage (DI) | 26.11 |  | Solpal L |  |  | Solar Storage and Auxiliary Tanks are separate | 51 | 0.99 | 0.75 | 55 | Z09 | [18 empty] | Whittier | FALSE | 133.07 |  | 2011-06-01: 2016-02-05; 2011-08-03: 2016-03-15; 2011-09-20: 2016-03-22 | 3137 | 9980 | Up-front Payment
SCG-005447 | Commercial Pools | Pool Heating | Gas | Southern California Gas Company | Incentive:Paid | 17970 | 5 |  | 1 | 3594 |  | 3594 |  | 2016-03-08 09:20 | 2016-03-09 | MOHR POWER SOLAR INC | Retrofit | Glendale | Los Angeles | 91208 | Owner/Tenant | [7 empty] | 1200 | 50 |  | Drainback |  |  |  | 1 | 1 |  | Z09 |  |  |  | 10001884 | 24 | 1 | [5 empty] | FALSE |  |  |  | Grundfos UPC-BTU-Assembly + VFS 20-400 |  | Grundfos UPC-BTU-Assembly + VFS 20-400 | City of Glendale | FALSE | 10.43 |  | 2016-02-12 |  | 2016-03-08 | 2016-03-09 | 2017-02-13 | 2017-02-24 | 2797 | 37500 | Up-front Payment
SDG-005448 | Low Income Multifamily Residential | Domestic Hot Water | Gas | San Diego Gas and Electric | Incentive:Paid | 32954 | 24.89 |  | 1 | 1324 |  | 1324 |  | 2016-02-16 13:32 | 2016-04-15 | CALIFORNIA SOLAR THERMAL INC | New Construction | San Diego | San Diego | 92113 | Host Customer is System Owner | [7 empty] | 327.6 | 40.95 |  | Glycol | Steam Back | Solar Storage and Auxiliary Tanks are separate |  | 1 | 1 | 1800 | Z07 | 45 | Units | Apartments/Condos | 10001803 | 8 | 1 | 600 | 5 | 120 | 1 | 300000 | TRUE | 120 | 140 |  |  |  |  | City of San Diego | FALSE | 50.73 |  | 2016-02-16 | 2016-02-23 | 2016-02-16 | 2016-04-15 | 2017-06-15 | 2017-09-20 | 2578 | 67161 | Up-front Payment
SCG-005449 | Single Family Residential | Domestic Hot Water | Gas | Southern California Gas Company | Incentive:Paid | 2239 | 29.85 |  | 1 | 75 |  | 75 |  | 2016-02-12 16:34 | 2016-03-01 | ZERO ENERGY CONTRACTING INC | Retrofit | Van Nuys | Los Angeles | 91406 | Host Customer is System Owner | 2 |  | 2012012B | GREENoneTEC Solarindustrie GmbH | SOLPAL (formerly Solcrafte) | SOLPAL L-G | Direct Integral Collector Storage (DI) | 26.11 |  | Solpal L |  |  | Solar Storage and Auxiliary Tanks are separate | 51 | 1 | 1 | 35 | Z09 | [18 empty] | Los Angeles | FALSE | 133.07 |  | 2011-06-01: 2016-02-12; 2011-08-03: 2016-02-12; 2011-09-20: 2016-03-01 | 3156 | 9980 | Up-front Payment
SCG-005450 | Single Family Residential | Domestic Hot Water | Gas | Southern California Gas Company | Incentive:Paid | 2194 | 29.85 |  | 1 | 75 |  | 74 |  | 2016-02-23 16:39 | 2016-03-01 | ZERO ENERGY CONTRACTING INC | Retrofit | West Covina | Los Angeles | 91790 | Host Customer is System Owner | 4 |  | 2012012B | GREENoneTEC Solarindustrie GmbH | SOLPAL (formerly Solcrafte) | SOLPAL L-G | Direct Integral Collector Storage (DI) | 26.11 |  | Solpal L |  |  | Solar Storage and Auxiliary Tanks are separate | 51 | 0.98 | 1 | 55 | Z09 | [18 empty] | West Covina | FALSE | 133.07 |  | 2011-06-01: 2016-02-13; 2011-08-03: 2016-02-23; 2011-09-20: 2016-03-01 | 3156 | 9980 | Up-front Payment
SCG-005451 | Single Family Residential | Domestic Hot Water | Gas | Southern California Gas Company | Incentive:Paid | 2135 | 29.85 |  | 1 | 73 |  | 72 |  | 2016-03-09 11:51 | 2016-03-22 | ZERO ENERGY CONTRACTING INC | Retrofit | Cerritos | Los Angeles | 90703 | Host Customer is System Owner | 5 |  | 2012012B | GREENoneTEC Solarindustrie GmbH | SOLPAL (formerly Solcrafte) | SOLPAL L-G | Direct Integral Collector Storage (DI) | 26.11 |  | Solpal L |  |  | Solar Storage and Auxiliary Tanks are separate | 51 | 0.98 | 1 | 65 | Z08 | [18 empty] | Cerritos | FALSE | 136.71 |  | 2011-06-01: 2016-02-13; 2011-08-03: 2016-03-09; 2011-09-20: 2016-03-22 | 3137 | 9980 | Up-front Payment
SCG-005452 | Single Family Residential | Domestic Hot Water | Gas | Southern California Gas Company | Incentive:Paid | 2084 | 29.85 |  | 1 | 75 |  | 70 |  | 2016-02-16 17:10 | 2016-03-01 | ZERO ENERGY CONTRACTING INC | Retrofit | Northridge | Los Angeles | 91324 | Host Customer is System Owner | 1 |  | 2012012B | GREENoneTEC Solarindustrie GmbH | SOLPAL (formerly Solcrafte) | SOLPAL L-G | Direct Integral Collector Storage (DI) | 26.11 |  | Solpal L |  |  | Solar Storage and Auxiliary Tanks are separate | 51 | 0.98 | 0.95 | 20 | Z09 | [18 empty] | Los Angeles | FALSE | 133.07 |  | 2011-06-01: 2016-02-13; 2011-08-03: 2016-02-16; 2011-09-20: 2016-03-01 | 3156 | 9980 | Up-front Payment
SCG-005453 | Single Family Residential | Domestic Hot Water | Gas | Southern California Gas Company | Incentive:Paid | 1980 | 29.85 |  | 1 | 67 |  | 66 |  | 2016-03-23 11:48 | 2016-04-05 | ZERO ENERGY CONTRACTING INC | Retrofit | Fountain Valley | Orange | 92708 | Host Customer is System Owner | 5 |  | 2012012B | GREENoneTEC Solarindustrie GmbH | SOLPAL (formerly Solcrafte) | SOLPAL L-G | Direct Integral Collector Storage (DI) | 26.11 |  | Solpal L |  |  | Solar Storage and Auxiliary Tanks are separate | 51 | 0.99 | 1 | 65 | Z06 | [18 empty] | Fountain Valley | FALSE | 148.96 |  | 2011-06-01: 2016-02-13; 2011-08-03: 2016-03-23; 2011-09-20: 2016-04-05 | 3120 | 9980 | Up-front Payment
SCG-005454 | Single Family Residential | Domestic Hot Water | Gas | Southern California Gas Company | Incentive:Paid | 1487 | 29.85 |  | 1 | 75 |  | 50 |  | 2016-02-16 17:08 | 2016-03-01 | ZERO ENERGY CONTRACTING INC | Retrofit | Glendora | Los Angeles | 91740 | Host Customer is System Owner | 3 |  | 2012012B | GREENoneTEC Solarindustrie GmbH | SOLPAL (formerly Solcrafte) | SOLPAL L-G | Direct Integral Collector Storage (DI) | 26.11 |  | Solpal L |  |  | Solar Storage with Tankless Auxiliary Water Heater | 51 | 0.83 | 0.8 | 45 | Z09 | [18 empty] | Glendora | FALSE | 133.07 |  | 2011-06-01: 2016-02-15; 2011-08-03: 2016-02-16; 2011-09-20: 2016-03-01 | 3156 | 9980 | Up-front Payment
SCG-005455 | Single Family Residential | Domestic Hot Water | Gas | Southern California Gas Company | Incentive:Paid | 1881 | 29.85 |  | 1 | 75 |  | 63 |  | 2016-04-26 17:41 | 2016-05-12 | ZERO ENERGY CONTRACTING INC | Retrofit | North Hills | Los Angeles | 91343 | Host Customer is System Owner | 3 |  | 2012012B | GREENoneTEC Solarindustrie GmbH | SOLPAL (formerly Solcrafte) | SOLPAL L-G | Direct Integral Collector Storage (DI) | 26.11 |  | Solpal L |  |  | Solar Storage and Auxiliary Tanks are separate | 51 | 0.84 | 1 | 45 | Z09 | [18 empty] | Los Angeles | FALSE | 133.07 |  | 2011-06-01: 2016-02-15; 2011-08-03: 2016-04-26; 2011-09-20: 2016-05-12 | 3078 | 9980 | Up-front Payment
SCG-005456 | Single Family Residential | Domestic Hot Water | Gas | Southern California Gas Company | Incentive:Paid | 2042 | 29.85 |  | 1 | 75 |  | 68 |  | 2016-03-10 17:13 | 2016-03-22 | ZERO ENERGY CONTRACTING INC | Retrofit | West Covina | Los Angeles | 91790 | Host Customer is System Owner | 2 |  | 2012012B | GREENoneTEC Solarindustrie GmbH | SOLPAL (formerly Solcrafte) | SOLPAL L-G | Direct Integral Collector Storage (DI) | 26.11 |  | Solpal L |  |  | Solar Storage and Auxiliary Tanks are separate | 51 | 0.96 | 0.95 | 35 | Z09 | [18 empty] | West Covina | FALSE | 133.07 |  | 2011-06-01: 2016-02-15; 2011-08-03: 2016-03-10; 2011-09-20: 2016-03-22 | 3137 | 9980 | Up-front Payment
SCG-005457 | Single Family Residential | Domestic Hot Water | Gas | Southern California Gas Company | Incentive:Paid | 2149 | 29.85 |  | 1 | 75 |  | 72 |  | 2016-02-23 16:28 | 2016-03-01 | ZERO ENERGY CONTRACTING INC | Retrofit | North Hollywood | Los Angeles | 91602 | Host Customer is System Owner | 3 |  | 2012012B | GREENoneTEC Solarindustrie GmbH | SOLPAL (formerly Solcrafte) | SOLPAL L-G | Direct Integral Collector Storage (DI) | 26.11 |  | Solpal L |  |  | Solar Storage and Auxiliary Tanks are separate | 51 | 0.96 | 1 | 45 | Z09 | [18 empty] | Los Angeles | FALSE | 133.07 |  | 2011-06-01: 2016-02-15; 2011-08-03: 2016-02-23; 2011-09-20: 2016-03-01 | 3156 | 9980 | Up-front Payment
SDG-005459 | Low Income Multifamily Residential | Domestic Hot Water | Gas | San Diego Gas and Electric | Incentive:Paid | 42064 | 24.89 |  | 1 | 1690 |  | 1690 |  | 2016-02-16 11:01 | 2016-04-14 | CALIFORNIA SOLAR INTEGRATORS INC | New Construction | National City | San Diego | 91950 | Host Customer is System Owner | [7 empty] | 409.5 | 40.95 |  | Glycol | Steam Back | Solar Storage and Auxiliary Tanks are separate |  | 1 | 1 | 1600 | Z07 | 40 | Units | Apartments/Condos | 10001803 | 10 | 1 | 712 | 1 | 200 | 2 | 398000 | TRUE | 120 | 140 |  |  |  |  | City of National City | FALSE | 40.07 |  | 2016-02-16 | 2016-02-18 | 2016-02-16 | 2016-04-14 | 2016-12-07 | 2017-04-07 | 2712 | 67714 | Up-front Payment
PGE-005460 | Commercial/Multifamily Residential | Domestic Hot Water | Gas | Pacific Gas and Electric | Incentive:Canceled | 10236 | 20.19 |  | 1 | 507 |  | 507 |  | 2016-02-25 13:40 | 2016-02-29 | SUN LIGHT & POWER | New Construction | Alameda | Alameda | 94501 | Host Customer is System Owner | [7 empty] | 160.68 | 40.17 |  | Glycol | Pressure Stagnation Protection (PSP) | Solar Storage and Auxiliary Tanks are separate |  | 1 | 1 | 378 | Z03 | 9 | Units | Apartments/Condos | 2010115A | 4 | 1 | 240 | 2 | 200 | 1 | 399900 | TRUE | 120 | 110 |  |  |  |  | City of Alameda | FALSE | 74.66 |  | 2016-02-16 | 2016-02-26 | 2016-02-25 | 2016-02-29 | 2017-08-18 | 2016-02-29 | 2627 | 37853 | Up-front Payment
PGE-005461 | Commercial/Multifamily Residential | Domestic Hot Water | Gas | Pacific Gas and Electric | Incentive:Canceled | 13487 | 20.19 |  | 1 | 668 |  | 668 |  | 2016-02-25 13:41 | 2016-02-29 | SUN LIGHT & POWER | New Construction | Alameda | Alameda | 94501 | Host Customer is System Owner | [7 empty] | 200.85 | 40.17 |  | Glycol | Pressure Stagnation Protection (PSP) | Solar Storage and Auxiliary Tanks are separate |  | 1 | 1 | 546 | Z03 | 13 | Units | Apartments/Condos | 2010115A | 5 | 1 | 318 | 2 | 200 | 1 | 399900 | TRUE | 120 | 110 |  |  |  |  | City of Alameda | FALSE | 66.79 |  | 2016-02-16 | 2016-02-26 | 2016-02-25 | 2016-02-29 | 2017-08-18 |  | 2627 | 44617 | Up-front Payment
PGE-005462 | Commercial/Multifamily Residential | Domestic Hot Water | Gas | Pacific Gas and Electric | Incentive:Canceled | 10640 | 20.19 |  | 1 | 527 |  | 527 |  | 2016-02-25 13:41 | 2016-02-29 | SUN LIGHT & POWER | New Construction | Alameda | Alameda | 94501 | Host Customer is System Owner | [7 empty] | 160.68 | 40.17 |  | Glycol | Pressure Stagnation Protection (PSP) | Solar Storage and Auxiliary Tanks are separate |  | 1 | 1 | 420 | Z03 | 10 | Units | Apartments/Condos | 2010115A | 4 | 1 | 240 | 2 | 200 | 1 | 399900 | TRUE | 120 | 110 |  |  |  |  | City of Alameda | FALSE | 71.83 |  | 2016-02-16 | 2016-02-26 | 2016-02-25 | 2016-02-29 | 2017-08-18 |  | 2627 | 37853 | Up-front Payment
SCG-005464 | Single Family Residential | Domestic Hot Water | Gas | Southern California Gas Company | Incentive:Paid | 3642 | 29.85 |  | 1 | 122 |  | 122 |  | 2016-02-18 10:50 | 2016-03-01 | THE SOLAR ENERGY COMPANY INC | Retrofit | Santa Barbara | Santa Barbara | 93109 | Host Customer is System Owner | 5 |  | 2001003A | SunEarth, Inc. | SOLARAY | TE40P-80-2G-PV | Indirect Forced Circulation (IF) | 40.9 |  | EP-40 / EP-40-0.75 | Glycol | Steam Back | Solar Storage and Auxiliary Tanks are separate | 80 | 1 | 1 | 65 | Z06 | [18 empty] | Santa Barbara | FALSE | 69.67 |  | 2011-06-01: 2016-02-17; 2011-08-03: 2016-02-18; 2011-09-20: 2016-03-01 | 3156 | 8500 | Up-front Payment
PGE-005465 | Commercial Pools | Pool Heating | Gas | Pacific Gas and Electric | Incentive:Canceled | 6415 | 5 |  | 1 | 1283 |  | 1283 |  | 2016-06-30 14:52 | 2016-07-06 | ADROIT ENERGY INC | New Construction | Mountain View | Santa Clara | 94043 | Host Customer is System Owner | [7 empty] | 550.06 | 39.29 |  | Drainback |  |  |  | 1 | 1 |  | Z04 |  |  |  | 16043-10 | 14 | 1 | [5 empty] | FALSE | [6 empty] | City of Mountain View | FALSE | 23.57 |  | 2011-06-01: 2016-02-18; 2011-06-23: 2016-06-30; 2011-07-01: 2016-07-06 | 3034 | 30240 | Up-front Payment
PGE-005466 | Commercial Pools | Pool Heating | Gas | Pacific Gas and Electric | Reservation:Canceled | 3875 | 5 |  | 1 | 775 |  | 775 |  | 2016-03-28 14:00 |  | ADROIT ENERGY INC | Retrofit | Alameda | Alameda | 94501 | Host Customer is System Owner | [7 empty] | 550.06 | 39.29 |  | Drainback |  |  |  | 1 | 1 |  | Z03 |  |  |  | 16043-10 | 14 | 1 | [5 empty] | FALSE | [7 empty] | FALSE | 11.61 |  | 2011-06-01: 2016-03-25; 2011-06-21: 2016-03-29 | 3110 | 9000 | Up-front Payment
SDG-005467 | Commercial/Multifamily Residential | Domestic Hot Water | Gas | San Diego Gas and Electric | Incentive:Paid | 120070 | 20.19 |  | 1 | 5947 |  | 5947 |  | 2016-03-17 16:13 | 2016-04-14 | ADROIT ENERGY INC | New Construction | San Diego | San Diego | 92111 | Host Customer is System Owner | [7 empty] | 1653.3 | 30.06 |  | Glycol | Pressure Stagnation Protection (PSP) | Solar Storage and Auxiliary Tanks are separate |  | 1 | 1 | 11250 | Z07 | 4688 | Full meals served | Meal Service Restaurant | 10001724 | 55 | 1 | 3000 | 1 | 1080 | 1 | 400000 | TRUE | 140 | 140 |  | SunEarth - SETR A503 TTR U + VFS 10-200 |  | SunEarth - SETR A503 TTR U + VFS 10-200 | California DSA | FALSE | 76.46 |  | 2016-02-24 | 2016-03-28 | 2016-03-17 | 2016-04-14 | 2017-01-05 | 2019-01-22 | 2080 | 454727.48 | Up-front Payment
PGE-005468 | Commercial Pools | Pool Heating | Gas | Pacific Gas and Electric | Incentive:Paid | 10350 | 5 |  | 1 | 2070 |  | 2070 |  | 2016-05-18 10:38 | 2016-06-06 | ADROIT ENERGY INC | New Construction | CUPERTINO | Santa Clara | 95014 | Host Customer is System Owner | [7 empty] | 1119.12 | 46.63 |  | Drainback |  |  |  | 1 | 1 |  | Z04 |  |  |  | 16040-12 | 24 | 1 | [5 empty] | FALSE |  |  |  | SunEarth - SETRA503 TTR U + Series 200 |  | SunEarth - SETRA503 TTR U + Series 200 | City of Cupertino | FALSE | 23.02 |  | 2016-05-16 | 2016-06-02 | 2016-05-18 | 2016-06-06 | 2017-02-21 | 2017-05-22 | 2693 | 47650 | Up-front Payment
PGE-005470 | Single Family Residential | Domestic Hot Water | Gas | Pacific Gas and Electric | Incentive:Canceled | 4366 | 29.85 |  | 1 | 199 |  | 199 |  | 2017-03-27 14:22 |  | GREG CROSS INC | New Construction | SANTA CRUZ | Santa Cruz | 95062 | Host Customer is System Owner |  | 5 | 30004171 | HTP, Inc. | SOLAR SKIES | DB-119-96-GB | Indirect Forced Circulation (IF) | 95.58 |  | SS-32 | Forced Circulation | Advanced Controller with a Vacation or Holiday Mode | Solar and Auxiliary Storage are the same Tank | 118.9 | 1 | 1 | 65 | Z03 | [18 empty] | Santa Cruz | FALSE | 85.96 |  | 2011-06-01: 2016-02-18; 2011-06-21: 2017-04-04; 2011-08-03: 2017-03-27 | 2739 | 17106 | Up-front Payment
SCG-005471 | Single Family Residential | Domestic Hot Water | Gas | Southern California Gas Company | Incentive:Paid | 3783 | 29.85 |  | 1 | 128 |  | 127 |  | 2016-03-08 14:42 | 2016-03-22 | SUNTREK INDUSTRIES INC | Retrofit | Calabasas | Los Angeles | 91302 | Host Customer is System Owner | 4 |  | 2011079A | Apricus Inc. | APSS_CLOSED_AP30_FTB-3_STD-G | APSS_CLOSED_AP30_FTB-3_STD-G | Indirect Forced Circulation (IF) | 44.76 |  | AP-30 | Glycol | Steam Back | Solar Storage and Auxiliary Tanks are separate | 80 | 0.99 | 1 | 55 | Z09 | [18 empty] | County of Los Angeles | FALSE | 128.91 |  | 2011-06-01: 2016-02-18; 2011-08-03: 2016-03-08; 2011-09-20: 2016-03-22 | 3135 | 16500 | Up-front Payment
SCG-005472 | Commercial/Multifamily Residential | Domestic Hot Water | Gas | Southern California Gas Company | Reservation:Canceled | 3190 | 17.16 |  | 2 | 158 |  | 158 |  |  |  |  | Retrofit | North Hollywood | North Hollywood | 91605 | Host Customer is System Owner | [7 empty] | 40 | 40 |  | Glycol | Steam Back | Solar Storage and Auxiliary Tanks are separate |  | 1 | 1 | 1976 | Z09 | 52 | Units | Apartments/Condos | 2009058C | 1 | 1 | 264 | 1 | 119 | 1 | 199000 | TRUE | 120 | 140 | [5 empty] | FALSE | 1075.95 |  | 2011-06-01: 2016-02-19; 2011-06-21: 2016-04-19 | 3112 | 170000 | Up-front Payment
SCG-005473 | Commercial/Multifamily Residential | Domestic Hot Water | Gas | Southern California Gas Company | Reservation:Canceled | 3069 | 17.16 |  | 2 | 152 |  | 152 |  |  |  |  | Retrofit | North Hollywood | North Hollywood | 91605 | Host Customer is System Owner | [7 empty] | 40 | 40 |  | Glycol | Steam Back | Solar Storage and Auxiliary Tanks are separate |  | 1 | 1 | 1976 | Z09 | 52 | Units | Apartments/Condos | 2009058C | 1 | 1 | 264 | 1 | 119 | 1 | 199000 | TRUE | 120 | 140 | [5 empty] | FALSE | 1118.42 |  | 2011-06-01: 2016-02-19 | 3172 | 170000 | Up-front Payment
SCG-005474 | Commercial/Multifamily Residential | Domestic Hot Water | Gas | Southern California Gas Company | Reservation:Canceled | 2806 | 17.16 |  | 2 | 139 |  | 139 |  |  |  |  | Retrofit | North Hollywood | North Hollywood | 91605 | Host Customer is System Owner | [7 empty] | 40 | 40 |  | Glycol | Steam Back | Solar Storage and Auxiliary Tanks are separate |  | 1 | 1 | 1976 | Z09 | 52 | Units | Apartments/Condos | 2009058C | 1 | 1 | 264 | 1 | 119 | 1 | 199000 | TRUE | 120 | 140 | [5 empty] | FALSE | 1223.02 |  | 2011-06-01: 2016-02-19 | 3172 | 170000 | Up-front Payment
SCG-005475 | Commercial/Multifamily Residential | Domestic Hot Water | Gas | Southern California Gas Company | Reservation:Canceled | 3190 | 17.16 |  | 2 | 158 |  | 158 |  |  |  |  | Retrofit | North Hollywood | North Hollywood | 91605 | Host Customer is System Owner | [7 empty] | 40 | 40 |  | Glycol | Steam Back | Solar Storage and Auxiliary Tanks are separate |  | 1 | 1 | 1976 | Z09 | 52 | Units | Apartments/Condos | 2009058C | 1 | 1 | 264 | 1 | 119 | 1 | 199000 | TRUE | 120 | 140 | [5 empty] | FALSE | 1075.95 |  | 2011-06-01: 2016-02-19 | 3172 | 170000 | Up-front Payment
SCG-005476 | Commercial/Multifamily Residential | Domestic Hot Water | Gas | Southern California Gas Company | Reservation:Canceled | 2928 | 17.16 |  | 2 | 145 |  | 145 |  |  |  |  | Retrofit | North Hollywood | North Hollywood | 91605 | Host Customer is System Owner | [7 empty] | 40 | 40 |  | Glycol | Steam Back | Solar Storage and Auxiliary Tanks are separate |  | 1 | 1 | 1976 | Z09 | 52 | Units | Apartments/Condos | 2009058C | 1 | 1 | 264 | 1 | 119 | 1 | 199000 | TRUE | 120 | 140 | [5 empty] | FALSE | 512.31 |  | 2011-06-01: 2016-02-19 | 3172 | 74285 | Up-front Payment
SCG-005477 | Single Family Residential | Domestic Hot Water | Gas | Southern California Gas Company | Incentive:Paid | 4366 | 29.85 |  | 1 | 188 |  | 179 |  | 2016-10-05 07:06 | 2016-11-30 | ALL VALLEY SOLAR INC | Retrofit | Venice Beach | Los Angeles | 90291 | Host Customer is System Owner | 4 |  | 2007023B | HTP, Inc. | SOLAR SKIES | PR-119-64-GB | Indirect Forced Circulation (IF) | 63.87 |  | SS-32-FP | Automatic Drainback |  | Solar and Auxiliary Storage are the same Tank | 119 | 1 | 0.95 | 55 | Z06 | [18 empty] | LADBS | FALSE | 60.66 |  | 2011-06-01: 2016-02-19; 2011-08-03: 2016-10-05; 2011-09-20: 2016-11-30 | 2872 | 11404 | Up-front Payment
SCG-005478 | Commercial/Multifamily Residential | Domestic Hot Water | Gas | Southern California Gas Company | Reservation:Canceled | 2928 | 17.16 |  | 2 | 145 |  | 145 |  |  |  |  | Retrofit | North Hollywood | North Hollywood | 91605 | Host Customer is System Owner | [7 empty] | 40 | 40 |  | Glycol | Steam Back | Solar Storage and Auxiliary Tanks are separate |  | 1 | 1 | 1976 | Z09 | 52 | Units | Apartments/Condos | 2009058C | 1 | 1 | 264 | 1 | 119 | 1 | 199000 | TRUE | 120 | 140 | [5 empty] | FALSE | 512.31 |  | 2011-06-01: 2016-02-19 | 3172 | 74285 | Up-front Payment
SCG-005479 | Commercial/Multifamily Residential | Domestic Hot Water | Gas | Southern California Gas Company | Reservation:Canceled | 2806 | 17.16 |  | 2 | 139 |  | 139 |  |  |  |  | Retrofit | North Hollywood | North Hollywood | 91605 | Host Customer is System Owner | [7 empty] | 40 | 40 |  | Glycol | Steam Back | Solar Storage and Auxiliary Tanks are separate |  | 1 | 1 | 1976 | Z09 | 52 | Units | Apartments/Condos | 2009058C | 1 | 1 | 264 | 1 | 119 | 1 | 199000 | TRUE | 120 | 140 | [5 empty] | FALSE | 534.42 |  | 2011-06-01: 2016-02-19 | 3172 | 74285 | Up-front Payment
SCG-005480 | Commercial/Multifamily Residential | Domestic Hot Water | Gas | Southern California Gas Company | Reservation:Canceled | 2928 | 17.16 |  | 2 | 145 |  | 145 |  |  |  |  | Retrofit | North Hollywood | North Hollywood | 91605 | Host Customer is System Owner | [7 empty] | 40 | 40 |  | Glycol | Steam Back | Solar Storage and Auxiliary Tanks are separate |  | 1 | 1 | 1976 | Z09 | 52 | Units | Apartments/Condos | 2009058C | 1 | 1 | 264 | 1 | 119 | 1 | 199000 | TRUE | 120 | 140 | [5 empty] | FALSE | 512.31 |  | 2011-06-01: 2016-02-19 | 3172 | 74285 | Up-front Payment
PGE-005481 | Single Family Residential | Domestic Hot Water | Gas | Pacific Gas and Electric | Incentive:Canceled | 2060 | 29.85 |  | 1 | 69 |  | 69 |  | 2016-05-06 11:59 |  | GREATFUL SUN | Retrofit | Richmond | Contra Costa | 94805 | Host Customer is System Owner | 3 |  | 2012012B | GREENoneTEC Solarindustrie GmbH | SOLPAL (formerly Solcrafte) | SOLPAL L-G | Direct Integral Collector Storage (DI) | 26.11 |  | Solpal L |  |  | Solar and Auxiliary Storage are the same Tank | 51 | 1 | 1 | 45 | Z03 | [18 empty] | County of Contra Costa | FALSE | 60.38 |  | 2011-06-01: 2016-02-19; 2011-06-21: 2016-05-06; 2011-08-03: 2016-05-06 | 3074 | 4166 | Up-front Payment
SCG-005483 | Commercial Pools | Pool Heating | Gas | Southern California Gas Company | Incentive:Paid | 19265 | 5 |  | 1 | 3853 |  | 3545 |  | 2016-02-23 11:27 | 2016-02-24 | SUNTREK INDUSTRIES INC | Retrofit | Rancho Mirage | Riverside | 92270 | Host Customer is System Owner | [7 empty] | 1220 | 20 |  | Drainback |  |  |  | 0.92 | 1 |  | Z15 |  |  |  | 2007048A | 61 | 1 | [5 empty] | FALSE |  |  |  | SunEarth - SETR A503 TTR U + VFS 20-400 |  | SunEarth - SETR A503 TTR U + VFS 20-400 | Rancho Mirage | FALSE | 8.26 |  | 2016-02-21 |  | 2016-02-23 | 2016-02-24 | 2016-04-26 | 2016-04-27 | 3095 | 31818 | Up-front Payment
SCG-005484 | Single Family Residential | Domestic Hot Water | Gas | Southern California Gas Company | Incentive:Paid | 2127 | 29.85 |  | 1 | 75 |  | 71 |  | 2016-02-25 14:04 | 2016-03-11 | ZERO ENERGY CONTRACTING INC | Retrofit | Burbank | Los Angeles | 91505 | Host Customer is System Owner | 4 |  | 2012012B | GREENoneTEC Solarindustrie GmbH | SOLPAL (formerly Solcrafte) | SOLPAL L-G | Direct Integral Collector Storage (DI) | 26.11 |  | Solpal L |  |  | Solar Storage and Auxiliary Tanks are separate | 51 | 0.95 | 1 | 55 | Z09 | [18 empty] | Burbank | FALSE | 133.07 |  | 2011-06-01: 2016-02-23; 2011-08-03: 2016-02-25; 2011-09-20: 2016-03-11 | 3148 | 9980 | Up-front Payment
SCG-005485 | Single Family Residential | Domestic Hot Water | Gas | Southern California Gas Company | Incentive:Paid | 1910 | 29.85 |  | 1 | 64 |  | 64 |  | 2016-02-24 13:13 | 2016-03-01 | SUNTREK INDUSTRIES INC | Retrofit | La Palma | La Palma | 90623 | Host Customer is System Owner | 4 |  | 30003825 | SunEarth, Inc. | CopperHeart | CP-40G | Direct Integral Collector Storage (DI) | 24.96 |  | CP-40 |  |  | Solar Storage and Auxiliary Tanks are separate | 40 | 1 | 1 | 55 | Z08 | [18 empty] | La Palma | FALSE | 106.25 |  | 2011-06-01: 2016-02-23; 2011-08-03: 2016-02-24; 2011-09-20: 2016-03-01 | 3156 | 6800 | Up-front Payment
PGE-005486 | Commercial/Multifamily Residential | Domestic Hot Water | Gas | Pacific Gas and Electric | Reservation:Canceled | 162570 | 20.19 |  | 1 | 8052 |  | 8052 |  | 2016-03-16 15:54 |  | REGREEN INC | New Construction | San Ramon | Contra Costa | 94583 | Host Customer is System Owner | [7 empty] | 2088.84 | 40.17 |  | Glycol | Advanced Controller with a Vacation or Holiday Mode | Solar Storage and Auxiliary Tanks are separate |  | 1 | 1 | 5439 | Z12 | 147 | Units | Apartments/Condos | 2010115A | 52 | 1 | 2900 | 2 | 1000 | 2 | 499000 | TRUE | 120 | 140 | [5 empty] | FALSE | 36.16 |  | 2011-06-01: 2016-02-26; 2011-06-21: 2016-03-18; 2011-06-23: 2016-03-16 | 3126 | 291200 | Up-front Payment
PGE-005487 | Commercial/Multifamily Residential | Domestic Hot Water | Gas | Pacific Gas and Electric | Reservation:Canceled | 147508 | 20.19 |  | 1 | 7306 |  | 7306 |  | 2016-03-16 15:56 |  | REGREEN INC | New Construction | SAN RAMON | Contra Costa | 94583 | Host Customer is System Owner | [7 empty] | 2088.84 | 40.17 |  | Glycol | Advanced Controller with a Vacation or Holiday Mode | Solar Storage and Auxiliary Tanks are separate |  | 1 | 1 | 4218 | Z12 | 114 | Units | Apartments/Condos | 2010115A | 52 | 1 | 2900 | 2 | 1000 | 2 | 499000 | FALSE | 120 | 140 | [5 empty] | FALSE | 39.86 |  | 2011-06-01: 2016-02-26; 2011-06-21: 2016-03-18; 2011-06-23: 2016-03-16 | 3126 | 291200 | Up-front Payment
PGE-005489 | Low Income Multifamily Residential | Domestic Hot Water | Gas | Pacific Gas and Electric | Incentive:Paid | 16129 | 24.89 |  | 1 | 648 |  | 648 |  | 2016-07-28 08:52 | 2016-08-17 | SUN LIGHT & POWER | New Construction | Sonoma | Sonoma | 95476 | Host Customer is System Owner | [7 empty] | 241.02 | 40.17 |  | Glycol | Pressure Stagnation Protection (PSP) | Solar Storage and Auxiliary Tanks are separate |  | 1 | 1 | 420 | Z02 | 10 | Units | Apartments/Condos | 2010115A | 6 | 1 | 350 | 1 | 200 | 2 | 399980 | TRUE | 120 | 120 |  |  |  |  | Sonoma County | FALSE | 59.14 |  | 2016-06-23 | 2016-08-03 | 2016-07-28 | 2016-08-17 | 2017-03-13 | 2017-03-15 | 2770 | 38324.4 | Up-front Payment
PGE-005490 | Low Income Multifamily Residential | Domestic Hot Water | Gas | Pacific Gas and Electric | Incentive:Paid | 17299 | 24.89 |  | 1 | 695 |  | 695 |  | 2016-07-28 08:52 | 2016-08-17 | SUN LIGHT & POWER | New Construction | Sonoma | Sonoma | 95476 | Host Customer is System Owner | [7 empty] | 241.02 | 40.17 |  | Glycol | Pressure Stagnation Protection (PSP) | Solar Storage and Auxiliary Tanks are separate |  | 1 | 1 | 420 | Z02 | 10 | Units | Apartments/Condos | 2010115A | 6 | 1 | 350 | 1 | 200 | 2 | 399980 | TRUE | 120 | 120 |  |  |  |  | Sonoma County | FALSE | 55.14 |  | 2016-06-23 | 2016-08-03 | 2016-07-28 | 2016-08-17 | 2017-03-13 | 2017-03-15 | 2770 | 38324.4 | Up-front Payment
PGE-005491 | Low Income Multifamily Residential | Domestic Hot Water | Gas | Pacific Gas and Electric | Incentive:Paid | 17000 | 24.89 |  | 1 | 683 |  | 683 |  | 2016-07-28 08:51 | 2016-08-17 | SUN LIGHT & POWER | New Construction | Sonoma | Sonoma | 95476 | Host Customer is System Owner | [7 empty] | 241.02 | 40.17 |  | Glycol | Pressure Stagnation Protection (PSP) | Solar Storage and Auxiliary Tanks are separate |  | 1 | 1 | 420 | Z02 | 10 | Units | Apartments/Condos | 2010115A | 6 | 1 | 350 | 1 | 200 | 2 | 399980 | TRUE | 120 | 120 |  |  |  |  | Sonoma County | FALSE | 56.11 |  | 2016-06-23 | 2016-08-03 | 2016-07-28 | 2016-08-17 | 2017-03-13 | 2017-03-15 | 2770 | 38324.4 | Up-front Payment
PGE-005492 | Low Income Multifamily Residential | Domestic Hot Water | Gas | Pacific Gas and Electric | Incentive:Paid | 17000 | 24.89 |  | 1 | 683 |  | 683 |  | 2016-07-28 08:51 | 2016-08-17 | SUN LIGHT & POWER | New Construction | Sonoma | Sonoma | 95476 | Host Customer is System Owner | [7 empty] | 241.02 | 40.17 |  | Glycol | Pressure Stagnation Protection (PSP) | Solar Storage and Auxiliary Tanks are separate |  | 1 | 1 | 420 | Z02 | 10 | Units | Apartments/Condos | 2010115A | 6 | 1 | 350 | 1 | 200 | 2 | 399980 | TRUE | 120 | 120 |  |  |  |  | Sonoma County | FALSE | 56.11 |  | 2016-06-23 | 2016-08-03 | 2016-07-28 | 2016-08-17 | 2017-03-13 | 2017-03-15 | 2770 | 38324.4 | Up-front Payment
PGE-005493 | Low Income Multifamily Residential | Domestic Hot Water | Gas | Pacific Gas and Electric | Incentive:Paid | 29818 | 24.89 |  | 1 | 1198 |  | 1198 |  | 2016-07-28 08:50 | 2016-08-17 | SUN LIGHT & POWER | New Construction | Sonoma | Sonoma | 95476 | Host Customer is System Owner | [7 empty] | 401.7 | 40.17 |  | Glycol | Pressure Stagnation Protection (PSP) | Solar Storage and Auxiliary Tanks are separate |  | 1 | 1 | 840 | Z02 | 20 | Units | Apartments/Condos | 2010115A | 10 | 2 | 585 | 1 | 200 | 2 | 399980 | TRUE | 120 | 120 |  |  |  |  | Sonoma County | FALSE | 31.99 |  | 2016-05-10 | 2016-08-03 | 2016-07-28 | 2016-08-17 | 2017-03-13 | 2017-03-15 | 2732 | 38324.4 | Up-front Payment
SCG-005494 | Commercial/Multifamily Residential | Domestic Hot Water | Gas | Southern California Gas Company | Incentive:Paid | 67750 | 25 |  | 1 SCG | 2710 |  | 2710 |  | 2016-09-09 13:42 | 2016-10-13 | PROMISE ENERGY INC | New Construction | Los Angeles | Los Angeles | 90028 | Host Customer is System Owner | [7 empty] | 723.06 | 40.17 |  | Glycol | Steam Back | Solar Storage and Auxiliary Tanks are separate |  | 1 | 1 | 2508 | Z09 | 66 | Units | Apartments/Condos | 2010115A | 18 | 1 | 1068 | 2 | 350 | 2 | 850000 | TRUE | 120 | 140 |  | Heliodyne - Delta-T Pro Ethernet |  | Heliodyne - Delta-T Pro Ethernet | LADBS | FALSE | 57.95 |  | 2016-03-04 |  | 2016-09-09 | 2016-10-13 | 2017-02-02 | 2017-02-14 | 2801 | 157049 | Up-front Payment
SCG-005495 | Commercial Pools | Pool Heating | Gas | Southern California Gas Company | Incentive:Paid | 4945 | 5 |  | 1 | 1010 |  | 1000 |  | 2016-03-04 13:23 | 2016-03-08 | SUNTREK INDUSTRIES INC | Retrofit | Placentia | Orange | 92870 | Host Customer is System Owner | 4 | [6 empty] | 451 | 41 |  | Drainback |  |  |  | 0.99 | 1 |  | Z08 |  |  |  | 2007048A | 11 | 1 | [5 empty] | FALSE | [6 empty] | Placentia | FALSE | 9.79 |  | 2016-03-04 |  | 2016-03-04 | 2016-03-08 | 2016-04-26 | 2016-04-27 | 3095 | 9890 | Up-front Payment
PGE-005496 | Low Income Multifamily Residential | Domestic Hot Water | Gas | Pacific Gas and Electric | Reservation:Canceled | 85996 | 24.89 |  | 1 | 3599 |  | 3455 |  | 2016-08-11 11:43 |  | SUN LIGHT & POWER | Retrofit | San Francisco | San Francisco | 94103 | Host Customer is System Owner | [7 empty] | 964.08 | 40.17 |  | Glycol | Pressure Stagnation Protection (PSP) | Solar Storage and Auxiliary Tanks are separate |  | 0.96 | 1 | 4070 | Z03 | 110 | Units | Apartments/Condos | 2010115A | 24 | 2 | 1450 | 1 | 800 | 1 | 1000000 | TRUE | 125 | 125 |  | Heliodyne - Delta-T Pro Ethernet |  | Heliodyne - Delta-T Pro Ethernet |  | FALSE | 36.76 |  | 2011-06-01: 2016-08-02; 2011-06-21: 2016-08-15 | 2978 | 132316 | Up-front Payment
PGE-005497 | Single Family Residential | Domestic Hot Water | Gas | Pacific Gas and Electric | Incentive:Paid | 4366 | 29.85 |  | 1 | 193 |  | 193 |  | 2016-05-12 17:12 | 2016-06-30 | P A S INC | New Construction | SAN FRANCISCO | San Francisco | 94131 | Host Customer is System Owner | 5 |  | 2007023B | HTP, Inc. | SOLAR SKIES | PR-119-64-GB | Indirect Forced Circulation (IF) | 63.72 |  | SS-32 | Glycol | Advanced Controller with a Vacation or Holiday Mode | Solar Storage and Auxiliary Tanks are separate | 119 | 1 | 1 | 65 | Z03 | [18 empty] | san fransico, ca | FALSE | 82.9 |  | 2016-03-04 | 2016-06-22 |  |  | 2016-05-12 | 2016-06-30 | 3009 | 16000 | Up-front Payment
PGE-005498 | Commercial/Multifamily Residential | Domestic Hot Water | Gas | Pacific Gas and Electric | Incentive:Paid | 8863 | 20.19 |  | 1 | 439 |  | 439 |  | 2016-03-07 12:32 | 2016-03-15 | ADVANCED ALTERNATIVE ENERGY SOLUTIONS | Retrofit | UKIAH | Mendocino | 95482 | Host Customer is System Owner | [7 empty] | 243.84 | 20.32 |  | Glycol | Advanced Controller with a Thermal Cycling Function | Solar Storage and Auxiliary Tanks are separate |  | 1 | 1 | 300 | Z02 | 20 | Units | Hotels/Motels | 10001885 | 12 | 1 | 226 | 2 | 99 | 1 | 250000 | TRUE | 130 | 130 |  |  |  |  | City of Ukiah | FALSE | 102.32 |  | 2016-03-04 | 2016-03-10 | 2016-03-07 | 2016-03-15 | 2016-03-16 | 2016-05-16 | 3068 | 44918 | Up-front Payment
PGE-005499 | Commercial/Multifamily Residential | Domestic Hot Water | Gas | Pacific Gas and Electric | Incentive:Paid | 15708 | 20.19 |  | 1 | 778 |  | 778 |  | 2016-03-07 12:33 | 2016-03-22 | ADVANCED ALTERNATIVE ENERGY SOLUTIONS | Retrofit | UKIAH | Mendocino | 95482 | Host Customer is System Owner | [7 empty] | 487.68 | 20.32 |  | Drainback |  | Solar Storage and Auxiliary Tanks are separate |  | 1 | 1 | 570 | Z02 | 38 | Units | Hotels/Motels | 10001885 | 24 | 1 | 339 | 3 | 100 | 1 | 250000 | TRUE | 130 | 130 |  | Amatis Controls - AM-JOULE |  | Amatis Controls - AM-JOULE | City of Ukiah | FALSE | 105.81 |  | 2016-03-04 | 2016-03-10 | 2016-03-07 | 2016-03-22 | 2016-11-29 | 2017-02-07 | 2810 | 82321 | Up-front Payment
PGE-005500 | Single Family Residential | Domestic Hot Water | Gas | Pacific Gas and Electric | Incentive:Paid | 1551 | 29.85 |  | 1 | 63 |  | 52 |  | 2016-03-07 13:58 | 2016-03-31 | SUNTREK INDUSTRIES INC | Retrofit | SAN JOSE | San Jose | 95119 | Host Customer is System Owner | 4 |  | 30003825 | SunEarth, Inc. | CopperHeart | CP-40G | Direct Integral Collector Storage (DI) | 24.96 |  | CP-40 |  |  | Solar Storage and Auxiliary Tanks are separate | 40 | 0.97 | 0.85 | 55 | Z04 | [18 empty] | San Jose | FALSE | 103.17 |  | 2016-03-07 | 2016-03-10 |  |  | 2016-03-07 | 2016-03-31 | 3120 | 6500 | Up-front Payment
PGE-005501 | Commercial/Multifamily Residential | Domestic Hot Water | Gas | Pacific Gas and Electric | Incentive:Paid | 35932 | 20.19 |  | 1 | 2738 |  | 1780 |  | 2016-04-05 14:49 | 2016-05-06 | OXYPOWER INC | Retrofit | SAN FRANCISCO | San Francisco | 94108 | Host Customer is System Owner | [7 empty] | 803.4 | 40.17 |  | Glycol | Pressure Stagnation Protection (PSP) | Solar Storage and Auxiliary Tanks are separate |  | 0.65 | 1 | 2000 | Z03 | 50 | Units | Apartments/Condos | 2010115A | 20 | 1 | 2000 | 10 | 238 | 2 | 225000 | TRUE | 130 | 130 |  | Heliodyne - Delta-T Pro Ethernet |  | Heliodyne - Delta-T Pro WiFi | San Francisco, San Francisco, CA | FALSE | 46.91 |  | 2016-03-07 | 2016-04-14 | 2016-04-05 | 2016-05-06 | 2016-05-24 | 2016-06-01 | 3058 | 128450 | Up-front Payment
SCG-005502 | Single Family Residential | Domestic Hot Water | Gas | Southern California Gas Company | Incentive:Paid | 2127 | 29.85 |  | 1 | 75 |  | 71 |  | 2016-03-07 12:56 | 2016-03-11 | ZERO ENERGY CONTRACTING INC | Retrofit | Van Nuys | Los Angeles | 91411 | Host Customer is System Owner | 2 |  | 2012012B | GREENoneTEC Solarindustrie GmbH | SOLPAL (formerly Solcrafte) | SOLPAL L-G | Direct Integral Collector Storage (DI) | 26.11 |  | Solpal L |  |  | Solar Storage and Auxiliary Tanks are separate | 51 | 1 | 0.95 | 35 | Z09 | [18 empty] | Los Angeles | FALSE | 133.07 |  | 2011-06-01: 2016-03-07; 2011-08-03: 2016-03-07; 2011-09-20: 2016-03-11 | 3148 | 9980 | Up-front Payment
PGE-005503 | Single Family Residential | Domestic Hot Water | Gas | Pacific Gas and Electric | Incentive:Paid | 3642 | 29.85 |  | 1 | 122 |  | 122 |  | 2016-07-19 14:22 | 2016-07-21 | ACR SOLAR INTERNATIONAL CORP | Retrofit | FAIRFIELD | Solano | 94534 | Host Customer is System Owner | 4 |  | 2001019B | ACR Solar International | SKYLINE SYSTEM 5 | 200153C80EX2TG | Indirect Forced Circulation (IF) | 60.97 |  | 20-01 | Glycol | Advanced Controller with a Vacation or Holiday Mode | Solar Storage and Auxiliary Tanks are separate | 80 | 1 | 1 | 55 | Z12 | [18 empty] | City of Fairfield | FALSE | 59.02 |  | 2011-06-01: 2016-03-07; 2011-08-03: 2016-07-19; 2011-09-20: 2016-07-21 | 3000 | 7200 | Up-front Payment
PGE-005505 | Single Family Residential | Domestic Hot Water | Gas | Pacific Gas and Electric | Incentive:Paid | 4308 | 29.85 |  | 1 | 155 |  | 144 |  | 2016-03-09 20:02 | 2016-03-15 | MILAROX | Retrofit | EL CERRITO | Contra Costa | 94530 | Host Customer is System Owner | 4 |  | 2007023A | HTP, Inc. | SOLAR SKIES | PR-80-40-GB | Indirect Forced Circulation (IF) | 39.83 |  | SS-40-FP | Forced Circulation | Advanced Controller with a Vacation or Holiday Mode | Solar and Auxiliary Storage are the same Tank | 80 | 0.98 | 0.95 | 55 | Z03 | [18 empty] | El Cerrito, Contra Costa, CA | FALSE | 180 |  | 2016-03-07 | 2016-03-11 |  |  | 2016-03-09 | 2016-03-15 | 3133 | 27900 | Up-front Payment
SCG-005506 | Single Family Residential | Domestic Hot Water | Gas | Southern California Gas Company | Incentive:Paid | 1778 | 29.85 |  | 1 | 73 |  | 60 |  | 2016-03-11 12:49 | 2016-03-23 | ZERO ENERGY CONTRACTING INC | Retrofit | Lakewood | Los Angeles | 90713 | Host Customer is System Owner | 2 |  | 2012012B | GREENoneTEC Solarindustrie GmbH | SOLPAL (formerly Solcrafte) | SOLPAL L-G | Direct Integral Collector Storage (DI) | 26.11 |  | Solpal L |  |  | Solar Storage and Auxiliary Tanks are separate | 51 | 0.96 | 0.85 | 35 | Z08 | [18 empty] | Lakewood | FALSE | 136.71 |  | 2011-06-01: 2016-03-08; 2011-08-03: 2016-03-11; 2011-09-20: 2016-03-23 | 3137 | 9980 | Up-front Payment
SCG-005507 | Single Family Residential | Domestic Hot Water | Gas | Southern California Gas Company | Incentive:Paid | 3033 | 29.85 |  | 1 | 115 |  | 102 |  | 2016-03-23 11:16 | 2016-04-05 | ZERO ENERGY CONTRACTING INC | Retrofit | Van Nuys | Los Angeles | 91406 | Host Customer is System Owner | 1 |  | 2012012D | GREENoneTEC Solarindustrie GmbH | SOLPAL (formerly Solcrafte) | SOLPAL L-GT | Direct Integral Collector Storage (DI) | 26.11 |  | Solpal L |  |  | Solar Storage with Tankless Auxiliary Water Heater | 51 | 0.93 | 0.95 | 20 | Z09 | [18 empty] | Los Angeles | FALSE | 86.78 |  | 2011-06-01: 2016-03-08; 2011-08-03: 2016-03-23; 2011-09-20: 2016-04-05 | 3119 | 9980 | Up-front Payment
PGE-005508 | Single Family Residential | Domestic Hot Water | Gas | Pacific Gas and Electric | Incentive:Paid | 4366 | 29.85 |  | 1 | 193 |  | 164 |  | 2016-03-25 08:46 | 2016-03-28 | MILAROX | Retrofit | PIEDMONT, | Alameda | 94611 | Host Customer is System Owner | 4 |  | 2007023B | HTP, Inc. | SOLAR SKIES | PR-119-64-GB | Indirect Forced Circulation (IF) | 63.72 |  | SS-32 | Forced Circulation |  | Solar and Auxiliary Storage are the same Tank | 119 | 0.85 | 1 | 55 | Z03 | [18 empty] | Piedmont, Alameda, CA | FALSE | 137.31 |  | 2011-06-01: 2016-03-08; 2011-08-03: 2016-03-25; 2011-09-20: 2016-03-28 | 3120 | 26500 | Up-front Payment
SCG-005509 | Single Family Residential | Domestic Hot Water | Gas | Southern California Gas Company | Incentive:Paid | 2194 | 29.85 |  | 1 | 75 |  | 74 |  | 2016-03-16 12:00 | 2016-03-22 | ZERO ENERGY CONTRACTING INC | Retrofit | Burbank | Los Angeles | 91505 | Host Customer is System Owner | 2 |  | 2012012B | GREENoneTEC Solarindustrie GmbH | SOLPAL (formerly Solcrafte) | SOLPAL L-G | Direct Integral Collector Storage (DI) | 26.11 |  | Solpal L |  |  | Solar Storage and Auxiliary Tanks are separate | 51 | 0.98 | 1 | 35 | Z09 | [18 empty] | Burbank | FALSE | 133.07 |  | 2011-06-01: 2016-03-10; 2011-08-03: 2016-03-16; 2011-09-20: 2016-03-22 | 3137 | 9980 | Up-front Payment
SCG-005510 | Commercial/Multifamily Residential | Domestic Hot Water | Gas | Southern California Gas Company | Incentive:Paid | 150650 | 25 |  | 1 SCG | 6026 |  | 6026 |  | 2016-05-09 15:20 | 2016-06-10 | ALL VALLEY SOLAR INC | Retrofit | Reseda | Reseda | 91335 | Host Customer is System Owner | [7 empty] | 1597.05 | 40.95 |  | Drainback |  | Solar Storage and Auxiliary Tanks are separate |  | 1 | 1 | 4127 | Z09 |  |  | Other | 10001803 | 39 | 3 | 2700 | 1 | 115 | 1 | 990000 | TRUE | 130 | 140 |  | SunEarth - SETR A503 TTR U + VFS 5-100 |  | SunEarth - SETR A503 TTR U + VFS 5-100 | LADBS | FALSE | 32.24 |  | 2016-03-10 |  | 2016-05-09 | 2016-06-10 | 2016-07-01 | 2016-07-11 | 2977 | 194295 | Up-front Payment
SCG-005511 | Single Family Residential | Domestic Hot Water | Gas | Southern California Gas Company | Incentive:Paid | 2884 | 29.85 |  | 1 | 113 |  | 97 |  | 2016-03-11 17:29 | 2016-03-22 | ZERO ENERGY CONTRACTING INC | Retrofit | Lakewood | Los Angeles | 90713 | Host Customer is System Owner | 4 |  | 2012012D | GREENoneTEC Solarindustrie GmbH | SOLPAL (formerly Solcrafte) | SOLPAL L-GT | Direct Integral Collector Storage (DI) | 26.11 |  | Solpal L |  |  | Solar Storage with Tankless Auxiliary Water Heater | 51 | 0.9 | 0.95 | 55 | Z08 | [18 empty] | Lakewood | FALSE | 88.32 |  | 2011-06-01: 2016-03-10; 2011-08-03: 2016-03-11; 2011-09-20: 2016-03-22 | 3137 | 9980 | Up-front Payment
SCG-005512 | Single Family Residential | Domestic Hot Water | Gas | Southern California Gas Company | Incentive:Paid | 1545 | 29.85 |  | 1 | 75 |  | 52 |  | 2016-03-21 14:58 | 2016-04-05 | ZERO ENERGY CONTRACTING INC | Retrofit | Glendora | Los Angeles | 91741 | Host Customer is System Owner | 3 |  | 2012012B | GREENoneTEC Solarindustrie GmbH | SOLPAL (formerly Solcrafte) | SOLPAL L-G | Direct Integral Collector Storage (DI) | 26.11 |  | Solpal L |  |  | Solar Storage and Auxiliary Tanks are separate | 51 | 0.92 | 0.75 | 45 | Z09 | [18 empty] | Glendora | FALSE | 133.07 |  | 2011-06-01: 2016-03-10; 2011-08-03: 2016-03-21; 2011-09-20: 2016-04-05 | 3119 | 9980 | Up-front Payment
SCG-005513 | Single Family Residential | Domestic Hot Water | Gas | Southern California Gas Company | Incentive:Paid | 1522 | 29.85 |  | 1 | 60 |  | 51 |  | 2016-03-14 13:36 | 2016-03-22 | SUNTREK INDUSTRIES INC | Retrofit | Wildomar | Orange | 92595 | Host Customer is System Owner | 4 |  | 30003825 | SunEarth, Inc. | CopperHeart | CP-40G | Direct Integral Collector Storage (DI) | 24.96 |  | CP-40 |  |  | Solar Storage with Tankless Auxiliary Water Heater | 40 | 1 | 0.85 | 55 | Z10 | [18 empty] | City of Wildomar | FALSE | 125 |  | 2011-06-01: 2016-03-11; 2011-08-03: 2016-03-14; 2011-09-20: 2016-03-22 | 3113 | 7500 | Up-front Payment
SCG-005514 | Single Family Residential | Domestic Hot Water | Gas | Southern California Gas Company | Incentive:Paid | 1999 | 29.85 |  | 1 | 75 |  | 67 |  | 2016-04-11 09:05 | 2016-04-15 | ZERO ENERGY CONTRACTING INC | Retrofit | Reseda | Los Angeles | 91335 | Host Customer is System Owner | 2 |  | 2012012B | GREENoneTEC Solarindustrie GmbH | SOLPAL (formerly Solcrafte) | SOLPAL L-G | Direct Integral Collector Storage (DI) | 26.11 |  | Solpal L |  |  | Solar Storage and Auxiliary Tanks are separate | 51 | 0.94 | 0.95 | 35 | Z09 | [18 empty] | Los Angeles | FALSE | 133.07 |  | 2011-06-01: 2016-03-11; 2011-08-03: 2016-04-11; 2011-09-20: 2016-04-15 | 3107 | 9980 | Up-front Payment
SCG-005515 | Single Family Residential | Domestic Hot Water | Gas | Southern California Gas Company | Incentive:Paid | 2849 | 29.85 |  | 1 | 115 |  | 95 |  | 2016-03-15 08:22 | 2016-03-22 | ZERO ENERGY CONTRACTING INC | Retrofit | Los Angeles | Los Angeles | 91411 | Host Customer is System Owner | 4 |  | 2012012D | GREENoneTEC Solarindustrie GmbH | SOLPAL (formerly Solcrafte) | SOLPAL L-GT | Direct Integral Collector Storage (DI) | 26.11 |  | Solpal L |  |  | Solar Storage with Tankless Auxiliary Water Heater | 51 | 0.83 | 1 | 55 | Z09 | [18 empty] | Los Angeles | FALSE | 86.78 |  | 2011-06-01: 2016-03-11; 2011-08-03: 2016-03-15; 2011-09-20: 2016-03-22 | 3137 | 9980 | Up-front Payment
PGE-005517 | Commercial Pools | Pool Heating | Gas | Pacific Gas and Electric | Incentive:Paid | 37330 | 5 |  | 1 | 7466 |  | 7466 |  | 2016-03-17 13:49 | 2016-03-23 | Self Installer | Retrofit | Aptos | Santa Cruz | 95003 | Host Customer is System Owner | [7 empty] | 2290.4 | 40.9 |  | Glycol | Swimming Pool or Spa Heat Dump |  |  | 1 | 1 |  | Z03 |  |  |  | 2007032A | 56 | 1 | [5 empty] | FALSE |  |  |  | SunEarth - SETR A503 TTR U + VFS 20-400 |  | SunEarth - SETR A503 TTR U + VFS 20-400 | County of Santa Cruz Health Services | FALSE | 13.25 |  | 2016-03-14 | 2016-03-18 | 2016-03-17 | 2016-03-23 | 2016-10-27 | 2016-11-22 | 2874 | 98956.5 | Up-front Payment
SCG-005518 | Industrial | Process Heating | Gas | Southern California Gas Company | Incentive:Paid | 753137 | 10.1 |  | 1 | 37284 |  | 37284 |  | 2016-04-22 15:20 | 2017-02-01 | MAC GREINE ENERGY CORP | Retrofit | Gardena | Los Angeles | 90248 | Host Customer is System Owner | [7 empty] | 8355.36 | 40.17 |  | Glycol | Pressure Stagnation Protection (PSP) | Solar and Auxiliary Storage are the same Tank |  | 1 | 1 | 28623 | Z03 | 500 |  | Other | 2010115A | 208 | 1 | 15000 | 1 | 5000 | 1 | 899000 | TRUE | 140 | 140 |  | Delta T-Pro | Nextility | Delta T-Pro | Los Angeles | FALSE | 22.13 |  | 2016-03-14 | 2016-08-08 | 2016-04-22 | 2017-02-01 | 2017-12-18 | 2018-03-08 | 2354 | 825000 | Performance-Based Incentive
SCG-005521 | Single Family Residential | Domestic Hot Water | Gas | Southern California Gas Company | Incentive:Paid | 1189 | 29.85 |  | 1 | 64 |  | 40 |  | 2016-03-17 09:26 | 2016-04-05 | ZERO ENERGY CONTRACTING INC | Retrofit | Lakewood | Los Angeles | 90712 | Host Customer is System Owner | 3 |  | 30003825 | SunEarth, Inc. | CopperHeart | CP-40G | Direct Integral Collector Storage (DI) | 24.96 |  | CP-40 |  |  | Solar Storage and Auxiliary Tanks are separate | 40 | 0.83 | 0.75 | 45 | Z08 | [18 empty] | Lakewood | FALSE | 155.94 |  | 2011-06-01: 2016-03-16; 2011-08-03: 2016-03-17; 2011-09-20: 2016-04-05 | 3119 | 9980 | Up-front Payment
SCG-005522 | Single Family Residential | Domestic Hot Water | Gas | Southern California Gas Company | Incentive:Paid | 1314 | 29.85 |  | 1 | 64 |  | 44 |  | 2016-03-17 15:54 | 2016-03-23 | ZERO ENERGY CONTRACTING INC | Retrofit | Lakewood | Los Angeles | 90712 | Host Customer is System Owner | 4 |  | 30003825 | SunEarth, Inc. | CopperHeart | CP-40G | Direct Integral Collector Storage (DI) | 24.96 |  | CP-40 |  |  | Solar Storage and Auxiliary Tanks are separate | 40 | 0.86 | 0.8 | 55 | Z08 | [18 empty] | Lakewood | FALSE | 155.94 |  | 2011-06-01: 2016-03-17; 2011-08-03: 2016-03-17; 2011-09-20: 2016-03-23 | 3137 | 9980 | Up-front Payment
PGE-005524 | Single Family Residential | Domestic Hot Water | Gas | Pacific Gas and Electric | Incentive:Paid | 3148 | 29.85 |  | 1 | 111 |  | 105 |  | 2016-03-28 11:44 | 2016-04-07 | SIERRA PACIFIC HOME & COMFORT INC | Retrofit | CITRUS HEIGHTS | Sacramento | 95610 | Host Customer is System Owner | 2 |  | 2006025B | Solene | SOLENE/CORONA DC CLOSED LOOP | SLCO40DC-80HE-XG | Indirect Forced Circulation (IF) | 40 |  | SLAR-40 | Automatic Drainback |  | Solar Storage and Auxiliary Tanks are separate | 80 | 1 | 0.95 | 35 | Z12 | [18 empty] | City of Citrus Heights | FALSE | 89.44 |  | 2016-03-17 | 2016-03-29 |  |  | 2016-03-28 | 2016-04-07 | 3098 | 9928 | Up-front Payment
PGE-005525 | Single Family Residential | Domestic Hot Water | Gas | Pacific Gas and Electric | Incentive:Paid | 4314 | 29.85 |  | 1 | 149 |  | 145 |  | 2016-04-05 11:21 | 2016-04-25 | FRESNO COUNTY ECONOMIC OPPORTUNITIES COMMISSION | Retrofit | FRESNO | Fresno | 93725 | Host Customer is System Owner | 4 |  | 2010017C | Alternate Energy Technologies | EAGLESUN | DBS-G2-80-64 | Indirect Forced Circulation (IF) | 65.34 |  | MSC-32 | Forced Circulation |  | Solar Storage and Auxiliary Tanks are separate | 80 | 0.97 | 1 | 55 | Z13 | [18 empty] | CITY OF FRESNO | FALSE | 44.51 |  | 2011-06-01: 2016-03-18; 2011-08-03: 2016-04-05; 2011-09-20: 2016-04-25 | 3090 | 6632.41 | Up-front Payment
PGE-005526 | Single Family Residential | Domestic Hot Water | Gas | Pacific Gas and Electric | Incentive:Paid | 4270 | 29.85 |  | 1 | 149 |  | 143 |  | 2016-04-05 08:22 | 2016-04-14 | FRESNO COUNTY ECONOMIC OPPORTUNITIES COMMISSION | Retrofit | fresno | Fresno | 93705 | Host Customer is System Owner | 6 |  | 2010017C | Alternate Energy Technologies | EAGLESUN | DBS-G2-80-64 | Indirect Forced Circulation (IF) | 65.34 |  | MSC-32 | Forced Circulation |  | Solar Storage and Auxiliary Tanks are separate | 80 | 0.96 | 1 | 75 | Z13 | [18 empty] | CITY OF FRESNO | FALSE | 44.44 |  | 2011-06-01: 2016-03-18; 2011-08-03: 2016-04-05; 2011-09-20: 2016-04-14 | 3098 | 6621.76 | Up-front Payment
PGE-005527 | Single Family Residential | Domestic Hot Water | Gas | Pacific Gas and Electric | Incentive:Paid | 4003 | 29.85 |  | 1 | 149 |  | 134 |  | 2016-07-15 09:10 | 2016-08-01 | FRESNO COUNTY ECONOMIC OPPORTUNITIES COMMISSION | Retrofit | FRESNO | Fresno | 93727 | Host Customer is System Owner | 3 |  | 2010017C | Alternate Energy Technologies | EAGLESUN | DBS-G2-80-64 | Indirect Forced Circulation (IF) | 65.34 |  | MSC-32 | Automatic Drainback | Drainback (Water) | Solar Storage and Auxiliary Tanks are separate | 80 | 0.9 | 1 | 45 | Z13 | [18 empty] | CITY OF FRESNO | FALSE | 39.94 |  | 2016-03-18 | 2016-07-18 |  |  | 2016-07-15 | 2016-08-01 | 3000 | 5951 | Up-front Payment
SDG-005531 | Single Family Residential | Domestic Hot Water | Gas | San Diego Gas and Electric | Incentive:Paid | 1666 | 29.85 |  | 1 | 60 |  | 56 |  | 2016-05-27 13:41 | 2016-06-06 | SUNTREK INDUSTRIES INC | Retrofit | Escondido | San Diego | 92029 | Host Customer is System Owner | 4 |  | 30003825 | SunEarth, Inc. | CopperHeart | CP-40G | Direct Integral Collector Storage (DI) | 24.96 |  | CP-40 |  |  | Solar and Auxiliary Storage are the same Tank | 39.9 | 0.93 | 1 | 55 | Z10 | [18 empty] | County of San Diego | FALSE | 183.33 |  | 2016-03-21 | 2016-06-02 |  |  | 2016-05-27 | 2016-06-06 | 3035 | 11000 | Up-front Payment
PGE-005534 | Single Family Residential | Domestic Hot Water | Gas | Pacific Gas and Electric | Incentive:Canceled | 3736 | 29.85 |  | 1 | 155 |  | 125 |  | 2016-05-18 09:26 |  | HASSLER HEATING AND AIR CONDITIONING LLC | Retrofit | Oakland | Alameda | 94605 | Host Customer is System Owner | 2 |  | 2007023A | HTP, Inc. | SOLAR SKIES | PR-80-40-GB | Indirect Forced Circulation (IF) | 39.83 |  | SS-40-FP | Glycol | Advanced Controller with a Thermal Cycling Function | Solar and Auxiliary Storage are the same Tank | 80 | 0.95 | 0.85 | 35 | Z03 | [18 empty] | City of Oakland | FALSE | 214.85 |  | 2011-06-01: 2016-03-22; 2011-06-21: 2016-05-24; 2011-08-03: 2016-05-18 | 3053 | 33301 | Up-front Payment
SCG-005535 | Commercial Pools | Pool Heating | Gas | Southern California Gas Company | Incentive:Paid | 10305 | 5 |  | 1 | 2061 |  | 2061 |  | 2016-03-24 06:05 | 2016-04-04 | ENERGY SERVICES | New Construction | palm desert | Riverside | 92260 | Host Customer is System Owner | [7 empty] | 746.08 | 46.63 |  | Drainback |  |  |  | 1 | 1 |  | Z15 |  |  |  | 10204-12 | 16 | 1 | [5 empty] | FALSE |  |  |  | SunEarth - SETR0603mcU + VFS 20-400 |  | SunEarth - SETR0603mcU + VFS 20-400 | palm desert | FALSE | 5 |  | 2016-03-23 |  | 2016-03-24 | 2016-04-04 | 2016-04-29 | 2016-05-02 | 3096 | 10305 | Up-front Payment
SCG-005536 | Single Family Residential | Domestic Hot Water | Gas | Southern California Gas Company | Incentive:Paid | 4030 | 29.85 |  | 1 | 135 |  | 135 |  | 2016-04-13 12:06 | 2016-04-28 | MOHR POWER SOLAR INC | Retrofit | Redlands | San Bernadino | 92373 | Host Customer is System Owner | 4 |  | 2010143D | Solene | AURORA/AO SMITH | SLAR64DC-120HE-XG | Indirect Forced Circulation (IF) | 64 |  | SLAR-32 | Glycol | Advanced Controller with a Vacation or Holiday Mode | Solar Storage and Auxiliary Tanks are separate | 120 | 1 | 1 | 55 | Z10 | [18 empty] | city of Redlands | FALSE | 71.85 |  | 2011-06-01: 2016-03-22; 2011-08-03: 2016-04-13; 2011-09-20: 2016-04-28 | 3096 | 9700 | Up-front Payment
SDG-005537 | Low Income Multifamily Residential | Domestic Hot Water | Gas | San Diego Gas and Electric | Incentive:Paid | 12793 | 24.89 |  | 1 | 514 |  | 514 |  | 2016-06-06 21:12 | 2016-06-22 | D B G PLUMBING INC | New Construction | San Marcos | San Marcos | 92078 | Host Customer is System Owner | [7 empty] | 188.58 | 26.94 |  | Glycol | Pressure Stagnation Protection (PSP) | Solar Storage and Auxiliary Tanks are separate |  | 1 | 1 | 304 | Z10 | 220 | Pounds of Laundry | Coin-op Laundries | 2010115C | 7 | 1 | 240 | 2 | 200 | 1 | 300000 | FALSE | 120 | 120 |  |  |  |  | San Marcos, California | FALSE | 105.29 |  | 2016-03-23 | 2016-06-08 | 2016-06-06 | 2016-06-22 | 2016-06-25 | 2016-06-29 | 3015 | 54117.41 | Up-front Payment
SCG-005539 | Commercial Pools | Pool Heating | Gas | Southern California Gas Company | Incentive:Paid | 8420 | 5 |  | 1 | 1684 |  | 1684 |  | 2016-03-30 13:35 | 2016-03-31 | SOLAR UNLIMITED INC | Retrofit | Glendale | Los Angeles | 91206 | Host Customer is System Owner | [7 empty] | 573.6 | 47.8 |  | Drainback |  |  |  | 1 | 1 |  | Z09 |  |  |  | 10001954 | 12 | 1 | [5 empty] | FALSE |  |  |  | Flow meter, Blue White F2000, Model: ASD |  | Flow meter, Blue White F2000, Model: ASD | Glendale, Los Angeles, CA | FALSE | 10.58 |  | 2016-03-23 |  | 2016-03-30 | 2016-03-31 | 2016-06-07 | 2016-06-13 | 3046 | 17820 | Up-front Payment
PGE-005540 | Commercial/Multifamily Residential | Domestic Hot Water | Gas | Pacific Gas and Electric | Incentive:Paid | 146801 | 20.19 |  | 1 | 7271 |  | 7271 |  | 2016-03-28 10:35 | 2016-04-11 | CALIFORNIA SOLAR INTEGRATORS INC | New Construction | Foster City | San Mateo | 94404 | Host Customer is System Owner | [7 empty] | 1801.8 | 40.95 |  | Glycol | Steam Back | Solar Storage and Auxiliary Tanks are separate |  | 1 | 1 | 7700 | Z03 | 220 | Units | Apartments/Condos | 10001803 | 44 | 1 | 3000 | 1 | 500 | 1 | 1600000 | TRUE | 120 | 140 |  | SunEarth - SETR A503 TTR U + VFS 10-200 |  | SunEarth - SETR A503 TTR U + VFS 10-200 | City of Foster City | FALSE | 37.51 |  | 2016-03-24 | 2016-03-31 | 2016-03-28 |  | 2016-04-07 | 2016-04-11 | 2411 | 272710 | Up-front Payment
SCG-005541 | Single Family Residential | Domestic Hot Water | Gas | Southern California Gas Company | Incentive:Paid | 1761 | 29.85 |  | 1 | 59 |  | 59 |  | 2016-05-29 11:02 | 2016-06-02 | SUNTREK INDUSTRIES INC | Retrofit | Laguna Hills | Orange | 92653 | Host Customer is System Owner | 4 |  | 30003825 | SunEarth, Inc. | CopperHeart | CP-40G | Direct Integral Collector Storage (DI) | 24.96 |  | CP-40 |  |  | Solar and Auxiliary Storage are the same Tank | 39.9 | 1 | 1 | 55 | Z06 | [18 empty] | Laguna Hills | FALSE | 101.69 |  | 2011-06-01: 2016-03-25; 2011-08-03: 2016-05-29; 2011-09-20: 2016-06-02 | 3062 | 6000 | Up-front Payment
SCG-005542 | Commercial Pools | Pool Heating | Gas | Southern California Gas Company | Incentive:Paid | 7280 | 5 |  | 1 | 1456 |  | 1456 |  | 2016-04-12 10:06 | 2016-04-13 | REVCO SOLAR ENGINEERING INC | Retrofit | Palm Desert | Riverside | 92260 | Host Customer is System Owner | [7 empty] | 576 | 48 |  | Drainback |  |  |  | 1 | 1 |  | Z15 |  |  |  | 10001773 | 12 | 1 | [5 empty] | FALSE |  |  |  | SunEarth - SETR A503 TTR U + VFS 20-400 |  | SunEarth - SETR A503 TTR U + VFS 20-400 | Palm Desert | FALSE | 10.65 |  | 2016-03-25 |  | 2016-04-12 | 2016-04-13 | 2016-10-05 | 2016-10-07 | 2920 | 15510 | Up-front Payment
PGE-005543 | Single Family Residential | Domestic Hot Water | Gas | Pacific Gas and Electric | Incentive:Paid | 3933 | 29.85 |  | 1 | 155 |  | 132 |  | 2016-04-01 11:35 | 2016-04-05 | AZTEC SOLAR INC | Retrofit | El Dorado Hills | El Dorado | 95762 | Host Customer is System Owner | 4 |  | 2001001E | SunEarth, Inc. | SOLARAY | TE64P-80-2G | Indirect Forced Circulation (IF) | 65.67 |  | EP-32 / EP-32-0.75 | Glycol | Advanced Controller with a Vacation or Holiday Mode | Solar Storage and Auxiliary Tanks are separate | 80 | 1 | 0.85 | 55 | Z12 | [18 empty] | El Dorado County | FALSE | 63.66 |  | 2011-06-01: 2016-03-25; 2011-08-03: 2016-04-01; 2011-09-20: 2016-04-05 | 3120 | 9867.81 | Up-front Payment
SCG-005544 | Single Family Residential | Domestic Hot Water | Gas | Southern California Gas Company | Incentive:Paid | 2216 | 29.85 |  | 1 | 75 |  | 74 |  | 2016-04-01 15:21 | 2016-04-06 | ZERO ENERGY CONTRACTING INC | Retrofit | North Hollywood | Los Angeles | 91601 | Host Customer is System Owner | 3 |  | 2012012B | GREENoneTEC Solarindustrie GmbH | SOLPAL (formerly Solcrafte) | SOLPAL L-G | Direct Integral Collector Storage (DI) | 26.11 |  | Solpal L |  |  | Solar Storage and Auxiliary Tanks are separate | 51 | 0.99 | 1 | 45 | Z09 | [18 empty] | Los Angeles | FALSE | 133.07 |  | 2011-06-01: 2016-03-28; 2011-08-03: 2016-04-01; 2011-09-20: 2016-04-06 | 3120 | 9980 | Up-front Payment
SDG-005545 | Single Family Residential | Domestic Hot Water | Gas | San Diego Gas and Electric | Incentive:Paid | 2982 | 29.85 |  | 1 | 111 |  | 100 |  | 2016-05-11 15:21 | 2016-05-25 | CLEANTECH ENERGY SOLUTIONS INC | Retrofit | Lakeside | San Diego | 92040 | Host Customer is System Owner | 3 |  | 2001005E | SunEarth, Inc. | SUNSIPHON | EPGX80-42-2G | Indirect Thermosyphon (IT) | 42.22 |  | EP-21 | Glycol | Other | Solar Storage and Auxiliary Tanks are separate | 80 | 0.9 | 1 | 45 | Z10 | [18 empty] | County of San Diego | FALSE | 71.82 |  | 2016-03-29 | 2016-05-23 |  |  | 2016-05-11 | 2016-05-25 | 3041 | 7971.84 | Up-front Payment
SDG-005547 | Commercial Pools | Pool Heating | Gas | San Diego Gas and Electric | Incentive:Paid | 3430 | 5 |  | 1 | 891 |  | 686 |  | 2017-08-11 15:17 | 2017-08-24 | CLEANTECH ENERGY SOLUTIONS INC | Retrofit | San Diego | San Diego | 92130 | Host Customer is System Owner | [7 empty] | 621.52 | 36.56 |  | Drainback |  |  |  | 0.77 | 1 |  | Z07 |  |  |  | 10001888 | 17 | 2 | [5 empty] | FALSE |  |  |  | Energx |  | Energx | City of San Diego | FALSE | 16.34 |  | 2016-03-29 | 2017-08-21 | 2017-08-11 | 2017-08-24 | 2018-01-10 | 2018-01-10 | 2389 | 14560 | Up-front Payment
PGE-005548 | Low Income Multifamily Residential | Domestic Hot Water | Gas | Pacific Gas and Electric | Incentive:Paid | 211341 | 24.89 |  | 1 | 8491 |  | 8491 |  | 2016-03-31 15:50 | 2016-04-20 | SUN LIGHT & POWER | Retrofit | San Jose | Santa Clara | 95112 | Host Customer is System Owner | [7 empty] | 2410.2 | 40.17 |  | Glycol | Pressure Stagnation Protection (PSP) | Solar Storage and Auxiliary Tanks are separate |  | 1 | 1 | 7560 | Z04 | 216 | Units | Apartments/Condos | 2010115A | 60 | 2 | 4320 | 1 | 1017 | 1 | 3000000 | TRUE | 140 | 120 |  | Heliodyne - Delta-T Pro Ethernet |  | Heliodyne - Delta-T Pro Ethernet | City of San Jose | FALSE | 30.82 |  | 2016-03-29 | 2016-04-07 | 2016-03-31 | 2016-04-20 | 2017-06-29 | 2017-07-05 | 2635 | 261676 | Up-front Payment
PGE-005549 | Low Income Multifamily Residential | Domestic Hot Water | Gas | Pacific Gas and Electric | Incentive:Paid | 110263 | 24.89 |  | 1 | 4430 |  | 4430 |  | 2016-03-31 16:04 | 2016-04-22 | SUN LIGHT & POWER | New Construction | Dublin | Alameda | 94568 | Host Customer is System Owner | [7 empty] | 1205.1 | 40.17 |  | Glycol | Pressure Stagnation Protection (PSP) | Solar Storage and Auxiliary Tanks are separate |  | 1 | 1 | 4773 | Z12 | 129 | Units | Apartments/Condos | 2010115A | 30 | 2 | 1800 | 2 | 119 | 1 | 800000 | TRUE | 145 | 120 |  | Heliodyne - Delta-T Pro Ethernet |  | Heliodyne - Delta-T Pro Ethernet | City of Dublin | FALSE | 73.44 |  | 2016-03-29 | 2016-04-07 | 2016-03-31 | 2016-04-22 | 2017-08-16 | 2017-08-22 | 2601 | 325325 | Up-front Payment
SDG-005550 | Single Family Residential | Domestic Hot Water | Gas | San Diego Gas and Electric | Incentive:Paid | 3761 | 29.85 |  | 1 | 126 |  | 126 |  | 2016-04-06 10:50 | 2016-06-13 | J GEYER PLUMBING INC | Retrofit | Del Mar | San Diego | 92014 | Host Customer is System Owner | 4 |  | 2009145A | Apricus Inc. | APSS_CLOSED_AP30_FTB_STD-G | APSS_CLOSED_AP30_FTB_STD-G | Indirect Forced Circulation (IF) | 47.33 |  | ETC-30 / ETC-30C | Glycol | Steam Back | Solar and Auxiliary Storage are the same Tank | 76 | 1 | 1 | 55 | Z07 | [18 empty] | San Diego | FALSE | 35.22 |  | 2016-03-29 | 2016-04-07 |  |  | 2016-04-06 | 2016-06-13 | 3035 | 4437.91 | Up-front Payment
SCG-005551 | Commercial Pools | Pool Heating | Gas | Southern California Gas Company | Incentive:Paid | 7000 | 5 |  | 1 | 1400 |  | 1400 |  | 2016-04-11 13:34 | 2016-04-12 | SUNX SOLAR INC | Retrofit | Laguna Niguel | Orange | 92677 | Host Customer is System Owner | [7 empty] | 618.88 | 38.68 |  | Drainback |  |  |  | 1 | 1 |  | Z06 |  |  |  | 10001884 | 16 | 1 | [5 empty] | FALSE |  |  |  | SunEarth - SETR A503 TTR U + VFS 20-400 |  | SunEarth - SETR A503 TTR U + VFS 20-400 | City of Laguna Niguel | FALSE | 8.93 |  | 2016-03-30 |  | 2016-04-11 | 2016-04-12 | 2016-05-31 | 2016-06-20 | 3046 | 12500 | Up-front Payment
SCG-005552 | Single Family Residential | Domestic Hot Water | Gas | Southern California Gas Company | Incentive:Paid | 2127 | 29.85 |  | 1 | 75 |  | 71 |  | 2016-04-01 15:23 | 2016-05-13 | ZERO ENERGY CONTRACTING INC | Retrofit | Burbank | Los Angeles | 91505 | Host Customer is System Owner | 4 |  | 2012012B | GREENoneTEC Solarindustrie GmbH | SOLPAL (formerly Solcrafte) | SOLPAL L-G | Direct Integral Collector Storage (DI) | 26.11 |  | Solpal L |  |  | Solar Storage and Auxiliary Tanks are separate | 51 | 1 | 0.95 | 55 | Z09 | [18 empty] | Burbank | FALSE | 133.07 |  | 2011-06-01: 2016-03-30; 2011-08-03: 2016-04-01; 2011-09-20: 2016-05-13 | 3078 | 9980 | Up-front Payment
PGE-005553 | Low Income Single Family Residential | Domestic Hot Water | Gas | Pacific Gas and Electric | Incentive:Paid | 4672 | 36.9 |  | 1 | 147 |  | 146 |  | 2016-05-23 14:16 | 2016-06-01 | MERCED COUNTY COMMUNITY ACTION BOARD | Retrofit | ATWATER | Merced | 95301 | Host Customer is System Owner | 5 |  | 2010017C | Alternate Energy Technologies | EAGLESUN | DBS-G2-80-64 | Indirect Forced Circulation (IF) | 65.34 |  | MSC-32 | Automatic Drainback | Drainback (Water) | Solar Storage and Auxiliary Tanks are separate | 80 | 0.99 | 1 | 65 | Z12 | [18 empty] | CITY OF ATWATER | FALSE | 31.78 |  | 2011-06-01: 2016-03-30; 2011-08-03: 2016-05-23; 2011-09-20: 2016-06-01 | 3058 | 4672.39 | Up-front Payment
SCG-005555 | Single Family Residential | Domestic Hot Water | Gas | Southern California Gas Company | Incentive:Paid | 2070 | 29.85 |  | 1 | 73 |  | 69 |  | 2016-04-01 15:25 | 2016-04-27 | ZERO ENERGY CONTRACTING INC | Retrofit | Lakewood | Los Angeles | 90713 | Host Customer is System Owner | 4 |  | 2012012B | GREENoneTEC Solarindustrie GmbH | SOLPAL (formerly Solcrafte) | SOLPAL L-G | Direct Integral Collector Storage (DI) | 26.11 |  | Solpal L |  |  | Solar Storage and Auxiliary Tanks are separate | 51 | 1 | 0.95 | 55 | Z08 | [18 empty] | Lakewood | FALSE | 136.71 |  | 2011-06-01: 2016-03-30; 2011-08-03: 2016-04-01; 2011-09-20: 2016-04-27 | 3096 | 9980 | Up-front Payment
SCG-005556 | Single Family Residential | Domestic Hot Water | Gas | Southern California Gas Company | Incentive:Paid | 3261 | 29.85 |  | 1 | 115 |  | 109 |  | 2016-04-19 12:44 | 2016-05-18 | ZERO ENERGY CONTRACTING INC | Retrofit | Burbank | Los Angeles | 91505 | Host Customer is System Owner | 4 |  | 2012012D | GREENoneTEC Solarindustrie GmbH | SOLPAL (formerly Solcrafte) | SOLPAL L-GT | Direct Integral Collector Storage (DI) | 26.11 |  | Solpal L |  |  | Solar Storage with Tankless Auxiliary Water Heater | 51 | 1 | 0.95 | 55 | Z09 | [18 empty] | Burbank | FALSE | 86.78 |  | 2011-06-01: 2016-03-31; 2011-08-03: 2016-04-19; 2011-09-20: 2016-05-18 | 3064 | 9980 | Up-front Payment
SCG-005558 | Commercial/Multifamily Residential | Domestic Hot Water | Gas | Southern California Gas Company | Incentive:Paid | 52200 | 25 |  | 1 SCG | 2088 |  | 2088 |  | 2016-04-14 10:00 | 2016-05-10 | REGREEN INC | Retrofit | Van Nuys | Los Angeles | 91402 | Host Customer is System Owner | [7 empty] | 562.38 | 40.17 |  | Glycol | Advanced Controller with a Vacation or Holiday Mode | Solar Storage and Auxiliary Tanks are separate |  | 1 | 1 | 1177 | Z09 | 32 | Units | Apartments/Condos | 2010115A | 14 | 1 | 840 | 1 | 250 | 1 | 499000 | FALSE | 120 | 140 |  | Heliodyne - Delta-T Pro Ethernet |  | Heliodyne - Delta-T Pro Ethernet | Los Angeles | FALSE | 37.55 |  | 2016-03-31 |  | 2016-04-14 | 2016-05-10 | 2016-11-09 | 2016-11-28 | 2882 | 78400 | Up-front Payment
SCG-005559 | Commercial/Multifamily Residential | Domestic Hot Water | Gas | Southern California Gas Company | Incentive:Paid | 52200 | 25 |  | 1 SCG | 2088 |  | 2088 |  | 2016-04-14 10:00 | 2016-05-10 | REGREEN INC | Retrofit | Van Nuys | Los Angeles | 91402 | Host Customer is System Owner | [7 empty] | 562.38 | 40.17 |  | Glycol | Advanced Controller with a Vacation or Holiday Mode | Solar Storage and Auxiliary Tanks are separate |  | 1 | 1 | 1177 | Z09 | 32 | Units | Apartments/Condos | 2010115A | 14 | 1 | 840 | 1 | 250 | 1 | 499000 | FALSE | 120 | 140 |  | Heliodyne - Delta-T Pro Ethernet |  | Heliodyne - Delta-T Pro Ethernet | Los Angeles | FALSE | 37.55 |  | 2016-03-31 |  | 2016-04-14 | 2016-05-10 | 2016-11-09 | 2016-11-28 | 2882 | 78400 | Up-front Payment
SCG-005560 | Commercial/Multifamily Residential | Domestic Hot Water | Gas | Southern California Gas Company | Incentive:Paid | 52200 | 25 |  | 1 SCG | 2088 |  | 2088 |  | 2016-04-14 09:59 | 2016-05-10 | REGREEN INC | Retrofit | Van Nuys | Los Angeles | 91402 | Host Customer is System Owner | [7 empty] | 562.38 | 40.17 |  | Glycol | Advanced Controller with a Vacation or Holiday Mode | Solar Storage and Auxiliary Tanks are separate |  | 1 | 1 | 1177 | Z09 | 32 | Units | Apartments/Condos | 2010115A | 14 | 1 | 840 | 1 | 250 | 1 | 499000 | FALSE | 120 | 140 |  | Heliodyne - Delta-T Pro Ethernet |  | Heliodyne - Delta-T Pro Ethernet | Los Angeles | FALSE | 37.55 |  | 2016-03-31 |  | 2016-04-14 | 2016-05-10 | 2016-11-09 | 2016-11-28 | 2882 | 78400 | Up-front Payment
SCG-005561 | Commercial/Multifamily Residential | Domestic Hot Water | Gas | Southern California Gas Company | Incentive:Paid | 52200 | 25 |  | 1 SCG | 2088 |  | 2088 |  | 2016-04-14 09:59 | 2016-05-10 | REGREEN INC | Retrofit | Van Nuys | Los Angeles | 91402 | Host Customer is System Owner | [7 empty] | 562.38 | 40.17 |  | Glycol | Advanced Controller with a Vacation or Holiday Mode | Solar Storage and Auxiliary Tanks are separate |  | 1 | 1 | 1177 | Z09 | 31 | Units | Apartments/Condos | 2010115A | 14 | 1 | 840 | 1 | 250 | 1 | 499000 | FALSE | 120 | 140 |  | Heliodyne - Delta-T Pro Ethernet |  | Heliodyne - Delta-T Pro Ethernet | Los Angeles | FALSE | 37.55 |  | 2016-03-31 |  | 2016-04-14 | 2016-05-10 | 2016-11-09 | 2016-11-28 | 2882 | 78400 | Up-front Payment
SCG-005562 | Commercial/Multifamily Residential | Domestic Hot Water | Gas | Southern California Gas Company | Incentive:Paid | 52200 | 25 |  | 1 SCG | 2088 |  | 2088 |  | 2016-04-14 09:57 | 2016-05-10 | REGREEN INC | Retrofit | Van Nuys | Los Angeles | 91402 | Host Customer is System Owner | [7 empty] | 562.38 | 40.17 |  | Glycol | Advanced Controller with a Vacation or Holiday Mode | Solar Storage and Auxiliary Tanks are separate |  | 1 | 1 | 1177 | Z09 | 32 | Units | Apartments/Condos | 2010115A | 14 | 1 | 840 | 1 | 250 | 1 | 499000 | FALSE | 120 | 140 |  | Heliodyne - Delta-T Pro Ethernet |  | Heliodyne - Delta-T Pro Ethernet | Los Angeles | FALSE | 37.55 |  | 2016-03-31 |  | 2016-04-14 | 2016-05-10 | 2016-11-09 | 2016-11-28 | 2882 | 78400 | Up-front Payment
SCG-005563 | Single Family Residential | Domestic Hot Water | Gas | Southern California Gas Company | Incentive:Paid | 1634 | 29.85 |  | 1 | 73 |  | 55 |  | 2016-06-21 12:48 | 2016-06-27 | ZERO ENERGY CONTRACTING INC | Retrofit | Bellflower | Los Angeles | 90706 | Host Customer is System Owner | 3 |  | 2012012B | GREENoneTEC Solarindustrie GmbH | SOLPAL (formerly Solcrafte) | SOLPAL L-G | Direct Integral Collector Storage (DI) | 26.11 |  | Solpal L |  |  | Solar Storage and Auxiliary Tanks are separate | 51 | 1 | 0.75 | 45 | Z08 | [18 empty] | Bellflower | FALSE | 136.71 |  | 2016-04-01 | 2016-07-05 |  |  | 2016-06-21 | 2016-06-27 | 3019 | 9980 | Up-front Payment
SCG-005564 | Single Family Residential | Domestic Hot Water | Gas | Southern California Gas Company | Incentive:Paid | 2239 | 29.85 |  | 1 | 75 |  | 75 |  | 2016-05-24 15:07 | 2016-06-22 | ZERO ENERGY CONTRACTING INC | Retrofit | Burbank | Los Angeles | 91505 | Host Customer is System Owner | 4 |  | 2012012B | GREENoneTEC Solarindustrie GmbH | SOLPAL (formerly Solcrafte) | SOLPAL L-G | Direct Integral Collector Storage (DI) | 26.11 |  | Solpal L |  |  | Solar Storage and Auxiliary Tanks are separate | 51 | 1 | 1 | 55 | Z09 | [18 empty] | Burbank | FALSE | 133.07 |  | 2011-06-01: 2016-04-01; 2011-08-03: 2016-05-24; 2011-09-20: 2016-06-22 | 3034 | 9980 | Up-front Payment
SCG-005565 | Single Family Residential | Domestic Hot Water | Gas | Southern California Gas Company | Incentive:Paid | 1903 | 29.85 |  | 1 | 75 |  | 64 |  | 2016-05-10 14:28 | 2016-05-26 | ZERO ENERGY CONTRACTING INC | Retrofit | Covina | Los Angeles | 91722 | Host Customer is System Owner | 3 |  | 2012012B | GREENoneTEC Solarindustrie GmbH | SOLPAL (formerly Solcrafte) | SOLPAL L-G | Direct Integral Collector Storage (DI) | 26.11 |  | Solpal L |  |  | Solar Storage and Auxiliary Tanks are separate | 51 | 1 | 0.85 | 45 | Z09 | [18 empty] | Los Angeles | FALSE | 133.07 |  | 2011-06-01: 2016-04-01; 2011-08-03: 2016-05-10; 2011-09-20: 2016-05-26 | 3046 | 9980 | Up-front Payment
SCG-005566 | Single Family Residential | Domestic Hot Water | Gas | Southern California Gas Company | Incentive:Paid | 1791 | 29.85 |  | 1 | 75 |  | 60 |  | 2016-04-26 17:40 | 2016-05-12 | ZERO ENERGY CONTRACTING INC | Retrofit | Reseda | Los Angeles | 91335 | Host Customer is System Owner | 5 |  | 2012012B | GREENoneTEC Solarindustrie GmbH | SOLPAL (formerly Solcrafte) | SOLPAL L-G | Direct Integral Collector Storage (DI) | 26.11 |  | Solpal L |  |  | Solar Storage and Auxiliary Tanks are separate | 51 | 1 | 0.8 | 65 | Z09 | [18 empty] | Los Angeles | FALSE | 133.07 |  | 2011-06-01: 2016-04-01; 2011-08-03: 2016-04-26; 2011-09-20: 2016-05-12 | 3078 | 9980 | Up-front Payment
SCG-005568 | Single Family Residential | Domestic Hot Water | Gas | Southern California Gas Company | Incentive:Paid | 2239 | 29.85 |  | 1 | 75 |  | 75 |  | 2016-08-15 17:10 | 2016-08-17 | ZERO ENERGY CONTRACTING INC | Retrofit | Studio City | Los Angeles | 91604 | Host Customer is System Owner | 3 |  | 2012012B | GREENoneTEC Solarindustrie GmbH | SOLPAL (formerly Solcrafte) | SOLPAL L-G | Direct Integral Collector Storage (DI) | 26.11 |  | Solpal L |  |  | Solar Storage and Auxiliary Tanks are separate | 51 | 1 | 1 | 45 | Z09 | [18 empty] | Los Angeles | FALSE | 133.07 |  | 2011-06-01: 2016-04-01; 2011-08-03: 2016-08-15; 2011-09-20: 2016-08-17 | 2984 | 9980 | Up-front Payment
SCG-005570 | Commercial/Multifamily Residential | Domestic Hot Water | Gas | Southern California Gas Company | Incentive:Paid | 46720 | 20.19 |  | 1 | 2314 |  | 2314 |  | 2016-04-06 17:01 | 2016-04-07 | DOCTOR PIPER INC | Retrofit | Los Angeles | Los Angeles | 90048 | Host Customer is System Owner | [7 empty] | 737.1 | 40.95 |  | Drainback | Advanced Controller with a Thermal Cycling Function | Solar Storage and Auxiliary Tanks are separate |  | 1 | 1 | 1200 | Z09 | 30 | Units | Apartments/Condos | 10001803 | 18 | 4 | 970 | 1 | 120 | 1 | 500000 | TRUE | 130 | 130 |  | Amatis Controls - AM-JOULE |  | Amatis Controls - AM-JOULE | Los Angeles | FALSE | 28.05 |  | 2016-04-05 |  | 2016-04-06 | 2016-04-07 | 2016-04-18 | 2016-04-27 | 3078 | 64898 | Up-front Payment
SDG-005576 | Low Income Multifamily Residential | Domestic Hot Water | Gas | San Diego Gas and Electric | Incentive:Paid | 32730 | 24.89 |  | 1 | 1315 |  | 1315 |  | 2016-04-18 17:45 | 2016-05-05 | ARNOLD SOLAR INC | Retrofit | Escondido | San Diego | 92026 | Host Customer is System Owner | [7 empty] | 451.36 | 56.42 |  | Drainback | Drainback (Water) | Solar Storage and Auxiliary Tanks are separate |  | 1 | 1 | 840 | Z10 | 20 | Units | Apartments/Condos | 2009042B | 8 | 2 | 1160 | 1 | 225 | 3 | 225000 | TRUE | 140 | 140 |  |  |  |  | City of Escondido | FALSE | 40.95 |  | 2016-04-13 |  | 2016-04-18 | 2016-05-05 | 2016-06-22 | 2016-06-23 | 3028 | 53845 | Up-front Payment
PGE-005577 | Commercial Pools | Pool Heating | Gas | Pacific Gas and Electric | Incentive:Paid | 4929 | 5 |  | 1 | 1169 |  | 1169 |  | 2016-04-07 15:21 | 2016-04-14 | SIERRA PACIFIC HOME & COMFORT INC | Retrofit | ELK GROVE | Sacramento | 95624 | Host Customer is System Owner | [7 empty] | 323.12 | 40.39 |  | Drainback |  |  |  | 1 | 1 |  | Z12 |  |  |  | 10001954 | 8 | 1 | [5 empty] | FALSE | [6 empty] | Elk Grove | FALSE | 8.43 |  | 2016-04-06 | 2016-06-03 | 2016-04-07 | 2016-04-14 | 2016-05-10 | 2016-06-03 | 3009 | 9858 | Up-front Payment
PGE-005578 | Commercial/Multifamily Residential | Domestic Hot Water | Gas | Pacific Gas and Electric | Reservation:Canceled | 109026 | 20.19 |  | 1 | 5400 |  | 5400 |  | 2016-04-14 12:08 |  | AZTEC SOLAR INC | Retrofit | WOODLAND | Yolo | 95695 | Host Customer is System Owner | [7 empty] | 1556.1 | 40.95 |  | Glycol | Steam Back | Solar Storage and Auxiliary Tanks are separate |  | 1 | 1 | 4292 | Z12 | 116 | Units | Apartments/Condos | 10001803 | 38 | 2 | 2244 | 1 | 230 | 2 | 399000 | TRUE | 120 | 130 |  | Solar Wave Energy, Inc. - Thermal-grid BXâ€“V40/VFS/Onicon/EKM |  | Solar Wave Energy, Inc. - Thermal-grid BXâ€“V40/VFS/Onicon/EKM |  | FALSE | 34.15 |  | 2011-06-01: 2016-04-11; 2011-06-21: 2016-04-25 | 3085 | 184425 | Up-front Payment
PGE-005579 | Low Income Multifamily Residential | Domestic Hot Water | Gas | Pacific Gas and Electric | Incentive:Canceled | 31760 | 24.89 |  | 1 | 1276 |  | 1276 |  | 2016-04-07 15:58 | 2016-05-04 | DOCTOR PIPER INC | Retrofit | BAKERSFIELD | Los Angeles | 93305 | Host Customer is System Owner | [7 empty] | 401.7 | 40.17 |  | Glycol | Pressure Stagnation Protection (PSP) | Solar Storage and Auxiliary Tanks are separate |  | 1 | 1 | 880 | Z13 | 22 | Units | Apartments/Condos | 2010115A | 10 | 1 | 476 | 4 | 240 | 2 | 299000 | TRUE | 120 | 120 | [5 empty] | FALSE | 45.14 |  | 2016-04-07 | 2016-04-14 | 2016-04-07 | 2016-05-04 |  |  | 3097 | 57600 | Up-front Payment
PGE-005580 | Low Income Multifamily Residential | Domestic Hot Water | Gas | Pacific Gas and Electric | Incentive:Canceled | 55306 | 24.89 |  | 1 | 2222 |  | 2222 |  | 2016-04-07 15:57 | 2016-07-06 | DOCTOR PIPER INC | Retrofit | BAKERSFIELD | Los Angeles | 93305 | Host Customer is System Owner | [7 empty] | 642.72 | 40.17 |  | Glycol | Pressure Stagnation Protection (PSP) | Solar Storage and Auxiliary Tanks are separate |  | 1 | 1 | 1600 | Z13 | 40 | Units | Apartments/Condos | 2010115A | 16 | 1 | 952 | 8 | 240 | 2 | 299000 | TRUE | 120 | 120 | [5 empty] | FALSE | 46.66 |  | 2016-04-07 | 2016-04-14 | 2016-04-07 | 2016-07-06 |  |  | 3034 | 103680 | Up-front Payment
SDG-005581 | Low Income Multifamily Residential | Domestic Hot Water | Gas | San Diego Gas and Electric | Incentive:Paid | 31735 | 24.89 |  | 1 | 1275 |  | 1275 |  | 2016-04-21 09:38 | 2016-05-05 | ARNOLD SOLAR INC | Retrofit | Escondido | San Diego | 92027 | Host Customer is System Owner | [7 empty] | 418.32 | 52.29 |  | Drainback | Drainback (Water) | Solar Storage and Auxiliary Tanks are separate |  | 1 | 1 | 840 | Z10 | 20 | Units | Apartments/Condos | 10001893 | 8 | 2 | 1160 | 1 | 225 | 3 | 225000 | TRUE | 140 | 140 |  |  |  |  | City of Escondido | FALSE | 42.23 |  | 2016-04-13 |  | 2016-04-21 | 2016-05-05 | 2016-09-16 | 2016-10-14 | 2903 | 53845 | Up-front Payment
SDG-005582 | Low Income Multifamily Residential | Domestic Hot Water | Gas | San Diego Gas and Electric | Incentive:Paid | 8214 | 24.89 |  | 1 | 330 |  | 330 |  | 2016-04-18 17:46 | 2016-05-05 | ARNOLD SOLAR INC | Retrofit | Escondido | San Diego | 92027 | Host Customer is System Owner | [7 empty] | 112.84 | 56.42 |  | Drainback |  | Solar Storage and Auxiliary Tanks are separate |  | 1 | 1 | 252 | Z10 | 6 | Units | Apartments/Condos | 2009042B | 2 | 2 | 228 | 1 | 100 | 1 | 199000 | TRUE | 140 | 140 |  |  |  |  | City of Escondido | FALSE | 40.79 |  | 2016-04-13 |  | 2016-04-18 | 2016-05-05 | 2016-09-06 | 2016-09-07 | 2951 | 13461 | Up-front Payment
SDG-005583 | Low Income Multifamily Residential | Domestic Hot Water | Gas | San Diego Gas and Electric | Incentive:Paid | 17075 | 24.89 |  | 1 | 686 |  | 686 |  | 2016-04-18 17:46 | 2016-05-05 | ARNOLD SOLAR INC | Retrofit | Escondido | San Diego | 92027 | Host Customer is System Owner | [7 empty] | 225.68 | 56.42 |  | Drainback | Steam Back | Solar Storage and Auxiliary Tanks are separate |  | 1 | 1 | 504 | Z10 | 12 | Units | Apartments/Condos | 2009042B | 4 | 4 | 533 | 1 | 100 | 1 | 199000 | TRUE | 140 | 140 |  |  |  |  | City of Escondido | FALSE | 39.24 |  | 2016-04-13 |  | 2016-04-18 | 2016-05-05 | 2016-09-06 | 2016-09-07 | 2951 | 26922 | Up-front Payment
SDG-005584 | Low Income Multifamily Residential | Domestic Hot Water | Gas | San Diego Gas and Electric | Incentive:Paid | 16552 | 24.89 |  | 1 | 665 |  | 665 |  | 2016-04-18 17:47 | 2016-05-05 | ARNOLD SOLAR INC | Retrofit | Escondido | San Diego | 92027 | Host Customer is System Owner | [7 empty] | 209.16 | 52.29 |  | Drainback | Steam Back | Solar Storage and Auxiliary Tanks are separate |  | 1 | 1 | 504 | Z10 | 12 | Units | Apartments/Condos | 10001893 | 4 | 4 | 533 | 1 | 100 | 1 | 199000 | TRUE | 140 | 140 |  |  |  |  | City of Escondido | FALSE | 40.48 |  | 2016-04-13 |  | 2016-04-18 | 2016-05-05 | 2016-09-16 | 2016-10-14 | 2903 | 26922 | Up-front Payment
PGE-005585 | Low Income Single Family Residential | Domestic Hot Water | Gas | Pacific Gas and Electric | Incentive:Paid | 4627 | 36.9 |  | 1 | 149 |  | 125 |  | 2016-05-23 14:31 | 2016-06-01 | MERCED COUNTY COMMUNITY ACTION BOARD | Retrofit | MADERA | Madera | 93637 | Host Customer is System Owner | 5 |  | 2010017C | Alternate Energy Technologies | EAGLESUN | DBS-G2-80-64 | Indirect Forced Circulation (IF) | 65.34 |  | MSC-32 | Automatic Drainback |  | Solar Storage and Auxiliary Tanks are separate | 80 | 0.99 | 0.85 | 65 | Z13 | [18 empty] | MADERA COUNTY | FALSE | 31.3 |  | 2011-06-01: 2016-04-11; 2011-08-03: 2016-05-23; 2011-09-20: 2016-06-01 | 3058 | 4663.42 | Up-front Payment
PGE-005586 | Commercial/Multifamily Residential | Domestic Hot Water | Gas | Pacific Gas and Electric | Incentive:Paid | 57784 | 20.19 |  | 1 | 2862 |  | 2862 |  | 2016-05-09 12:30 | 2016-06-06 | AZTEC SOLAR INC | Retrofit | WOODLAND | Yolo | 95695 | Host Customer is System Owner | [7 empty] | 819 | 40.95 |  | Drainback | Drainback (Water) | Solar Storage and Auxiliary Tanks are separate |  | 1 | 1 | 2090 | Z12 | 55 | Units | Apartments/Condos | 10001803 | 20 | 1 | 1028 | 1 | 238 | 2 | 399000 | TRUE | 120 | 130 |  | Solar Wave Energy, Inc. - Thermal-grid BXâ€“V40/VFS/Onicon/EKM |  | Solar Wave Energy, Inc. - Thermal-grid BXâ€“V40/VFS/Onicon/EKM | City of Woodland | FALSE | 50.13 |  | 2016-04-21 | 2016-05-11 | 2016-05-09 | 2016-06-06 | 2016-09-20 | 2016-09-26 | 2917 | 143480 | Up-front Payment
PGE-005587 | Low Income Single Family Residential | Domestic Hot Water | Gas | Pacific Gas and Electric | Incentive:Paid | 4223 | 36.9 |  | 1 | 149 |  | 142 |  | 2016-05-23 14:21 | 2016-07-01 | MERCED COUNTY COMMUNITY ACTION BOARD | Retrofit | MADERA | Madera | 93638 | Host Customer is System Owner | 1 |  | 2010017C | Alternate Energy Technologies | EAGLESUN | DBS-G2-80-64 | Indirect Forced Circulation (IF) | 65.34 |  | MSC-32 | Automatic Drainback | Drainback (Water) | Solar Storage and Auxiliary Tanks are separate | 80 | 1 | 0.95 | 20 | Z13 | [18 empty] | CITY OF MADERA | FALSE | 35.33 |  | 2011-06-01: 2016-04-11; 2011-08-03: 2016-05-23; 2011-09-20: 2016-07-01 | 3009 | 5263.51 | Up-front Payment
SCG-005588 | Commercial Pools | Pool Heating | Gas | Southern California Gas Company | Incentive:Paid | 3775 | 5 |  | 1 | 755 |  | 755 |  | 2016-04-25 14:05 | 2016-04-26 | SUNTREK INDUSTRIES INC | Retrofit | Whittier | Los Angeles | 90601 | Host Customer is System Owner | [7 empty] | 432 | 54 |  | Manual Drainback |  |  |  | 1 | 1 |  | Z09 |  |  |  | 2007048A | 8 | 1 | [5 empty] | FALSE | [6 empty] | City of Whittier | FALSE | 13.21 |  | 2016-04-12 |  | 2016-04-25 | 2016-04-26 | 2016-06-21 | 2016-06-22 | 3034 | 9973 | Up-front Payment
SCG-005589 | Commercial/Multifamily Residential | Domestic Hot Water | Gas | Southern California Gas Company | Incentive:Paid | 55200 | 25 |  | 1 SCG | 2208 |  | 2208 |  | 2016-04-20 14:49 | 2016-05-10 | ALL VALLEY SOLAR INC | Retrofit | Los Angeles | Los Angeles | 90046 | Host Customer is System Owner | [7 empty] | 573.3 | 40.95 |  | Drainback |  | Solar Storage and Auxiliary Tanks are separate |  | 1 | 1 | 1200 | Z09 | 30 | Units | Apartments/Condos | 10001803 | 14 | 2 | 1200 | 1 | 230 | 2 | 250000 | TRUE | 135 | 140 |  | SunEarth - SETR A503 TTR U + VFS 5-100 |  | SunEarth - SETR A503 TTR U + VFS 5-100 | LADBS | FALSE | 42.22 |  | 2016-04-12 |  | 2016-04-20 | 2016-05-10 | 2016-08-02 | 2016-08-03 | 2991 | 93231 | Up-front Payment
SCG-005591 | Single Family Residential | Domestic Hot Water | Gas | Southern California Gas Company | Incentive:Paid | 10238 | 70 |  | 1 SCG | 512 |  | 512 |  | 2017-02-28 16:25 | 2017-05-03 | SYNTHESIS CONSTRUCTION CORP | Retrofit | Los Angeles | Los Angeles | 90066 | Host Customer is System Owner | 4 |  | 30004079 | GREENoneTEC Solarindustrie GmbH | Solpal Plus | Solpal Plus L-GT | Direct Integral Collector Storage (DI) | 25.66 |  | Solpal Plus L |  |  | Solar Storage with Tankless Auxiliary Water Heater | 51 | 1 | 1 | 55 | Z06 | [11 empty] | FALSE | [6 empty] | LADBS | FALSE | 29.8 |  | 2011-06-01: 2016-04-12; 2011-08-03: 2017-02-28; 2011-09-20: 2017-05-03 | 2720 | 15259.4 | Up-front Payment
SCG-005592 | Low Income Multifamily Residential | Domestic Hot Water | Gas | Southern California Gas Company | Incentive:Paid | 7741 | 24.89 |  | 1 | 311 |  | 311 |  | 2017-01-07 11:39 | 2017-01-10 | ARNOLD SOLAR INC | Retrofit | Riverside | Riverside | 92503 | Host Customer is System Owner | [7 empty] | 112.84 | 56.42 |  | Drainback | Drainback (Water) | Solar Storage and Auxiliary Tanks are separate |  | 1 | 1 | 500 | Z10 | 500 | Pounds of Laundry | Coin-op Laundries | 2009042B | 2 | 1 | 354 | 1 | 100 | 1 | 199000 | TRUE | 140 | 140 |  |  |  |  | City of Riverside | FALSE | 81.62 |  | 2017-01-06 |  | 2017-01-07 | 2017-01-10 | 2017-01-25 | 2017-01-26 | 2819 | 25385 | Up-front Payment
SCG-005593 | Single Family Residential | Domestic Hot Water | Gas | Southern California Gas Company | Incentive:Paid | 4366 | 29.85 |  | 1 | 161 |  | 153 |  | 2016-04-18 10:46 | 2016-05-12 | ALL VALLEY SOLAR INC | Retrofit | Los Angeles | Los Angeles | 90065 | Host Customer is System Owner | 5 |  | 30004019 | SunEarth, Inc. | Cascade 2 | C2-40-80-TLG | Indirect Forced Circulation (IF) | 40.95 |  | TRB-40 | Automatic Drainback |  | Solar Storage with Tankless Auxiliary Water Heater | 80 | 1 | 0.95 | 65 | Z09 | [18 empty] | LADBS | FALSE | 53.79 |  | 2011-06-01: 2016-04-13; 2011-08-03: 2016-04-18; 2011-09-20: 2016-05-12 | 3078 | 8660 | Up-front Payment
PGE-005594 | Low Income Single Family Residential | Domestic Hot Water | Gas | Pacific Gas and Electric | Incentive:Paid | 4712 | 36.9 |  | 1 | 147 |  | 141 |  | 2016-05-23 14:01 | 2016-06-01 | MERCED COUNTY COMMUNITY ACTION BOARD | Retrofit | MERCED | Merced | 95348 | Host Customer is System Owner | 2 |  | 2010017C | Alternate Energy Technologies | EAGLESUN | DBS-G2-80-64 | Indirect Forced Circulation (IF) | 65.34 |  | MSC-32 | Automatic Drainback | Drainback (Water) | Solar Storage and Auxiliary Tanks are separate | 80 | 0.96 | 1 | 35 | Z12 | [18 empty] | MERCED COUNTY | FALSE | 32.06 |  | 2011-06-01: 2016-04-13; 2011-08-03: 2016-05-23; 2011-09-20: 2016-06-01 | 3058 | 4712.94 | Up-front Payment
SCG-005596 | Commercial Pools | Pool Heating | Gas | Southern California Gas Company | Incentive:Paid | 8710 | 5 |  | 1 | 1742 |  | 1742 |  | 2016-05-05 07:42 | 2016-05-09 | ENVIRONMENTAL SOLAR DESIGN INC | Retrofit | Encino | Encino | 91316 | Host Customer is System Owner | [7 empty] | 945.84 | 45.04 |  | Drainback |  |  |  | 1 | 1 |  | Z09 |  |  |  | 10001884 | 21 | 2 | [5 empty] | FALSE |  |  |  | SunEarth - SETR0603mcU + VFS 10-200 |  | SunEarth - SETR0603mcU + VFS 10-200 | City of Los Angeles | FALSE | 10.62 |  | 2016-04-14 |  | 2016-05-05 | 2016-05-09 | 2016-07-01 | 2016-07-11 | 3019 | 18500 | Up-front Payment
SCG-005597 | Single Family Residential | Domestic Hot Water | Gas | Southern California Gas Company | Incentive:Paid | 1791 | 29.85 |  | 1 | 75 |  | 60 |  | 2016-06-07 11:34 | 2016-06-22 | ZERO ENERGY CONTRACTING INC | Retrofit | Tarzana | Los Angeles | 91356 | Host Customer is System Owner | 2 |  | 2012012B | GREENoneTEC Solarindustrie GmbH | SOLPAL (formerly Solcrafte) | SOLPAL L-G | Direct Integral Collector Storage (DI) | 26.11 |  | Solpal L |  |  | Solar Storage and Auxiliary Tanks are separate | 51 | 0.8 | 1 | 35 | Z09 | [18 empty] | Los Angeles | FALSE | 133.07 |  | 2011-06-01: 2016-04-15; 2011-08-03: 2016-06-07; 2011-09-20: 2016-06-22 | 3034 | 9980 | Up-front Payment
SCG-005598 | Single Family Residential | Domestic Hot Water | Gas | Southern California Gas Company | Incentive:Paid | 2127 | 29.85 |  | 1 | 75 |  | 71 |  | 2016-06-21 12:42 | 2016-06-27 | ZERO ENERGY CONTRACTING INC | Retrofit | Los Angeles | Los Angeles | 91401 | Host Customer is System Owner | 2 |  | 2012012B | GREENoneTEC Solarindustrie GmbH | SOLPAL (formerly Solcrafte) | SOLPAL L-G | Direct Integral Collector Storage (DI) | 26.11 |  | Solpal L |  |  | Solar Storage and Auxiliary Tanks are separate | 51 | 1 | 0.95 | 35 | Z09 | [18 empty] | Los Angeles | FALSE | 133.07 |  | 2011-06-01: 2016-04-15; 2011-08-03: 2016-06-21; 2011-09-20: 2016-06-27 | 3032 | 9980 | Up-front Payment
SCG-005599 | Single Family Residential | Domestic Hot Water | Gas | Southern California Gas Company | Incentive:Paid | 1903 | 29.85 |  | 1 | 75 |  | 64 |  | 2016-06-07 17:09 | 2016-06-22 | ZERO ENERGY CONTRACTING INC | Retrofit | Studio City | Los Angeles | 91604 | Host Customer is System Owner | 4 |  | 2012012B | GREENoneTEC Solarindustrie GmbH | SOLPAL (formerly Solcrafte) | SOLPAL L-G | Direct Integral Collector Storage (DI) | 26.11 |  | Solpal L |  |  | Solar Storage and Auxiliary Tanks are separate | 51 | 0.85 | 1 | 55 | Z09 | [18 empty] | Los Angeles | FALSE | 133.07 |  | 2011-06-01: 2016-04-15; 2011-08-03: 2016-06-07; 2011-09-20: 2016-06-22 | 3034 | 9980 | Up-front Payment
SCG-005600 | Single Family Residential | Domestic Hot Water | Gas | Southern California Gas Company | Incentive:Paid | 2918 | 29.85 |  | 1 | 115 |  | 98 |  | 2016-04-25 16:05 | 2016-07-14 | ZERO ENERGY CONTRACTING INC | Retrofit | Van Nuys | Los Angeles | 91406 | Host Customer is System Owner | 4 |  | 2012012D | GREENoneTEC Solarindustrie GmbH | SOLPAL (formerly Solcrafte) | SOLPAL L-GT | Direct Integral Collector Storage (DI) | 26.11 |  | Solpal L |  |  | Solar Storage with Tankless Auxiliary Water Heater | 51 | 1 | 0.85 | 55 | Z09 | [18 empty] | Los Angeles | FALSE | 86.78 |  | 2016-04-15 | 2016-06-15 |  |  | 2016-04-25 | 2016-07-14 | 3019 | 9980 | Up-front Payment
SCG-005601 | Single Family Residential | Domestic Hot Water | Gas | Southern California Gas Company | Incentive:Paid | 2127 | 29.85 |  | 1 | 75 |  | 71 |  | 2016-04-25 16:06 | 2016-07-14 | ZERO ENERGY CONTRACTING INC | Retrofit | Whittier | Los Angeles | 90602 | Host Customer is System Owner | 3 |  | 2012012B | GREENoneTEC Solarindustrie GmbH | SOLPAL (formerly Solcrafte) | SOLPAL L-G | Direct Integral Collector Storage (DI) | 26.11 |  | Solpal L |  |  | Solar Storage and Auxiliary Tanks are separate | 51 | 1 | 0.95 | 45 | Z09 | [18 empty] | Whittier | FALSE | 133.07 |  | 2016-04-15 | 2016-06-15 |  |  | 2016-04-25 | 2016-07-14 | 3019 | 9980 | Up-front Payment
SCG-005603 | Single Family Residential | Domestic Hot Water | Gas | Southern California Gas Company | Incentive:Paid | 1755 | 29.85 |  | 1 | 75 |  | 59 |  | 2016-04-25 16:08 | 2016-08-01 | ZERO ENERGY CONTRACTING INC | Retrofit | Van Nuys | Los Angeles | 91406 | Host Customer is System Owner | 3 |  | 2012012B | GREENoneTEC Solarindustrie GmbH | SOLPAL (formerly Solcrafte) | SOLPAL L-G | Direct Integral Collector Storage (DI) | 26.11 |  | Solpal L |  |  | Solar Storage and Auxiliary Tanks are separate | 51 | 0.98 | 0.8 | 45 | Z09 | [18 empty] | Los Angeles | FALSE | 133.07 |  | 2016-04-15 | 2016-06-15 |  |  | 2016-04-25 | 2016-08-01 | 3004 | 9980 | Up-front Payment
SCG-005604 | Single Family Residential | Domestic Hot Water | Gas | Southern California Gas Company | Incentive:Paid | 2918 | 29.85 |  | 1 | 115 |  | 98 |  | 2016-04-25 16:02 | 2016-07-14 | ZERO ENERGY CONTRACTING INC | Retrofit | Sherman Oaks | Los Angeles | 91423 | Host Customer is System Owner | 6 |  | 2012012D | GREENoneTEC Solarindustrie GmbH | SOLPAL (formerly Solcrafte) | SOLPAL L-GT | Direct Integral Collector Storage (DI) | 26.11 |  | Solpal L |  |  | Solar Storage with Tankless Auxiliary Water Heater | 51 | 1 | 0.85 | 75 | Z09 | [18 empty] | Los Angeles | FALSE | 86.78 |  | 2016-04-15 | 2016-06-15 |  |  | 2016-04-25 | 2016-07-14 | 3019 | 9980 | Up-front Payment
SDG-005606 | Low Income Multifamily Residential | Domestic Hot Water | Gas | San Diego Gas and Electric | Incentive:Paid | 16552 | 24.89 |  | 1 | 665 |  | 665 |  | 2016-04-21 09:39 | 2016-05-05 | ARNOLD SOLAR INC | Retrofit | Escondido | San Diego | 92026 | Host Customer is System Owner | [7 empty] | 209.16 | 52.29 |  | Drainback | Steam Back | Solar Storage and Auxiliary Tanks are separate |  | 1 | 1 | 504 | Z10 | 12 | Units | Apartments/Condos | 10001893 | 4 | 4 | 533 | 1 | 100 | 1 | 199000 | TRUE | 140 | 140 |  |  |  |  | City of Escondido | FALSE | 40.48 |  | 2016-04-17 |  | 2016-04-21 | 2016-05-05 | 2016-09-09 | 2016-10-13 | 2903 | 26922 | Up-front Payment
SDG-005607 | Low Income Multifamily Residential | Domestic Hot Water | Gas | San Diego Gas and Electric | Incentive:Paid | 16552 | 24.89 |  | 1 | 665 |  | 665 |  | 2016-04-21 09:43 | 2016-05-05 | ARNOLD SOLAR INC | Retrofit | Escondido | San Diego | 92026 | Host Customer is System Owner | [7 empty] | 209.16 | 52.29 |  | Drainback | Steam Back | Solar Storage and Auxiliary Tanks are separate |  | 1 | 1 | 504 | Z10 | 12 | Units | Apartments/Condos | 10001893 | 4 | 4 | 533 | 1 | 100 | 1 | 199000 | TRUE | 140 | 140 |  |  |  |  | City of Escondido | FALSE | 40.48 |  | 2016-04-17 |  | 2016-04-21 | 2016-05-05 | 2016-09-09 | 2016-10-13 | 2903 | 26922 | Up-front Payment
SDG-005608 | Low Income Multifamily Residential | Domestic Hot Water | Gas | San Diego Gas and Electric | Incentive:Paid | 16552 | 24.89 |  | 1 | 665 |  | 665 |  | 2016-04-21 09:44 | 2016-05-05 | ARNOLD SOLAR INC | Retrofit | Escondido | San Diego | 92026 | Host Customer is System Owner | [7 empty] | 209.16 | 52.29 |  | Drainback | Steam Back | Solar Storage and Auxiliary Tanks are separate |  | 1 | 1 | 504 | Z10 | 12 | Units | Apartments/Condos | 10001893 | 4 | 4 | 533 | 1 | 100 | 1 | 199000 | TRUE | 140 | 140 |  |  |  |  | City of Escondido | FALSE | 40.48 |  | 2016-04-18 |  | 2016-04-21 | 2016-05-05 | 2016-09-16 | 2016-10-14 | 2903 | 26922 | Up-front Payment
SDG-005609 | Commercial/Multifamily Residential | Domestic Hot Water | Gas | San Diego Gas and Electric | Incentive:Paid | 130609 | 20.19 |  | 1 | 6469 |  | 6469 |  | 2016-04-27 07:38 | 2016-06-09 | HPS MECHANICAL INC | New Construction | La Jolla | San Diego | 92037 | Host Customer is System Owner | [7 empty] | 2008.5 | 40.17 |  | Glycol | Advanced Controller with a Thermal Cycling Function | Solar Storage and Auxiliary Tanks are separate |  | 1 | 1 | 7488 | Z07 | 503 | Units | Apartments/Condos | 2010115A | 50 | 6 | 2744 | 3 | 390 | 3 | 8500000 | TRUE | 105 | 120 |  | Heliodyne - Delta-T Pro Ethernet |  | Heliodyne - Delta-T Pro Ethernet | University of California, San Diego | FALSE | 42.93 |  | 2016-04-18 | 2016-05-05 | 2016-04-27 | 2016-06-09 | 2017-11-01 | 2017-12-04 | 2474 | 277745 | Up-front Payment
SCG-005610 | Low Income Single Family Residential | Domestic Hot Water | Gas | Southern California Gas Company | Incentive:Paid | 4110 | 36.9 |  | 1 | 162 |  | 131 |  | 2016-05-05 16:37 | 2016-05-25 | FUTURA ENERGY INC | Retrofit | La Puente | Los Angeles | 91746 | Owner/Tenant | 6 |  | 2010017C | Alternate Energy Technologies | EAGLESUN | DBS-G2-80-64 | Indirect Forced Circulation (IF) | 65.34 |  | MSC-32 | Automatic Drainback |  | Solar and Auxiliary Storage are the same Tank | 80 | 0.85 | 0.95 | 75 | Z09 | [18 empty] | County of Los Angeles Department of Public Works | FALSE | 39.52 |  | 2011-06-01: 2016-04-18; 2011-08-03: 2016-05-05; 2011-09-20: 2016-05-25 | 3064 | 6402.6 | Up-front Payment
SCG-005612 | Commercial Pools | Pool Heating | Gas | Southern California Gas Company | Incentive:Paid | 22895 | 5 |  | 1 | 4579 |  | 4579 |  | 2016-04-25 10:03 | 2016-04-26 | REVCO SOLAR ENGINEERING INC | Retrofit | Palm Desert | Riverside | 92260 | Host Customer is System Owner | [7 empty] | 1152 | 48 |  | Drainback |  |  |  | 1 | 1 |  | Z15 |  |  |  | 10001954 | 24 | 1 | [5 empty] | FALSE |  |  |  | SunEarth - SETR A503 TTR U + VFS 20-400 |  | SunEarth - SETR A503 TTR U + VFS 20-400 | Palm Desert CA | FALSE | 10.89 |  | 2016-04-18 |  | 2016-04-25 | 2016-04-26 | 2016-09-19 | 2016-09-20 | 2950 | 49850 | Up-front Payment
SCG-005613 | Commercial Pools | Pool Heating | Gas | Southern California Gas Company | Reservation:Canceled | 24915 | 7 |  | 1 | 4983 |  | 4983 |  |  |  |  | Retrofit | Palm Desert | Riverside | 92260 | Host Customer is System Owner | [7 empty] | 1152 | 48 |  | Drainback |  |  |  | 1 | 1 |  | Z15 |  |  |  | 10001954 | 24 | 1 | [5 empty] | FALSE | [7 empty] | FALSE | 10 |  | 2011-06-01: 2016-04-18 | 3113 | 49850 | Up-front Payment
PGE-005614 | Single Family Residential | Domestic Hot Water | Gas | Pacific Gas and Electric | Incentive:Paid | 2552 | 29.85 |  | 1 | 90 |  | 86 |  | 2016-05-05 12:03 | 2016-06-16 | ADVANCED ALTERNATIVE ENERGY SOLUTIONS | Retrofit | PETALUM | Sonoma | 94952 | Host Customer is System Owner | 2 |  | 2001019A | ACR Solar International | SKYLINE SYSTEM 5 | 200152C80EX2TG | Indirect Forced Circulation (IF) | 40.64 |  | 20-01 | Automatic Drainback | Drainback (Water) | Solar Storage and Auxiliary Tanks are separate | 80 | 1 | 0.95 | 35 | Z02 | [18 empty] | City of Petaluma | FALSE | 147.78 |  | 2011-06-01: 2016-04-18; 2011-08-03: 2016-05-05; 2011-09-20: 2016-06-16 | 3009 | 13300 | Up-front Payment
PGE-005615 | Commercial/Multifamily Residential | Domestic Hot Water | Gas | Pacific Gas and Electric | Incentive:Paid | 14355 | 20.19 |  | 1 | 711 |  | 711 |  | 2016-04-26 16:54 | 2016-05-26 | MAC GREINE ENERGY CORP | Retrofit | San Jose | Santa Clara | 95122 | Host Customer is System Owner | [7 empty] | 200.85 | 40.17 |  | Glycol | Pressure Stagnation Protection (PSP) | Solar Storage and Auxiliary Tanks are separate |  | 1 | 1 | 672 | Z08 | 16 | Units | Apartments/Condos | 2010115A | 5 | 1 | 238 | 2 | 200 | 2 | 2990000 | TRUE | 120 | 120 |  |  |  |  | San Jose | FALSE | 36.68 |  | 2016-04-25 | 2016-04-28 | 2016-04-26 | 2016-05-26 | 2017-05-17 | 2017-06-02 | 2655 | 26077 | Up-front Payment
PGE-005616 | Commercial/Multifamily Residential | Domestic Hot Water | Gas | Pacific Gas and Electric | Incentive:Paid | 25258 | 20.19 |  | 1 | 1251 |  | 1251 |  | 2016-04-26 16:54 | 2016-05-06 | MAC GREINE ENERGY CORP | Retrofit | San Jose | Santa Clara | 95122 | Host Customer is System Owner | [7 empty] | 321.36 | 40.17 |  | Glycol | Pressure Stagnation Protection (PSP) | Solar Storage and Auxiliary Tanks are separate |  | 1 | 1 | 1920 | Z08 | 48 | Units | Apartments/Condos | 2010115A | 8 | 1 | 476 | 4 | 200 | 2 | 299000 | TRUE | 120 | 120 |  |  |  |  | San Jose | FALSE | 33.35 |  | 2016-04-20 | 2016-04-28 | 2016-04-26 | 2016-05-06 | 2017-05-17 | 2017-06-02 | 2655 | 41724 | Up-front Payment
PGE-005617 | Commercial/Multifamily Residential | Domestic Hot Water | Gas | Pacific Gas and Electric | Incentive:Paid | 14355 | 20.19 |  | 1 | 711 |  | 711 |  | 2016-04-26 16:54 | 2016-05-06 | MAC GREINE ENERGY CORP | Retrofit | San Jose | Santa Clara | 95122 | Host Customer is System Owner | [7 empty] | 200.85 | 40.17 |  | Glycol | Pressure Stagnation Protection (PSP) | Solar Storage and Auxiliary Tanks are separate |  | 1 | 1 | 672 | Z08 | 16 | Units | Apartments/Condos | 2010115A | 5 | 1 | 238 | 2 | 200 | 2 | 299000 | TRUE | 120 | 120 |  |  |  |  | San Jose | FALSE | 36.68 |  | 2016-04-20 | 2016-04-28 | 2016-04-26 | 2016-05-06 | 2017-05-17 | 2017-06-02 | 2655 | 26077 | Up-front Payment
PGE-005618 | Commercial/Multifamily Residential | Domestic Hot Water | Gas | Pacific Gas and Electric | Incentive:Paid | 25258 | 20.19 |  | 1 | 1251 |  | 1251 |  | 2016-04-26 16:54 | 2016-05-06 | MAC GREINE ENERGY CORP | Retrofit | SAN JOSE | Santa Clara | 95122 | Host Customer is System Owner | [7 empty] | 321.36 | 40.17 |  | Glycol | Pressure Stagnation Protection (PSP) | Solar Storage and Auxiliary Tanks are separate |  | 1 | 1 | 1920 | Z08 | 48 | Units | Apartments/Condos | 2010115A | 8 | 1 | 476 | 4 | 200 | 2 | 299000 | TRUE | 120 | 120 |  |  |  |  | San Jose | FALSE | 33.35 |  | 2016-04-20 | 2016-04-28 | 2016-04-26 | 2016-05-06 | 2017-05-17 | 2017-06-02 | 2655 | 41724 | Up-front Payment
PGE-005619 | Commercial/Multifamily Residential | Domestic Hot Water | Gas | Pacific Gas and Electric | Incentive:Paid | 21724 | 20.19 |  | 1 | 1076 |  | 1076 |  | 2016-04-26 16:54 | 2016-05-06 | MAC GREINE ENERGY CORP | Retrofit | San Jose | Santa Clara | 95122 | Host Customer is System Owner | [7 empty] | 321.36 | 40.17 |  | Glycol | Pressure Stagnation Protection (PSP) | Solar Storage and Auxiliary Tanks are separate |  | 1 | 1 | 960 | Z04 | 24 | Units | Apartments/Condos | 2010115A | 8 | 1 | 476 | 4 | 200 | 1 | 399800 | TRUE | 130 | 120 |  |  |  |  | San Jose | FALSE | 38.78 |  | 2016-04-20 | 2016-04-28 | 2016-04-26 | 2016-05-06 | 2017-05-17 | 2017-06-30 | 2655 | 41724 | Up-front Payment
PGE-005621 | Commercial/Multifamily Residential | Domestic Hot Water | Gas | Pacific Gas and Electric | Incentive:Paid | 21644 | 20.19 |  | 1 | 1072 |  | 1072 |  | 2016-04-26 16:55 | 2016-05-06 | MAC GREINE ENERGY CORP | Retrofit | SAN JOSE | Santa Clara | 95122 | Host Customer is System Owner | [7 empty] | 321.36 | 40.17 |  | Glycol | Pressure Stagnation Protection (PSP) | Solar Storage and Auxiliary Tanks are separate |  | 1 | 1 | 960 | Z04 | 24 | Units | Apartments/Condos | 2010115A | 8 | 1 | 476 | 4 | 120 | 1 | 240000 | TRUE | 130 | 120 |  |  |  |  | San Jose | FALSE | 38.92 |  | 2016-04-20 | 2016-04-28 | 2016-04-26 | 2016-05-06 | 2017-05-17 | 2017-06-30 | 2655 | 41724 | Up-front Payment
PGE-005622 | Commercial/Multifamily Residential | Domestic Hot Water | Gas | Pacific Gas and Electric | Incentive:Paid | 23986 | 20.19 |  | 1 | 1188 |  | 1188 |  | 2016-04-26 16:55 | 2016-05-06 | MAC GREINE ENERGY CORP | Retrofit | San Jose | Santa Clara | 95122 | Host Customer is System Owner | [7 empty] | 321.36 | 40.17 |  | Glycol | Pressure Stagnation Protection (PSP) | Solar Storage and Auxiliary Tanks are separate |  | 1 | 1 | 1920 | Z04 | 48 | Units | Apartments/Condos | 2010115A | 8 | 1 | 476 | 4 | 240 | 1 | 600000 | TRUE | 130 | 120 |  |  |  |  | San Jose | FALSE | 35.12 |  | 2016-04-20 | 2016-04-28 | 2016-04-26 | 2016-05-06 | 2017-05-17 | 2017-06-30 | 2655 | 41725 | Up-front Payment
PGE-005624 | Commercial/Multifamily Residential | Domestic Hot Water | Gas | Pacific Gas and Electric | Incentive:Paid | 23986 | 20.19 |  | 1 | 1188 |  | 1188 |  | 2016-04-26 16:55 | 2016-05-06 | MAC GREINE ENERGY CORP | Retrofit | SAN JOSE | Santa Clara | 95122 | Host Customer is System Owner | [7 empty] | 321.36 | 40.17 |  | Glycol | Pressure Stagnation Protection (PSP) | Solar Storage and Auxiliary Tanks are separate |  | 1 | 1 | 1920 | Z04 | 48 | Units | Apartments/Condos | 2010115A | 8 | 1 | 476 | 4 | 200 | 1 | 399800 | TRUE | 130 | 120 |  |  |  |  | San Jose | FALSE | 35.12 |  | 2016-04-20 | 2016-04-28 | 2016-04-26 | 2016-05-06 | 2017-05-17 | 2017-06-30 | 2655 | 41725 | Up-front Payment
SDG-005625 | Low Income Multifamily Residential | Domestic Hot Water | Gas | San Diego Gas and Electric | Incentive:Paid | 32307 | 24.89 |  | 1 | 1298 |  | 1298 |  | 2016-07-11 14:27 | 2016-08-29 | SOLAR - TEC SYSTEMS INC | New Construction | Vista | San Diego | 92083 | Host Customer is System Owner | [7 empty] | 321.36 | 40.17 |  | Glycol | Advanced Controller with a Vacation or Holiday Mode | Solar Storage and Auxiliary Tanks are separate |  | 1 | 1 | 2622 | Z07 | 69 | Units | Apartments/Condos | 2010115A | 8 | 1 | 357 | 3 | 504 | 1 | 700000 | TRUE | 120 | 105 |  |  |  |  | City of Vista | FALSE | 59.73 |  | 2016-04-21 | 2016-07-19 | 2016-07-11 | 2016-08-29 | 2016-08-30 | 2016-09-27 | 2929 | 77532 | Up-front Payment
SCG-005626 | Commercial/Multifamily Residential | Domestic Hot Water | Gas | Southern California Gas Company | Incentive:Paid | 3190 | 20.19 |  | 1 | 158 |  | 158 |  | 2016-06-23 16:09 | 2016-07-14 | PROMISE ENERGY INC | Retrofit | North Hollywood | North Hollywood | 91605 | Host Customer is System Owner | [7 empty] | 200 | 40 |  | Glycol | Steam Back | Solar Storage and Auxiliary Tanks are separate |  | 1 | 1 | 1976 | Z09 | 52 | Units | Apartments/Condos | 2009058C | 5 | 1 | 264 | 1 | 119 | 1 | 199000 | TRUE | 120 | 140 |  |  |  |  | LADBS | FALSE | 117.68 |  | 2016-04-22 |  | 2016-06-23 | 2016-07-14 | 2017-05-16 | 2017-06-26 | 2668 | 18594 | Up-front Payment
SCG-005627 | Commercial/Multifamily Residential | Domestic Hot Water | Gas | Southern California Gas Company | Incentive:Paid | 3069 | 20.19 |  | 1 | 152 |  | 152 |  | 2016-06-23 16:09 | 2016-07-14 | PROMISE ENERGY INC | Retrofit | North Hollywood | North Hollywood | 91605 | Host Customer is System Owner | [7 empty] | 200 | 40 |  | Glycol | Steam Back | Solar Storage and Auxiliary Tanks are separate |  | 1 | 1 | 1976 | Z09 | 52 | Units | Apartments/Condos | 2009058C | 5 | 1 | 264 | 1 | 119 | 1 | 199000 | TRUE | 120 | 140 |  |  |  |  | LADBS | FALSE | 122.33 |  | 2016-04-22 |  | 2016-06-23 | 2016-07-14 | 2017-05-16 | 2017-06-26 | 2668 | 18594 | Up-front Payment
SCG-005628 | Commercial/Multifamily Residential | Domestic Hot Water | Gas | Southern California Gas Company | Incentive:Paid | 2806 | 20.19 |  | 1 | 139 |  | 139 |  | 2016-06-23 16:10 | 2016-07-14 | PROMISE ENERGY INC | Retrofit | North Hollywood | North Hollywood | 91605 | Host Customer is System Owner | [7 empty] | 200 | 40 |  | Glycol | Steam Back | Solar Storage and Auxiliary Tanks are separate |  | 1 | 1 | 1976 | Z09 | 52 | Units | Apartments/Condos | 2009058C | 5 | 1 | 264 | 1 | 119 | 1 | 199000 | TRUE | 120 | 140 |  |  |  |  | LADBS | FALSE | 133.77 |  | 2016-04-22 |  | 2016-06-23 | 2016-07-14 | 2017-05-16 | 2017-06-26 | 2668 | 18594 | Up-front Payment
SCG-005629 | Commercial/Multifamily Residential | Domestic Hot Water | Gas | Southern California Gas Company | Incentive:Paid | 3190 | 20.19 |  | 1 | 158 |  | 158 |  | 2016-06-23 16:10 | 2016-07-14 | PROMISE ENERGY INC | Retrofit | North Hollywood | North Hollywood | 91605 | Host Customer is System Owner | [7 empty] | 200 | 40 |  | Glycol | Steam Back | Solar Storage and Auxiliary Tanks are separate |  | 1 | 1 | 1976 | Z09 | 52 | Units | Apartments/Condos | 2009058C | 5 | 1 | 264 | 1 | 119 | 1 | 199000 | TRUE | 120 | 140 |  |  |  |  | LADBS | FALSE | 117.68 |  | 2016-04-22 |  | 2016-06-23 | 2016-07-14 | 2017-05-16 | 2017-06-26 | 2668 | 18594 | Up-front Payment
SCG-005630 | Commercial/Multifamily Residential | Domestic Hot Water | Gas | Southern California Gas Company | Incentive:Paid | 2928 | 20.19 |  | 1 | 145 |  | 145 |  | 2016-06-23 16:11 | 2016-07-14 | PROMISE ENERGY INC | Retrofit | North Hollywood | North Hollywood | 91605 | Host Customer is System Owner | [7 empty] | 200 | 40 |  | Glycol | Steam Back | Solar Storage and Auxiliary Tanks are separate |  | 1 | 1 | 1976 | Z09 | 52 | Units | Apartments/Condos | 2009058C | 5 | 1 | 264 | 1 | 119 | 1 | 199000 | TRUE | 120 | 140 |  |  |  |  | LADBS | FALSE | 128.23 |  | 2016-04-22 |  | 2016-06-23 | 2016-07-14 | 2017-05-16 | 2017-06-26 | 2664 | 18594 | Up-front Payment
SCG-005631 | Commercial/Multifamily Residential | Domestic Hot Water | Gas | Southern California Gas Company | Incentive:Paid | 2928 | 20.19 |  | 1 | 145 |  | 145 |  | 2016-06-23 16:12 | 2016-07-14 | PROMISE ENERGY INC | Retrofit | North Hollywood | North Hollywood | 91605 | Host Customer is System Owner | [7 empty] | 200 | 40 |  | Glycol | Steam Back | Solar Storage and Auxiliary Tanks are separate |  | 1 | 1 | 1976 | Z09 | 52 | Units | Apartments/Condos | 2009058C | 5 | 1 | 264 | 1 | 119 | 1 | 199000 | TRUE | 120 | 140 |  |  |  |  | LADBS | FALSE | 128.23 |  | 2016-04-22 |  | 2016-06-23 | 2016-07-14 | 2017-05-16 | 2017-06-26 | 2664 | 18594 | Up-front Payment
SCG-005632 | Commercial/Multifamily Residential | Domestic Hot Water | Gas | Southern California Gas Company | Incentive:Paid | 2806 | 20.19 |  | 1 | 139 |  | 139 |  | 2016-06-23 16:13 | 2016-07-14 | PROMISE ENERGY INC | Retrofit | North Hollywood | North Hollywood | 91605 | Host Customer is System Owner | [7 empty] | 200 | 40 |  | Glycol | Steam Back | Solar Storage and Auxiliary Tanks are separate |  | 1 | 1 | 1976 | Z09 | 52 | Units | Apartments/Condos | 2009058C | 5 | 1 | 264 | 1 | 119 | 1 | 199000 | TRUE | 120 | 140 |  |  |  |  | LADBS | FALSE | 133.76 |  | 2016-04-22 |  | 2016-06-23 | 2016-07-14 | 2017-05-16 | 2017-06-26 | 2664 | 18593 | Up-front Payment
SCG-005633 | Commercial/Multifamily Residential | Domestic Hot Water | Gas | Southern California Gas Company | Incentive:Paid | 2928 | 20.19 |  | 1 | 145 |  | 145 |  | 2016-06-23 16:13 | 2016-07-14 | PROMISE ENERGY INC | Retrofit | North Hollywood | North Hollywood | 91605 | Host Customer is System Owner | [7 empty] | 200 | 40 |  | Glycol | Steam Back | Solar Storage and Auxiliary Tanks are separate |  | 1 | 1 | 1976 | Z09 | 52 | Units | Apartments/Condos | 2009058C | 5 | 1 | 264 | 1 | 119 | 1 | 199000 | TRUE | 120 | 140 |  |  |  |  | LADBS | FALSE | 128.23 |  | 2016-04-22 |  | 2016-06-23 | 2016-07-14 | 2017-05-16 | 2017-06-26 | 2668 | 18593 | Up-front Payment
SDG-005635 | Single Family Residential | Domestic Hot Water | Gas | San Diego Gas and Electric | Incentive:Paid | 4149 | 29.85 |  | 1 | 139 |  | 139 |  | 2016-10-21 14:52 | 2016-10-31 | MOHR POWER SOLAR INC | Retrofit | Rancho La Costa | San Diego | 92009 | Host Customer is System Owner | 2 |  | 2010143B | Solene | AURORA/AO SMITH | SLAR64DC-80HE-XG | Indirect Forced Circulation (IF) | 64 |  | SLAR-32 | Glycol | Advanced Controller with a Vacation or Holiday Mode | Solar Storage and Auxiliary Tanks are separate | 80 | 1 | 1 | 35 | Z07 | [18 empty] | City of Carlsbad | FALSE | 68.35 |  | 2016-04-26 | 2016-10-25 |  |  | 2016-10-21 | 2016-10-31 | 2871 | 9500 | Up-front Payment
SCG-005636 | Commercial/Multifamily Residential | Domestic Hot Water | Gas | Southern California Gas Company | Incentive:Paid | 81350 | 25 |  | 1 SCG | 3254 |  | 3254 |  | 2016-04-28 12:48 | 2016-05-05 | ALL VALLEY SOLAR INC | Retrofit | Encino | Encino | 91316 | Host Customer is System Owner | [7 empty] | 859.95 | 40.95 |  | Drainback |  | Solar Storage and Auxiliary Tanks are separate |  | 1 | 1 | 1820 | Z09 | 46 | Units | Apartments/Condos | 10001803 | 21 | 3 | 1120 | 1 | 85 | 1 | 3900000 | TRUE | 135 | 140 |  | SunEarth - SETR A503 TTR U + VFS 5-100 |  | SunEarth - SETR A503 TTR U + VFS 5-100 | LADBS | FALSE | 30.02 |  | 2016-04-26 |  | 2016-04-28 | 2016-05-05 | 2016-06-03 | 2016-06-06 | 3062 | 97685 | Up-front Payment
SCG-005637 | Single Family Residential | Domestic Hot Water | Gas | Southern California Gas Company | Incentive:Paid | 8978 | 70 |  | 1 SCG | 135 |  | 128 |  | 2016-08-23 09:44 | 2016-08-25 | MOHR POWER SOLAR INC | Retrofit | Fontana | San Bernadino | 92335 | Host Customer is System Owner | 3 |  | 2010143D | Solene | AURORA/AO SMITH | SLAR64DC-120HE-XG | Indirect Forced Circulation (IF) | 64 |  | SLAR-32 | Glycol | Advanced Controller with a Vacation or Holiday Mode | Solar Storage and Auxiliary Tanks are separate | 120 | 1 | 0.95 | 45 | Z10 | [18 empty] | City of Fontana | FALSE | 81.48 |  | 2011-06-01: 2016-04-26; 2011-08-03: 2016-08-23; 2011-09-20: 2016-08-25 | 2980 | 11000 | Up-front Payment
SCG-005639 | Single Family Residential | Domestic Hot Water | Gas | Southern California Gas Company | Incentive:Paid | 1903 | 29.85 |  | 1 | 75 |  | 64 |  | 2016-06-21 13:06 | 2016-06-27 | ZERO ENERGY CONTRACTING INC | Retrofit | Covina | Los Angeles | 91724 | Host Customer is System Owner | 7 |  | 2012012B | GREENoneTEC Solarindustrie GmbH | SOLPAL (formerly Solcrafte) | SOLPAL L-G | Direct Integral Collector Storage (DI) | 26.11 |  | Solpal L |  |  | Solar Storage and Auxiliary Tanks are separate | 51 | 1 | 0.85 | 85 | Z09 | [18 empty] | Covina | FALSE | 133.07 |  | 2011-06-01: 2016-04-26; 2011-08-03: 2016-06-21; 2011-09-20: 2016-06-27 | 3032 | 9980 | Up-front Payment
SCG-005641 | Single Family Residential | Domestic Hot Water | Gas | Southern California Gas Company | Incentive:Paid | 1719 | 29.85 |  | 1 | 64 |  | 58 |  | 2016-06-21 13:04 | 2016-06-27 | ZERO ENERGY CONTRACTING INC | Retrofit | Downey | Los Angeles | 90241 | Host Customer is System Owner | 4 |  | 30003825 | SunEarth, Inc. | CopperHeart | CP-40G | Direct Integral Collector Storage (DI) | 24.96 |  | CP-40 |  |  | Solar Storage and Auxiliary Tanks are separate | 40 | 1 | 0.9 | 55 | Z08 | [18 empty] | Downey | FALSE | 155.94 |  | 2011-06-01: 2016-04-26; 2011-08-03: 2016-06-21; 2011-09-20: 2016-06-27 | 3032 | 9980 | Up-front Payment
SCG-005644 | Commercial Pools | Pool Heating | Gas | Southern California Gas Company | Incentive:Paid | 8037 | 5 |  | 1 | 2264 |  | 1970 |  | 2016-04-29 11:29 | 2016-05-02 | SOLAR HEATING SPECIALISTS INC | New Construction | riverside | Riverside | 92504 | Host Customer is System Owner | [7 empty] | 734.4 | 30.6 |  | Drainback |  |  |  | 0.87 | 1 |  | Z10 |  |  |  | HT408 | 24 | 1 | [5 empty] | FALSE |  |  |  | SunEarth - SETRA503 TTR U + Series 200 |  | SunEarth - SETRA503 TTR U + Series 200 | City of Riverside | FALSE | 7.1 |  | 2016-04-26 |  | 2016-04-29 | 2016-05-02 | 2016-06-21 | 2016-08-16 | 2980 | 16074 | Up-front Payment
SCG-005646 | Single Family Residential | Domestic Hot Water | Gas | Southern California Gas Company | Incentive:Paid | 1679 | 29.85 |  | 1 | 75 |  | 56 |  | 2016-06-21 12:57 | 2016-06-27 | ZERO ENERGY CONTRACTING INC | Retrofit | North Hollywood | Los Angeles | 91606 | Host Customer is System Owner | 2 |  | 2012012B | GREENoneTEC Solarindustrie GmbH | SOLPAL (formerly Solcrafte) | SOLPAL L-G | Direct Integral Collector Storage (DI) | 26.11 |  | Solpal L |  |  | Solar Storage and Auxiliary Tanks are separate | 51 | 1 | 0.75 | 35 | Z09 | [18 empty] | Los Angeles | FALSE | 133.07 |  | 2011-06-01: 2016-04-27; 2011-08-03: 2016-06-21; 2011-09-20: 2016-06-27 | 3032 | 9980 | Up-front Payment
SCG-005647 | Single Family Residential | Domestic Hot Water | Gas | Southern California Gas Company | Incentive:Paid | 2239 | 29.85 |  | 1 | 75 |  | 75 |  | 2016-06-22 09:52 | 2016-08-01 | ZERO ENERGY CONTRACTING INC | Retrofit | Northridge | Los Angeles | 91324 | Host Customer is System Owner | 2 |  | 2012012B | GREENoneTEC Solarindustrie GmbH | SOLPAL (formerly Solcrafte) | SOLPAL L-G | Direct Integral Collector Storage (DI) | 26.11 |  | Solpal L |  |  | Solar Storage and Auxiliary Tanks are separate | 51 | 1 | 1 | 35 | Z09 | [18 empty] | Los Angeles | FALSE | 133.07 |  | 2011-06-01: 2016-04-27; 2011-08-03: 2016-06-22; 2011-09-20: 2016-08-01 | 3004 | 9980 | Up-front Payment
SCG-005648 | Single Family Residential | Domestic Hot Water | Gas | Southern California Gas Company | Incentive:Paid | 1865 | 29.85 |  | 1 | 75 |  | 62 |  | 2016-06-06 17:38 | 2016-06-22 | ZERO ENERGY CONTRACTING INC | Retrofit | Northridge | Los Angeles | 91324 | Host Customer is System Owner | 2 |  | 2012012B | GREENoneTEC Solarindustrie GmbH | SOLPAL (formerly Solcrafte) | SOLPAL L-G | Direct Integral Collector Storage (DI) | 26.11 |  | Solpal L |  |  | Solar Storage and Auxiliary Tanks are separate | 51 | 0.98 | 0.85 | 35 | Z09 | [18 empty] | Los Angeles | FALSE | 133.07 |  | 2011-06-01: 2016-04-27; 2011-08-03: 2016-06-06; 2011-09-20: 2016-06-22 | 3034 | 9980 | Up-front Payment
SCG-005649 | Single Family Residential | Domestic Hot Water | Gas | Southern California Gas Company | Incentive:Paid | 2719 | 29.85 |  | 1 | 115 |  | 91 |  | 2016-06-30 15:33 | 2016-07-11 | ZERO ENERGY CONTRACTING INC | Retrofit | Northridge | Los Angeles | 91324 | Host Customer is System Owner | 2 |  | 2012012D | GREENoneTEC Solarindustrie GmbH | SOLPAL (formerly Solcrafte) | SOLPAL L-GT | Direct Integral Collector Storage (DI) | 26.11 |  | Solpal L |  |  | Solar Storage with Tankless Auxiliary Water Heater | 51 | 0.99 | 0.8 | 35 | Z09 | [18 empty] | Los Angeles | FALSE | 86.78 |  | 2011-06-01: 2016-04-27; 2011-08-03: 2016-06-30; 2011-09-20: 2016-07-11 | 3019 | 9980 | Up-front Payment
PGE-005650 | Single Family Residential | Domestic Hot Water | Gas | Pacific Gas and Electric | Incentive:Paid | 4366 | 29.85 |  | 1 | 177 |  | 168 |  | 2017-08-17 14:23 | 2018-01-19 | ROGERS RADIANT HEATING & PLUMBING | Retrofit | Santa Rosa | Sonoma | 95404 | Host Customer is System Owner | 2 |  | 2010136E | Heliodyne, Inc. | HELIOPAK | HPAK 016 2 406 G 80 ACS F | Indirect Forced Circulation (IF) | 53.88 |  | 406 001 | Automatic Drainback | Drainback (Water) | Solar Storage with Tankless Auxiliary Water Heater | 80 | 1 | 0.95 | 35 | Z02 | [18 empty] | City of Santa Rosa | FALSE | 84.75 |  | 2016-04-27 | 2017-09-05 |  |  | 2017-08-17 | 2018-01-19 | 2461 | 15000 | Up-front Payment
SDG-005652 | Single Family Residential | Domestic Hot Water | Gas | San Diego Gas and Electric | Incentive:Paid | 3874 | 29.85 |  | 1 | 138 |  | 130 |  | 2016-05-11 10:20 | 2016-05-23 | CLEANTECH ENERGY SOLUTIONS INC | Retrofit | Oceanside | San Diego | 92054 | Host Customer is System Owner | 6 |  | 2001001C | SunEarth, Inc. | SOLARAY | TE48P-80-2G | Indirect Forced Circulation (IF) | 49.3 |  | EP-24 / EP-24-0.75 | Glycol | Advanced Controller with a Vacation or Holiday Mode | Solar Storage and Auxiliary Tanks are separate | 80 | 0.99 | 0.95 | 75 | Z07 | [18 empty] | City of Oceanside | FALSE | 29.74 |  | 2016-05-03 | 2016-05-18 |  |  | 2016-05-11 | 2016-05-23 | 3056 | 4103.85 | Up-front Payment
SCG-005653 | Single Family Residential | Domestic Hot Water | Gas | Southern California Gas Company | Incentive:Paid | 5397 | 70 |  | 1 SCG | 162 |  | 156 |  | 2016-05-09 16:08 | 2016-05-25 | FUTURA ENERGY INC | Retrofit | Pomona | Los Angeles | 91766 | Host Customer is System Owner | 5 |  | 2010017C | Alternate Energy Technologies | EAGLESUN | DBS-G2-80-64 | Indirect Forced Circulation (IF) | 65.34 |  | MSC-32 | Automatic Drainback |  | Solar Storage and Auxiliary Tanks are separate | 80 | 0.96 | 1 | 65 | Z09 | [18 empty] | City of Pomona, Los Angeles CA | FALSE | 52.39 |  | 2011-06-01: 2016-05-03; 2011-08-03: 2016-05-09; 2011-09-20: 2016-05-25 | 3064 | 8487.91 | Up-front Payment
PGE-005654 | Commercial Pools | Pool Heating | Gas | Pacific Gas and Electric | Incentive:Canceled | 3890 | 5 |  | 1 | 778 |  | 778 |  | 2016-05-18 09:01 | 2016-06-06 | ADROIT ENERGY INC | Retrofit | Alameda | Alameda | 94501 | Host Customer is System Owner | [7 empty] | 550.06 | 39.29 |  | Drainback |  |  |  | 1 | 1 |  | Z03 |  |  |  | 16043-10 | 14 | 1 | [5 empty] | FALSE | [7 empty] | FALSE | 10.93 |  | 2016-05-03 | 2016-05-27 | 2016-05-18 | 2016-06-06 |  |  | 3064 | 8500 | Up-front Payment
PGE-005655 | Commercial Pools | Pool Heating | Gas | Pacific Gas and Electric | Incentive:Paid | 21220 | 5 |  | 1 | 4244 |  | 4244 |  | 2016-05-25 15:29 | 2016-05-31 | SUNTREK INDUSTRIES INC | Retrofit | PLEASANTON | Alameda | 94566 | Host Customer is System Owner | [7 empty] | 1696.75 | 30.85 |  | Drainback |  |  |  | 1 | 1 |  | Z12 |  |  |  | 10001782 | 55 | 1 | [5 empty] | FALSE |  |  |  | SunEarth - SETR A503 TTR U + VFS 20-400 |  | SunEarth - SETR A503 TTR U + VFS 20-400 | Pleasanton | FALSE | 10.73 |  | 2016-05-04 | 2016-05-31 | 2016-05-25 | 2016-05-31 | 2016-10-14 | 2016-10-18 | 2874 | 45521.5 | Up-front Payment
PGE-005656 | Single Family Residential | Domestic Hot Water | Gas | Pacific Gas and Electric | Incentive:Paid | 3313 | 29.85 |  | 1 | 111 |  | 111 |  | 2016-05-12 10:15 | 2016-06-02 | SIERRA PACIFIC HOME & COMFORT INC | Retrofit | DAVIS | Yolo | 95616 | Host Customer is System Owner | 2 |  | 2006025B | Solene | SOLENE DC CLOSED LOOP | SLCO40DC-80HE-XG | Indirect Forced Circulation (IF) | 40 |  | SLAR-40 | Automatic Drainback |  | Solar Storage and Auxiliary Tanks are separate | 80 | 1 | 1 | 35 | Z12 | [18 empty] | City of Davis | FALSE | 76.83 |  | 2016-05-04 | 2016-05-16 |  |  | 2016-05-12 | 2016-06-02 | 3058 | 8528 | Up-front Payment
SCG-005657 | Single Family Residential | Domestic Hot Water | Gas | Southern California Gas Company | Incentive:Paid | 6103 | 70 |  | 1 SCG | 159 |  | 143 |  | 2016-07-08 16:33 | 2016-08-01 | ART CRAFT BUILDING CONSTRUCTION | Retrofit | Riverside | Riverside | 92509 | Host Customer is System Owner | 1 |  | 2010017C | Alternate Energy Technologies | EAGLESUN | DBS-G2-80-64 | Indirect Forced Circulation (IF) | 65.34 |  | MSC-32 | Automatic Drainback | Drainback (Water) | Solar Storage and Auxiliary Tanks are separate | 80 | 1 | 0.9 | 20 | Z10 | [18 empty] | City of Jurupa Valley | FALSE | 38.38 |  | 2011-06-01: 2016-05-04; 2011-08-03: 2016-07-08; 2011-09-20: 2016-08-01 | 2999 | 6102.88 | Up-front Payment
SCG-005658 | Single Family Residential | Domestic Hot Water | Gas | Southern California Gas Company | Incentive:Canceled | 8540 | 70 |  | 1 SCG | 122 |  | 122 |  | 2017-02-28 14:42 |  | SYNTHESIS CONSTRUCTION CORP | Retrofit | Redondo Beach | Los Angeles | 90277 | Host Customer is System Owner | 3 |  | 30004079 | GREENoneTEC Solarindustrie GmbH | Solpal Plus | Solpal Plus L-GT | Direct Integral Collector Storage (DI) | 25.66 |  | Solpal Plus L |  |  | Solar Storage with Tankless Auxiliary Water Heater | 51 | 1 | 1 | 45 | Z06 | [11 empty] | FALSE | [6 empty] | Redondo Beach | FALSE | 147.5 |  | 2011-06-01: 2016-05-04; 2011-06-21: 2017-05-01; 2011-08-03: 2017-02-28 | 2735 | 17995 | Up-front Payment
PGE-005662 | Low Income Multifamily Residential | Domestic Hot Water | Gas | Pacific Gas and Electric | Incentive:Paid | 56251 | 24.89 |  | 1 | 2260 |  | 2260 |  | 2016-06-01 18:36 | 2016-06-30 | SOLARIX SYSTEMS | New Construction | San Lorenzo | Alameda | 94580 | Host Customer is System Owner | [7 empty] | 673.92 | 42.12 |  | Glycol | Pressure Stagnation Protection (PSP) | Solar Storage and Auxiliary Tanks are separate |  | 1 | 1 | 2000 | Z03 | 77 | Units | Apartments/Condos | 10001912 | 16 | 1 | 900 | 1 | 238 | 2 | 299999 | TRUE | 130 | 120 |  | Heliodyne - Delta-T Pro Ethernet |  | Heliodyne - Delta-T Pro Ethernet | County of Alameda | FALSE | 34.29 |  | 2016-05-07 | 2016-06-06 | 2016-06-01 | 2016-06-30 | 2016-12-07 | 2017-01-03 | 2837 | 77500 | Up-front Payment
SCG-005663 | Single Family Residential | Domestic Hot Water | Gas | Southern California Gas Company | Incentive:Paid | 8200 | 70 |  | 1 SCG | 122 |  | 122 |  | 2016-05-18 15:40 | 2016-05-26 | THE SOLAR ENERGY COMPANY INC | Retrofit | Montecito | Santa Barbara | 93108 | Host Customer is System Owner | 6 |  | 2001003A | SunEarth, Inc. | SOLARAY | TE40P-80-2G-PV | Indirect Forced Circulation (IF) | 40.9 |  | EP-40 / EP-40-0.75 | Glycol | Advanced Controller with a Thermal Cycling Function | Solar Storage and Auxiliary Tanks are separate | 80 | 1 | 1 | 75 | Z06 | [18 empty] | Santa Barbara County | FALSE | 67.21 |  | 2011-06-01: 2016-05-09; 2011-08-03: 2016-05-18; 2011-09-20: 2016-05-26 | 3064 | 8200 | Up-front Payment
SCG-005664 | Low Income Multifamily Residential | Domestic Hot Water | Gas | Southern California Gas Company | Incentive:Paid | 38804 | 24.89 |  | 1 | 1559 |  | 1559 |  | 2016-06-22 11:18 | 2016-06-28 | CALIFORNIA SOLAR INTEGRATORS INC | New Construction | Los Angeles | Los Angeles | 90004 | Host Customer is System Owner | [7 empty] | 368.55 | 40.95 |  | Glycol | Advanced Controller with a Vacation or Holiday Mode | Solar Storage and Auxiliary Tanks are separate |  | 1 | 1 | 1600 | Z09 | 40 | Units | Apartments/Condos | 10001803 | 9 | 1 | 534 | 1 | 200 | 2 | 399000 | TRUE | 120 | 140 |  |  |  |  | Los Angeles Department of Building and Safety | FALSE | 30.47 |  | 2016-06-17 |  | 2016-06-22 | 2016-06-28 | 2017-12-06 | 2017-12-28 | 2482 | 47500 | Up-front Payment
PGE-005665 | Commercial Pools | Pool Heating | Gas | Pacific Gas and Electric | Incentive:Paid | 7680 | 5 |  | 1 | 1536 |  | 1536 |  | 2016-05-18 13:36 | 2016-05-31 | SIERRA PACIFIC HOME & COMFORT INC | Retrofit | FAIR OAKS | Sacramento | 95628 | Host Customer is System Owner | [7 empty] | 565.46 | 40.39 |  | Drainback |  |  |  | 1 | 1 |  | Z12 |  |  |  | 10001954 | 14 | 1 | [5 empty] | FALSE |  |  |  | Badger - Badger 380 |  | Badger - Badger 380 | Country of Sacramento | FALSE | 10.02 |  | 2016-05-10 |  | 2016-05-18 | 2016-05-31 | 2016-08-05 | 2016-10-17 | 2917 | 15390 | Up-front Payment
SCG-005666 | Commercial Pools | Pool Heating | Gas | Southern California Gas Company | Incentive:Paid | 13280 | 5 |  | 1 | 2656 |  | 2656 |  | 2016-05-11 09:34 | 2016-05-12 | MOHR POWER SOLAR INC | Retrofit | Huntington Beach | Orange | 92649 | Host Customer is System Owner | [7 empty] | 1295.7 | 30.85 |  | Drainback |  |  |  | 1 | 1 |  | Z06 |  |  |  | 10001782 | 42 | 1 | [5 empty] | FALSE |  |  |  | Setr0301u |  | Setr0301u | City of Huntington Beach | FALSE | 11 |  | 2016-05-10 |  | 2016-05-11 | 2016-05-12 | 2016-07-19 | 2016-07-21 | 3013 | 29220 | Up-front Payment
SDG-005667 | Commercial Pools | Pool Heating | Gas | San Diego Gas and Electric | Incentive:Paid | 3186 | 5 |  | 1 | 708 |  | 637 |  | 2016-07-01 12:01 | 2016-07-27 | CLEANTECH ENERGY SOLUTIONS INC | Retrofit | Bonita | San Diego | 91902 | Host Customer is System Owner | [7 empty] | 504 | 42 |  | Manual Drainback |  |  |  | 0.9 | 1 |  | Z07 |  |  |  | 10001888 | 12 | 2 | [5 empty] | FALSE |  |  |  | Energx |  | Energx | County of San Diego | FALSE | 26.54 |  | 2016-05-11 | 2016-07-20 | 2016-07-01 | 2016-07-27 | 2016-11-29 | 2016-12-07 | 2860 | 18790 | Up-front Payment
SCG-005668 | Single Family Residential | Domestic Hot Water | Gas | Southern California Gas Company | Incentive:Paid | 4522 | 70 |  | 1 SCG | 68 |  | 65 |  | 2016-05-12 14:18 | 2016-05-31 | SUNTREK INDUSTRIES INC | Retrofit | Indio | Riverside | 92201 | Host Customer is System Owner | 4 |  | 30003825 | SunEarth, Inc. | CopperHeart | CP-40G | Direct Integral Collector Storage (DI) | 24.96 |  | CP-40 |  |  | Solar Storage and Auxiliary Tanks are separate | 39.9 | 1 | 0.95 | 55 | Z15 | [18 empty] | City of Indio | FALSE | 169.12 |  | 2011-06-01: 2016-05-11; 2011-08-03: 2016-05-12; 2011-09-20: 2016-05-31 | 3064 | 11500 | Up-front Payment
SCG-005669 | Single Family Residential | Domestic Hot Water | Gas | Southern California Gas Company | Incentive:Paid | 10238 | 70 |  | 1 SCG | 156 |  | 156 |  | 2016-05-27 08:25 | 2016-05-31 | ALL VALLEY SOLAR INC | Retrofit | Winnetka | Winnetka | 91306 | Host Customer is System Owner | 4 |  | 2001028G | SunEarth, Inc. | CASCADE | EPRD-64-80-2G | Indirect Forced Circulation (IF) | 65.67 |  | EP-32 / EP-32-0.75 | Automatic Drainback |  | Solar Storage and Auxiliary Tanks are separate | 80 | 1 | 1 | 55 | Z09 | [18 empty] | LADBS | FALSE | 66.03 |  | 2011-06-01: 2016-05-12; 2011-08-03: 2016-05-27; 2011-09-20: 2016-05-31 | 3064 | 10300 | Up-front Payment
SDG-005670 | Single Family Residential | Domestic Hot Water | Gas | San Diego Gas and Electric | Incentive:Paid | 3284 | 29.85 |  | 1 | 110 |  | 110 |  | 2016-09-29 08:44 | 2016-10-03 | ADROIT ENERGY INC | New Construction | San Diego | San Diego | 92107 | Owner/Tenant |  | 5 | 2012012D | GREENoneTEC Solarindustrie GmbH | SOLPAL (formerly Solcrafte) | SOLPAL L-GT | Direct Integral Collector Storage (DI) | 26.11 |  | Solpal L |  |  | Solar Storage with Tankless Auxiliary Water Heater | 51 | 1 | 1 | 65 | Z07 | [18 empty] | City of San Diego | FALSE | 45.45 |  | 2016-05-13 | 2016-09-30 |  |  | 2016-09-29 | 2016-10-03 | 2929 | 5000 | Up-front Payment
SCG-005671 | Low Income Multifamily Residential | Domestic Hot Water | Gas | Southern California Gas Company | Incentive:Paid | 60458 | 24.89 |  | 1 | 2429 |  | 2429 |  | 2016-06-03 14:14 | 2016-08-04 | PROMISE ENERGY INC | New Construction | Los Angeles | Los Angeles | 90065 | Host Customer is System Owner | [7 empty] | 982.8 | 40.95 |  | Glycol | Advanced Controller with a Vacation or Holiday Mode | Solar Storage and Auxiliary Tanks are separate |  | 1 | 1 | 1640 | Z09 | 46 | Units | Apartments/Condos | 10001803 | 24 | 1 | 1840 | 1 | 500 | 1 | 199000 | TRUE | 120 | 140 |  | Amatis Controls - AM-JOULE |  | Amatis Controls - AM-JOULE | LADBS | FALSE | 67.04 |  | 2016-05-16 |  | 2016-06-03 | 2016-08-04 | 2018-04-04 | 2018-06-26 | 2312 | 162829.01 | Up-front Payment
PGE-005672 | Low Income Multifamily Residential | Domestic Hot Water | Gas | Pacific Gas and Electric | Incentive:Paid | 33377 | 24.89 |  | 1 | 1341 |  | 1341 |  | 2017-02-07 13:04 | 2017-03-21 | ADROIT ENERGY INC | Retrofit | SAN FRANCISCO | San Francisco | 94109 | Host Customer is System Owner | [7 empty] | 482.04 | 40.17 |  | Glycol | Advanced Controller with a Vacation or Holiday Mode | Solar and Auxiliary Storage are the same Tank |  | 1 | 1 | 1440 | Z03 | 36 | Units | Apartments/Condos | 2010115A | 12 | 1 | 730 | 1 | 240 | 1 | 285000 | TRUE | 130 | 120 |  | Heliodyne - Delta-T Pro Ethernet |  | Heliodyne - Delta-T Pro Ethernet | City of San Francisco | FALSE | 57.27 |  | 2016-05-16 | 2017-02-09 | 2017-02-07 | 2017-03-21 | 2017-03-30 | 2017-04-04 | 2746 | 76800 | Up-front Payment
SCG-005673 | Commercial/Multifamily Residential | Domestic Hot Water | Gas | Southern California Gas Company | Incentive:Paid | 35450 | 25 |  | 1 SCG | 1418 |  | 1418 |  | 2016-08-16 09:47 | 2016-08-18 | PROMISE ENERGY INC | Retrofit | Pasadena | Pasadena | 91103 | Host Customer is System Owner | [7 empty] | 400 | 40 |  | Glycol | Steam Back | Solar Storage and Auxiliary Tanks are separate |  | 1 | 1 | 1040 | Z09 | 26 | Units | Apartments/Condos | 2009058C | 10 | 1 | 800 | 1 | 196 | 2 | 75100 | TRUE | 120 | 140 |  |  |  |  | City of Pasadena | FALSE | 54.16 |  | 2016-05-16 |  | 2016-08-16 | 2016-08-18 | 2016-11-10 | 2016-11-15 | 2888 | 76800 | Up-front Payment
SCG-005674 | Commercial/Multifamily Residential | Domestic Hot Water | Gas | Southern California Gas Company | Incentive:Paid | 27225 | 25 |  | 1 SCG | 1089 |  | 1089 |  | 2016-08-16 09:49 | 2016-08-18 | PROMISE ENERGY INC | Retrofit | Pasadena | Pasadena | 91104 | Host Customer is System Owner | [7 empty] | 400 | 40 |  | Glycol | Steam Back | Solar Storage and Auxiliary Tanks are separate |  | 1 | 1 | 756 | Z09 | 18 | Units | Apartments/Condos | 2009058C | 10 | 1 | 800 | 2 | 200 | 2 | 199000 | TRUE | 120 | 140 |  |  |  |  | City of Pasadena | FALSE | 69.79 |  | 2016-05-16 |  | 2016-08-16 | 2016-08-18 | 2016-11-10 | 2016-11-15 | 2888 | 76000 | Up-front Payment
SCG-005675 | Single Family Residential | Domestic Hot Water | Gas | Southern California Gas Company | Incentive:Paid | 8540 | 70 |  | 1 SCG | 122 |  | 122 |  | 2016-12-21 14:06 | 2017-03-21 | SYNTHESIS CONSTRUCTION CORP | Retrofit | Santa Monica | Los Angeles | 90404 | Host Customer is System Owner | 4 |  | 30004079 | GREENoneTEC Solarindustrie GmbH | Solpal Plus | Solpal Plus L-GT | Direct Integral Collector Storage (DI) | 25.66 |  | Solpal Plus L |  |  | Solar Storage with Tankless Auxiliary Water Heater | 51 | 1 | 1 | 55 | Z06 | [18 empty] | Santa Monica | FALSE | 126.36 |  | 2011-06-01: 2016-05-17; 2011-08-03: 2016-12-21; 2011-09-20: 2017-03-21 | 2773 | 15415.7 | Up-front Payment
SDG-005676 | Low Income Multifamily Residential | Domestic Hot Water | Gas | San Diego Gas and Electric | Incentive:Paid | 84302 | 24.89 |  | 1 | 3387 |  | 3387 |  | 2016-06-07 08:26 | 2016-06-30 | ADROIT ENERGY INC | Retrofit | San Diego | San Diego | 92101 | Power Purchase Agreements | [7 empty] | 1071.14 | 21.86 |  | Glycol | Steam Back | Solar Storage and Auxiliary Tanks are separate |  | 1 | 1 | 2470 | Z07 | 65 | Units | Apartments/Condos | 2009077A | 49 | 2 | 1550 | 1 | 200 | 1 | 600000 | TRUE | 130 | 130 |  | ISTEC Corporation - 5202S |  | ISTEC Corporation - 5202S | City of San Diego | FALSE | 27.88 |  | 2016-05-17 | 2016-06-09 | 2016-06-07 | 2016-06-30 | 2016-07-13 | 2016-07-19 | 3000 | 94437.49 | Up-front Payment
SCG-005677 | Commercial Pools | Pool Heating | Gas | Southern California Gas Company | Incentive:Paid | 9205 | 5 |  | 1 | 1884 |  | 1884 |  | 2016-05-19 11:58 | 2016-05-24 | ENERGY SERVICES | New Construction | palm springs | Riverside | 92264 | Host Customer is System Owner | [7 empty] | 606.19 | 46.63 |  | Drainback |  |  |  | 1 | 1 |  | Z15 |  |  |  | 10204-12 | 13 | 1 | [5 empty] | FALSE |  |  |  | SunEarth - SETR A503 TTR U + VFS 20-400 |  | SunEarth - SETR A503 TTR U + VFS 20-400 | PALM SPRINGS | FALSE | 4.89 |  | 2016-05-18 |  | 2016-05-19 | 2016-05-24 | 2016-12-07 | 2016-12-12 | 2868 | 9205 | Up-front Payment
SCG-005678 | Commercial Pools | Pool Heating | Gas | Southern California Gas Company | Incentive:Paid | 9215 | 5 |  | 1 | 1864 |  | 1864 |  | 2016-05-19 12:07 | 2016-05-24 | ENERGY SERVICES | New Construction | palm springs | Riverside | 92264 | Host Customer is System Owner | [7 empty] | 606.19 | 46.63 |  | Drainback |  |  |  | 1 | 1 |  | Z15 |  |  |  | 10204-12 | 13 | 1 | [5 empty] | FALSE |  |  |  | SunEarth - SETR A503 TTR U + VFS 20-400 |  | SunEarth - SETR A503 TTR U + VFS 20-400 | PALM SPRINGS | FALSE | 4.94 |  | 2016-05-18 |  | 2016-05-19 | 2016-05-24 | 2016-11-10 | 2016-12-12 | 2868 | 9215 | Up-front Payment
SCG-005679 | Commercial Pools | Pool Heating | Gas | Southern California Gas Company | Incentive:Paid | 9325 | 5 |  | 1 | 1865 |  | 1865 |  | 2016-05-19 12:08 | 2016-05-24 | ENERGY SERVICES | New Construction | palm springs | Riverside | 92264 | Host Customer is System Owner | [7 empty] | 606.19 | 46.63 |  | Drainback |  |  |  | 1 | 1 |  | Z15 |  |  |  | 10204-12 | 13 | 1 | [5 empty] | FALSE |  |  |  | SunEarth - SETR A503 TTR U + VFS 20-400 |  | SunEarth - SETR A503 TTR U + VFS 20-400 | PALM SPRINGS | FALSE | 5 |  | 2016-05-18 |  | 2016-05-19 | 2016-05-24 | 2016-12-13 | 2017-01-06 | 2827 | 9325 | Up-front Payment
SCG-005681 | Commercial Pools | Pool Heating | Gas | Southern California Gas Company | Incentive:Paid | 9325 | 5 |  | 1 | 1865 |  | 1865 |  | 2016-05-19 12:11 | 2016-05-24 | ENERGY SERVICES | New Construction | palm springs | Riverside | 92264 | Host Customer is System Owner | [7 empty] | 606.19 | 46.63 |  | Drainback |  |  |  | 1 | 1 |  | Z15 |  |  |  | 10204-12 | 13 | 1 | [5 empty] | FALSE |  |  |  | SunEarth - SETR A503 TTR U + VFS 20-400 |  | SunEarth - SETR A503 TTR U + VFS 20-400 | PALM SPRINGS | FALSE | 5 |  | 2016-05-18 |  | 2016-05-19 | 2016-05-24 | 2016-10-31 | 2016-11-01 | 2902 | 9325 | Up-front Payment
SCG-005682 | Commercial Pools | Pool Heating | Gas | Southern California Gas Company | Incentive:Paid | 9295 | 5 |  | 1 | 1859 |  | 1859 |  | 2016-05-19 12:13 | 2016-05-24 | ENERGY SERVICES | New Construction | palm springs | Riverside | 92264 | Host Customer is System Owner | [7 empty] | 606.19 | 46.63 |  | Drainback |  |  |  | 1 | 1 |  | Z15 |  |  |  | 10204-12 | 13 | 1 | [5 empty] | FALSE |  |  |  | SunEarth - SETR A503 TTR U + VFS 20-400 |  | SunEarth - SETR A503 TTR U + VFS 20-400 | PALM SPRINGS | FALSE | 5 |  | 2016-05-18 |  | 2016-05-19 | 2016-05-24 | 2016-12-27 | 2017-01-06 | 2838 | 9295 | Up-front Payment
SCG-005683 | Commercial Pools | Pool Heating | Gas | Southern California Gas Company | Incentive:Paid | 9260 | 5 |  | 1 | 1852 |  | 1852 |  | 2016-05-19 12:16 | 2016-05-24 | ENERGY SERVICES | New Construction | palm springs | Riverside | 92264 | Host Customer is System Owner | [7 empty] | 606.19 | 46.63 |  | Drainback |  |  |  | 1 | 1 |  | Z15 |  |  |  | 10204-12 | 13 | 1 | [5 empty] | FALSE |  |  |  | SunEarth - SETR A503 TTR U + VFS 20-400 |  | SunEarth - SETR A503 TTR U + VFS 20-400 | PALM SPRINGS | FALSE | 5 |  | 2016-05-18 |  | 2016-05-19 | 2016-05-24 | 2016-12-07 | 2016-12-12 | 2868 | 9260 | Up-front Payment
SCG-005684 | Commercial Pools | Pool Heating | Gas | Southern California Gas Company | Incentive:Paid | 9155 | 5 |  | 1 | 1831 |  | 1831 |  | 2016-05-19 12:18 | 2016-05-24 | ENERGY SERVICES | New Construction | palm springs | Riverside | 92264 | Host Customer is System Owner | [7 empty] | 606.19 | 46.63 |  | Drainback |  |  |  | 1 | 1 |  | Z15 |  |  |  | 10204-12 | 13 | 1 | [5 empty] | FALSE |  |  |  | SunEarth - SETR A503 TTR U + VFS 20-400 |  | SunEarth - SETR A503 TTR U + VFS 20-400 | PALM SPRINGS | FALSE | 5 |  | 2016-05-18 |  | 2016-05-19 | 2016-05-24 | 2016-12-20 | 2017-01-05 | 2836 | 9155 | Up-front Payment
SCG-005685 | Commercial Pools | Pool Heating | Gas | Southern California Gas Company | Incentive:Paid | 9205 | 5 |  | 1 | 1841 |  | 1841 |  | 2016-05-19 12:20 | 2016-05-24 | ENERGY SERVICES | New Construction | palm springs | Riverside | 92264 | Host Customer is System Owner | [7 empty] | 606.19 | 46.63 |  | Drainback |  |  |  | 1 | 1 |  | Z15 |  |  |  | 10204-12 | 13 | 1 | [5 empty] | FALSE |  |  |  | SunEarth - SETR A503 TTR U + VFS 20-400 |  | SunEarth - SETR A503 TTR U + VFS 20-400 | PALM SPRINGS | FALSE | 5 |  | 2016-05-18 |  | 2016-05-19 | 2016-05-24 | 2016-11-14 | 2016-11-15 | 2888 | 9205 | Up-front Payment
SCG-005686 | Commercial Pools | Pool Heating | Gas | Southern California Gas Company | Incentive:Paid | 9310 | 5 |  | 1 | 1862 |  | 1862 |  | 2016-05-19 12:22 | 2016-05-24 | ENERGY SERVICES | New Construction | palm springs | Riverside | 92264 | Host Customer is System Owner | [7 empty] | 606.19 | 46.63 |  | Drainback |  |  |  | 1 | 1 |  | Z15 |  |  |  | 10204-12 | 13 | 1 | [5 empty] | FALSE |  |  |  | SunEarth - SETR A503 TTR U + VFS 20-400 |  | SunEarth - SETR A503 TTR U + VFS 20-400 | PALM SPRINGS | FALSE | 5 |  | 2016-05-18 |  | 2016-05-19 | 2016-05-24 | 2016-12-27 | 2017-01-06 | 2838 | 9310 | Up-front Payment
SCG-005687 | Commercial Pools | Pool Heating | Gas | Southern California Gas Company | Incentive:Paid | 8935 | 5 |  | 1 | 1787 |  | 1787 |  | 2016-05-19 12:24 | 2016-05-24 | ENERGY SERVICES | New Construction | palm springs | Riverside | 92264 | Host Customer is System Owner | [7 empty] | 606.19 | 46.63 |  | Drainback |  |  |  | 1 | 1 |  | Z15 |  |  |  | 10204-12 | 13 | 1 | [5 empty] | FALSE |  |  |  | SunEarth - SETR A503 TTR U + VFS 20-400 |  | SunEarth - SETR A503 TTR U + VFS 20-400 | PALM SPRINGS | FALSE | 5.21 |  | 2016-05-18 |  | 2016-05-19 | 2016-05-24 | 2016-12-07 | 2017-01-05 | 2836 | 9310 | Up-front Payment
SCG-005688 | Commercial Pools | Pool Heating | Gas | Southern California Gas Company | Incentive:Paid | 22455 | 5 |  | 1 | 4491 |  | 4491 |  | 2016-05-19 12:26 | 2016-05-24 | ENERGY SERVICES | New Construction | palm springs | Riverside | 92264 | Host Customer is System Owner | [7 empty] | 1445.53 | 46.63 |  | Drainback |  |  |  | 1 | 1 |  | Z15 |  |  |  | 10204-12 | 31 | 1 | [5 empty] | FALSE |  |  |  | SunEarth - SETR A503 TTR U + VFS 20-400 |  | SunEarth - SETR A503 TTR U + VFS 20-400 | PALM SPRINGS | FALSE | 5 |  | 2016-05-18 |  | 2016-05-19 | 2016-05-24 | 2016-09-14 | 2016-09-20 | 2943 | 22455 | Up-front Payment
SCG-005689 | Single Family Residential | Domestic Hot Water | Gas | Southern California Gas Company | Incentive:Paid | 8595 | 70 |  | 1 SCG | 137 |  | 130 |  | 2016-06-21 09:55 | 2016-07-05 | MOHR POWER SOLAR INC | Retrofit | Ontario | San Bernadino | 91761 | Host Customer is System Owner | 4 |  | 2010143B | Solene | AURORA/AO SMITH | SLAR64DC-80HE-XG | Indirect Forced Circulation (IF) | 64 |  | SLAR-32 | Glycol | Advanced Controller with a Vacation or Holiday Mode | Solar Storage and Auxiliary Tanks are separate | 80 | 1 | 0.95 | 55 | Z10 | [18 empty] | City of Ontario | FALSE | 62.74 |  | 2011-06-01: 2016-05-18; 2011-08-03: 2016-06-21; 2011-09-20: 2016-07-05 | 3019 | 8595 | Up-front Payment
PGE-005691 | Low Income Single Family Residential | Domestic Hot Water | Gas | Pacific Gas and Electric | Incentive:Paid | 4962 | 36.9 |  | 1 | 149 |  | 134 |  | 2017-01-30 14:42 | 2017-02-01 | FRESNO COUNTY ECONOMIC OPPORTUNITIES COMMISSION | Retrofit | FRESNO | Fresno | 93722 | Owner/Tenant | 4 |  | 2010017C | Alternate Energy Technologies | EAGLESUN | DBS-G2-80-64 | Indirect Forced Circulation (IF) | 65.34 |  | MSC-32 | Automatic Drainback |  | Solar Storage and Auxiliary Tanks are separate | 80 | 0.95 | 0.95 | 55 | Z13 | [18 empty] | CITY OF FRESNO | FALSE | 42.09 |  | 2011-06-01: 2016-05-18; 2011-08-03: 2017-01-30; 2011-09-20: 2017-02-01 | 2810 | 6271.58 | Up-front Payment
SCG-005692 | Commercial Pools | Pool Heating | Gas | Southern California Gas Company | Incentive:Canceled | 3000 | 5 |  | 1 | 600 |  | 600 |  | 2016-05-19 12:31 | 2016-05-24 | ENERGY SERVICES | New Construction | palm springs | Riverside | 92264 | Host Customer is System Owner | [7 empty] | 279.78 | 46.63 |  | Drainback |  |  |  | 1 | 1 |  | Z15 |  |  |  | 10204-12 | 6 | 1 | [5 empty] | FALSE | [7 empty] | FALSE | 8 |  | 2011-06-01: 2016-05-18; 2011-06-23: 2016-05-19; 2011-07-01: 2016-05-24 | 3078 | 4800 | Up-front Payment
SCG-005693 | Commercial Pools | Pool Heating | Gas | Southern California Gas Company | Incentive:Canceled | 2770 | 5 |  | 1 | 554 |  | 554 |  | 2016-05-19 12:28 | 2016-05-24 | ENERGY SERVICES | New Construction | palm springs | Riverside | 92264 | Host Customer is System Owner | [7 empty] | 235.74 | 39.29 |  | Drainback |  |  |  | 1 | 1 |  | Z15 |  |  |  | 10204-10 | 6 | 1 | [5 empty] | FALSE | [7 empty] | FALSE | 8.25 |  | 2011-06-01: 2016-05-18; 2011-06-23: 2016-05-19; 2011-07-01: 2016-05-24 | 3077 | 4570 | Up-front Payment
PGE-005697 | Low Income Multifamily Residential | Domestic Hot Water | Gas | Pacific Gas and Electric | Incentive:Paid | 30391 | 24.89 |  | 1 | 1221 |  | 1221 |  | 2016-06-14 15:27 | 2016-07-01 | ADROIT ENERGY INC | Retrofit | SAN FRANCISCO | San Francisco | 94102 | Host Customer is System Owner | [7 empty] | 321.36 | 40.17 |  | Glycol | Advanced Controller with a Vacation or Holiday Mode | Solar Storage and Auxiliary Tanks are separate |  | 1 | 1 | 1600 | Z03 | 40 | Units | Apartments/Condos | 2010115A | 8 | 1 | 500 | 1 | 120 | 1 | 199000 | FALSE | 130 | 120 |  |  |  |  | City of San Francisco | FALSE | 33.58 |  | 2016-05-19 | 2016-06-17 | 2016-06-14 | 2016-07-01 | 2016-07-18 | 2016-07-21 | 3000 | 41000 | Up-front Payment
PGE-005698 | Commercial/Multifamily Residential | Domestic Hot Water | Gas | Pacific Gas and Electric | Incentive:Paid | 99779 | 20.19 |  | 1 | 4942 |  | 4942 |  | 2016-06-06 08:51 | 2016-06-20 | ADROIT ENERGY INC | New Construction | REDWOOD CITY | San Mateo | 94063 | Host Customer is System Owner | [7 empty] | 1516.32 | 42.12 |  | Glycol | Advanced Controller with a Vacation or Holiday Mode | Solar Storage and Auxiliary Tanks are separate |  | 1 | 1 | 4921 | Z03 | 133 | Units | Apartments/Condos | 10001912 | 36 | 1 | 1800 | 4 | 130 | 4 | 300000 | TRUE | 130 | 120 |  | Heliodyne - Delta-T Pro Ethernet |  | Heliodyne - Delta-T Pro Ethernet | Redwood City | FALSE | 39.86 |  | 2016-05-19 | 2016-06-07 | 2016-06-06 | 2016-06-20 | 2016-08-05 | 2016-08-25 | 2951 | 197000 | Up-front Payment
SCG-005699 | Single Family Residential | Domestic Hot Water | Gas | Southern California Gas Company | Incentive:Paid | 10238 | 70 |  | 1 SCG | 156 |  | 156 |  | 2016-05-25 06:53 | 2016-05-26 | ALL VALLEY SOLAR INC | Retrofit | North Hills | North Hills | 91343 | Host Customer is System Owner | 4 |  | 2001028G | SunEarth, Inc. | CASCADE | EPRD-64-80-2G | Indirect Forced Circulation (IF) | 65.67 |  | EP-32 / EP-32-0.75 | Automatic Drainback |  | Solar Storage and Auxiliary Tanks are separate | 80 | 1 | 1 | 55 | Z09 | [18 empty] | LADBS | FALSE | 65.71 |  | 2011-06-01: 2016-05-19; 2011-08-03: 2016-05-25; 2011-09-20: 2016-05-26 | 3064 | 10250 | Up-front Payment
PGE-005702 | Commercial/Multifamily Residential | Domestic Hot Water | Gas | Pacific Gas and Electric | Incentive:Paid | 109026 | 20.19 |  | 1 | 5400 |  | 5400 |  | 2016-05-23 11:06 | 2016-06-21 | AZTEC SOLAR INC | Retrofit | WOODLAND | Yolo | 95695 | Host Customer is System Owner | [7 empty] | 1556.1 | 40.95 |  | Glycol | Steam Back | Solar Storage and Auxiliary Tanks are separate |  | 1 | 1 | 4292 | Z12 | 116 | Units | Apartments/Condos | 10001803 | 38 | 2 | 2244 | 1 | 230 | 2 | 399000 | TRUE | 120 | 130 |  | Solar Wave Energy, Inc. - Thermal-grid BXâ€“V40/VFS/Onicon/EKM |  | Solar Wave Energy, Inc. - Thermal-grid BXâ€“V40/VFS/Onicon/EKM | City of Woodland | FALSE | 34.15 |  | 2016-05-19 | 2016-05-31 | 2016-05-23 | 2016-06-21 | 2016-09-20 | 2016-09-26 | 2914 | 184425 | Up-front Payment
SCG-005706 | Commercial Pools | Pool Heating | Gas | Southern California Gas Company | Incentive:Paid | 8455 | 5 |  | 1 | 1691 |  | 1691 |  | 2016-05-20 18:13 | 2016-05-23 | ENERGY SERVICES | New Construction | palm springs | Riverside | 92264 | Host Customer is System Owner | [7 empty] | 512.93 | 46.63 |  | Drainback |  |  |  | 1 | 1 |  | Z15 |  |  |  | 10204-12 | 11 | 1 | [5 empty] | FALSE |  |  |  | SunEarth - SETR A503 TTR U + VFS 20-400 |  | SunEarth - SETR A503 TTR U + VFS 20-400 | PALM SPRINGS | FALSE | 5 |  | 2016-05-20 |  | 2016-05-20 | 2016-05-23 | 2016-07-04 | 2016-07-18 | 2992 | 8455 | Up-front Payment
PGE-005707 | Single Family Residential | Domestic Hot Water | Gas | Pacific Gas and Electric | Incentive:Paid | 3743 | 29.85 |  | 1 | 149 |  | 125 |  | 2016-05-24 15:24 | 2016-05-27 | FRESNO COUNTY ECONOMIC OPPORTUNITIES COMMISSION | Retrofit | FRESNO | Fresno | 93705 | Host Customer is System Owner | 4 |  | 2010017C | Alternate Energy Technologies | EAGLESUN | DBS-G2-80-64 | Indirect Forced Circulation (IF) | 65.34 |  | MSC-32 | Automatic Drainback |  | Solar Storage and Auxiliary Tanks are separate | 80 | 0.99 | 0.85 | 55 | Z13 | [18 empty] | CITY OF FRESNO | FALSE | 46.98 |  | 2011-06-01: 2016-05-20; 2011-08-03: 2016-05-24; 2011-09-20: 2016-05-27 | 3068 | 7000.02 | Up-front Payment
PGE-005708 | Single Family Residential | Domestic Hot Water | Gas | Pacific Gas and Electric | Incentive:Paid | 4366 | 29.85 |  | 1 | 149 |  | 148 |  | 2016-05-27 10:40 | 2016-06-03 | FRESNO COUNTY ECONOMIC OPPORTUNITIES COMMISSION | Retrofit | FRESNO | Fresno | 93706 | Host Customer is System Owner | 5 |  | 2010017C | Alternate Energy Technologies | EAGLESUN | DBS-G2-80-64 | Indirect Forced Circulation (IF) | 65.34 |  | MSC-32 | Automatic Drainback |  | Solar Storage and Auxiliary Tanks are separate | 80 | 0.99 | 1 | 65 | Z13 | [18 empty] | CITY OF FRESNO | FALSE | 45.32 |  | 2011-06-01: 2016-05-20; 2011-08-03: 2016-05-27; 2011-09-20: 2016-06-03 | 3058 | 6751.94 | Up-front Payment
PGE-005709 | Commercial Pools | Pool Heating | Gas | Pacific Gas and Electric | Incentive:Paid | 7640 | 5 |  | 1 | 1866 |  | 1847 |  | 2016-07-14 12:26 | 2016-08-01 | SUNTREK INDUSTRIES INC | Retrofit | PLEASANT HILL | Contra Costa | 94523 | Host Customer is System Owner | [7 empty] | 640 | 40 |  | Drainback |  |  |  | 0.99 | 1 |  | Z12 |  |  |  | 2007048A | 16 | 1 | [5 empty] | FALSE |  |  |  | SunEarth - SETR A503 TTR U + VFS 20-400 |  | SunEarth - SETR A503 TTR U + VFS 20-400 | Pleasant Hill | FALSE | 8.19 |  | 2016-05-20 | 2016-07-18 | 2016-07-14 | 2016-08-01 | 2017-02-14 | 2017-05-03 | 2711 | 15280 | Up-front Payment
PGE-005710 | Commercial Pools | Pool Heating | Gas | Pacific Gas and Electric | Incentive:Paid | 6296 | 5 |  | 1 | 1398 |  | 1356 |  | 2016-07-14 12:27 | 2016-08-01 | SUNTREK INDUSTRIES INC | Retrofit | PLEASANT HILL | Contra Costa | 94523 | Host Customer is System Owner | [7 empty] | 462 | 42 |  | Drainback |  |  |  | 0.97 | 1 |  | Z12 |  |  |  | 2007048A | 11 | 1 | [5 empty] | FALSE |  |  |  | SunEarth - SETR A503 TTR U + VFS 20-400 |  | SunEarth - SETR A503 TTR U + VFS 20-400 | Pleasant Hill | FALSE | 9.01 |  | 2016-05-20 | 2016-07-18 | 2016-07-14 | 2016-08-01 | 2017-02-14 | 2017-05-03 | 2711 | 12592 | Up-front Payment
SCG-005713 | Commercial Pools | Pool Heating | Gas | Southern California Gas Company | Incentive:Paid | 9065 | 5 |  | 1 | 1834 |  | 1834 |  | 2016-05-30 18:36 | 2016-06-02 | ENERGY SERVICES | New Construction | palm springs | Riverside | 92262 | Host Customer is System Owner | [7 empty] | 547.5 | 36.5 |  | Drainback |  |  |  | 1 | 1 |  | Z15 |  |  |  | 10204-10 | 15 | 1 | [5 empty] | FALSE |  |  |  | SunEarth - SETR A503 TTR U + VFS 20-400 |  | SunEarth - SETR A503 TTR U + VFS 20-400 | PALM SPRINGS | FALSE | 4.94 |  | 2016-05-28 |  | 2016-05-30 | 2016-06-02 | 2016-08-01 | 2016-08-11 | 2991 | 9065 | Up-front Payment
SCG-005715 | Commercial Pools | Pool Heating | Gas | Southern California Gas Company | Incentive:Paid | 8870 | 5 |  | 1 | 1774 |  | 1774 |  | 2016-05-30 18:39 | 2016-06-02 | ENERGY SERVICES | New Construction | palm springs | Riverside | 92262 | Host Customer is System Owner | [7 empty] | 476.102 | 43.282 |  | Drainback |  |  |  | 1 | 1 |  | Z15 |  |  |  | 10204-10 | 11 | 1 | [5 empty] | FALSE |  |  |  | SunEarth - SETR A503 TTR U + VFS 20-400 |  | SunEarth - SETR A503 TTR U + VFS 20-400 | PALM SPRINGS | FALSE | 5.35 |  | 2016-05-28 |  | 2016-05-30 | 2016-06-02 | 2016-08-01 | 2016-08-11 | 2986 | 9495 | Up-front Payment
SCG-005716 | Commercial Pools | Pool Heating | Gas | Southern California Gas Company | Incentive:Paid | 14075 | 5 |  | 1 | 2815 |  | 2815 |  | 2016-05-30 18:40 | 2016-06-02 | ENERGY SERVICES | New Construction | palm springs | Riverside | 92262 | Host Customer is System Owner | [7 empty] | 768 | 48 |  | Drainback |  |  |  | 1 | 1 |  | Z15 |  |  |  | 10204-12 | 16 | 1 | [5 empty] | FALSE |  |  |  | SunEarth - SETR A503 TTR U + VFS 20-400 |  | SunEarth - SETR A503 TTR U + VFS 20-400 | PALM SPRINGS | FALSE | 5.11 |  | 2016-05-28 |  | 2016-05-30 | 2016-06-02 | 2016-08-03 | 2016-08-11 | 2991 | 14380 | Up-front Payment
SCG-005717 | Commercial Pools | Pool Heating | Gas | Southern California Gas Company | Incentive:Paid | 13795 | 5 |  | 1 | 2759 |  | 2759 |  | 2016-05-28 10:00 | 2016-06-02 | ENERGY SERVICES | New Construction | palm desert | Riverside | 92260 | Host Customer is System Owner | [7 empty] | 932.6 | 46.63 |  | Drainback |  |  |  | 1 | 1 |  | Z15 |  |  |  | 10204-12 | 20 | 1 | [5 empty] | FALSE |  |  |  | SunEarth - SETR A503 TTR U + VFS 20-400 |  | SunEarth - SETR A503 TTR U + VFS 20-400 | palm desert | FALSE | 5.33 |  | 2016-05-26 |  | 2016-05-28 | 2016-06-02 | 2016-08-11 | 2016-08-16 | 2984 | 14715 | Up-front Payment
SCG-005718 | Single Family Residential | Domestic Hot Water | Gas | Southern California Gas Company | Incentive:Paid | 8540 | 70 |  | 1 SCG | 122 |  | 122 |  | 2017-01-03 14:25 | 2017-03-16 | THE SOLAR ENERGY COMPANY INC | Retrofit | Santa Barbara | Santa Barbara | 93111 | Host Customer is System Owner | 4 |  | 2001003A | SunEarth, Inc. | SOLARAY | TE40P-80-2G-PV | Indirect Forced Circulation (IF) | 40.9 |  | EP-40 / EP-40-0.75 | Glycol | Advanced Controller with a Thermal Cycling Function | Solar Storage and Auxiliary Tanks are separate | 80 | 1 | 1 | 55 | Z06 | [18 empty] | Santa Barbara County | FALSE | 77.87 |  | 2011-06-01: 2016-05-23; 2011-08-03: 2017-01-03; 2011-09-20: 2017-03-16 | 2777 | 9500 | Up-front Payment
SCG-005721 | Commercial Pools | Pool Heating | Gas | Southern California Gas Company | Incentive:Paid | 6525 | 5 |  | 1 | 1305 |  | 1305 |  | 2016-05-28 09:05 | 2016-06-02 | ENERGY SERVICES | New Construction | palm springs | Riverside | 92262 | Host Customer is System Owner | [7 empty] | 373.04 | 46.63 |  | Drainback |  |  |  | 1 | 1 |  | Z15 |  |  |  | 10204-12 | 8 | 1 | [5 empty] | FALSE | [6 empty] | PALM SPRINGS | FALSE | 5.08 |  | 2016-05-26 |  | 2016-05-28 | 2016-06-02 | 2016-06-23 | 2016-06-27 | 3034 | 6625 | Up-front Payment
SCG-005722 | Commercial Pools | Pool Heating | Gas | Southern California Gas Company | Incentive:Paid | 6515 | 5 |  | 1 | 1303 |  | 1303 |  | 2016-05-28 09:08 | 2016-06-08 | ENERGY SERVICES | New Construction | palm springs | Riverside | 92262 | Host Customer is System Owner | [7 empty] | 373.04 | 46.63 |  | Drainback |  |  |  | 1 | 1 |  | Z15 |  |  |  | 10204-12 | 8 | 1 | [5 empty] | FALSE | [6 empty] | PALM SPRINGS | FALSE | 5.08 |  | 2016-05-26 |  | 2016-05-28 | 2016-06-08 | 2016-06-23 | 2016-06-27 | 3034 | 6625 | Up-front Payment
SCG-005723 | Commercial Pools | Pool Heating | Gas | Southern California Gas Company | Incentive:Paid | 6515 | 5 |  | 1 | 1303 |  | 1303 |  | 2016-05-28 09:10 | 2016-06-01 | ENERGY SERVICES | New Construction | palm springs | Riverside | 92262 | Host Customer is System Owner | [7 empty] | 373.04 | 46.63 |  | Drainback |  |  |  | 1 | 1 |  | Z15 |  |  |  | 10204-12 | 8 | 1 | [5 empty] | FALSE | [6 empty] | PALM SPRINGS | FALSE | 5.08 |  | 2016-05-26 |  | 2016-05-28 | 2016-06-01 | 2016-06-23 | 2016-06-27 | 3034 | 6625 | Up-front Payment
SCG-005724 | Commercial Pools | Pool Heating | Gas | Southern California Gas Company | Incentive:Paid | 6515 | 5 |  | 1 | 1303 |  | 1303 |  | 2016-05-28 09:12 | 2016-06-01 | ENERGY SERVICES | New Construction | palm springs | Riverside | 92262 | Host Customer is System Owner | [7 empty] | 373.04 | 46.63 |  | Drainback |  |  |  | 1 | 1 |  | Z15 |  |  |  | 10204-12 | 8 | 1 | [5 empty] | FALSE | [6 empty] | PALM SPRINGS | FALSE | 5.08 |  | 2016-05-26 |  | 2016-05-28 | 2016-06-01 | 2016-06-23 | 2016-06-27 | 3034 | 6625 | Up-front Payment
PGE-005725 | Single Family Residential | Domestic Hot Water | Gas | Pacific Gas and Electric | Incentive:Paid | 2658 | 29.85 |  | 1 | 108 |  | 89 |  | 2016-05-25 14:36 | 2016-06-10 | AZTEC SOLAR INC | Retrofit | Sacramento | Sacramento | 95819 | Host Customer is System Owner | 2 |  | 30003808 | Solahart Industries | Solahart | ASG 302J & ASG 302J FREE HEAT | Indirect Thermosyphon (IT) | 43.12 |  | J | Glycol | Advanced Controller with a Vacation or Holiday Mode | Solar Storage and Auxiliary Tanks are separate | 80 | 0.97 | 0.85 | 35 | Z12 | [18 empty] | City of Sacramento | FALSE | 88.31 |  | 2016-05-24 | 2016-05-27 |  |  | 2016-05-25 | 2016-06-10 | 3009 | 9537 | Up-front Payment
SCG-005726 | Commercial Pools | Pool Heating | Gas | Southern California Gas Company | Incentive:Paid | 8985 | 5 |  | 1 | 1797 |  | 1797 |  | 2016-08-06 17:08 | 2016-08-10 | GO GREEN SOLAR SOLUTIONS INC | Retrofit | Thousand Oaks | Ventura | 91360 | Host Customer is System Owner | [7 empty] | 741.994 | 25.586 |  | Drainback |  |  |  | 1 | 1 |  | Z09 |  |  |  | 10001884 | 29 | 1 | [5 empty] | FALSE |  |  |  | Badger 3050 Series |  | Badger 3050 Series | Thousand Oaks | FALSE | 7.42 |  | 2016-07-19 |  | 2016-08-06 | 2016-08-10 | 2017-01-12 | 2017-01-24 | 2827 | 13330 | Up-front Payment
SCG-005728 | Commercial Pools | Pool Heating | Gas | Southern California Gas Company | Incentive:Paid | 11830 | 5 |  | 1 | 2366 |  | 2366 |  | 2016-06-02 14:43 | 2016-06-06 | ENERGY SERVICES | New Construction | palm springs | Riverside | 92262 | Host Customer is System Owner | [7 empty] | 746.08 | 46.63 |  | Drainback |  |  |  | 1 | 1 |  | Z15 |  |  |  | 10204-12 | 16 | 1 | [5 empty] | FALSE |  |  |  | SunEarth - SETR A503 TTR U + VFS 20-400 |  | SunEarth - SETR A503 TTR U + VFS 20-400 | PALM SPRINGS | FALSE | 5.04 |  | 2016-06-02 |  | 2016-06-02 | 2016-06-06 | 2016-07-14 | 2016-07-18 | 3012 | 11930 | Up-front Payment
SCG-005729 | Single Family Residential | Domestic Hot Water | Gas | Southern California Gas Company | Incentive:Paid | 10238 | 70 |  | 1 SCG | 156 |  | 148 |  | 2016-05-27 07:50 | 2016-05-31 | ALL VALLEY SOLAR INC | Retrofit | Winnetka | Winnetka | 91306 | Owner/Tenant | 4 |  | 2001028G | SunEarth, Inc. | CASCADE | EPRD-64-80-2G | Indirect Forced Circulation (IF) | 65.67 |  | EP-32 / EP-32-0.75 | Automatic Drainback |  | Solar Storage and Auxiliary Tanks are separate | 80 | 1 | 0.95 | 55 | Z09 | [18 empty] | LADBS | FALSE | 66.03 |  | 2011-06-01: 2016-05-25; 2011-08-03: 2016-05-27; 2011-09-20: 2016-05-31 | 3064 | 10300 | Up-front Payment
SCG-005730 | Commercial Pools | Pool Heating | Gas | Southern California Gas Company | Incentive:Paid | 5826 | 5 |  | 1 | 1177 |  | 1165 |  | 2016-05-25 16:52 | 2016-05-26 | SUNTREK INDUSTRIES INC | Retrofit | Whittier | Los Angeles | 90601 | Host Customer is System Owner | [7 empty] | 360 | 40 |  | Drainback |  |  |  | 0.99 | 1 |  | Z09 |  |  |  | 2007048A | 9 | 1 | [5 empty] | FALSE | [6 empty] | City of Whittier | FALSE | 7.88 |  | 2016-05-25 |  | 2016-05-25 | 2016-05-26 | 2016-06-29 | 2016-07-01 | 3020 | 9280 | Up-front Payment
SCG-005732 | Commercial Pools | Pool Heating | Gas | Southern California Gas Company | Incentive:Paid | 10600 | 5 |  | 1 | 2220 |  | 2220 |  | 2016-05-30 18:42 | 2016-06-02 | ENERGY SERVICES | New Construction | palm springs | Riverside | 92264 | Host Customer is System Owner | [7 empty] | 707.22 | 39.29 |  | Drainback |  |  |  | 1 | 1 |  | Z15 |  |  |  | 10204-10 | 18 | 1 | [5 empty] | FALSE |  |  |  | SunEarth - SETR A503 TTR U + VFS 20-400 |  | SunEarth - SETR A503 TTR U + VFS 20-400 | PALM SPRINGS | FALSE | 4.77 |  | 2016-05-28 |  | 2016-05-30 | 2016-06-02 | 2016-10-16 | 2016-11-02 | 2902 | 10600 | Up-front Payment
SCG-005733 | Commercial Pools | Pool Heating | Gas | Southern California Gas Company | Incentive:Canceled | 10705 | 5 |  | 1 | 2141 |  | 2141 |  | 2016-05-30 18:44 | 2016-06-15 | ENERGY SERVICES | New Construction | palm springs | Riverside | 92264 | Host Customer is System Owner | [7 empty] | 667.93 | 39.29 |  | Drainback |  |  |  | 1 | 1 |  | Z15 |  |  |  | 10204-10 | 17 | 1 | [5 empty] | FALSE |  |  |  | SunEarth - SETR A503 TTR U + VFS 20-400 |  | SunEarth - SETR A503 TTR U + VFS 20-400 |  | FALSE | 5.05 |  | 2011-06-01: 2016-05-28; 2011-06-23: 2016-05-30; 2011-07-01: 2016-06-15 | 3055 | 10805 | Up-front Payment
SCG-005734 | Commercial Pools | Pool Heating | Gas | Southern California Gas Company | Incentive:Canceled | 10705 | 5 |  | 1 | 2141 |  | 2141 |  | 2016-05-30 18:46 | 2016-06-02 | ENERGY SERVICES | New Construction | palm springs | Riverside | 92264 | Host Customer is System Owner | [7 empty] | 667.93 | 39.29 |  | Drainback |  |  |  | 1 | 1 |  | Z15 |  |  |  | 10204-10 | 17 | 1 | [5 empty] | FALSE |  |  |  | SunEarth - SETR A503 TTR U + VFS 20-400 |  | SunEarth - SETR A503 TTR U + VFS 20-400 |  | FALSE | 5.05 |  | 2011-06-01: 2016-05-28; 2011-06-23: 2016-05-30; 2011-07-01: 2016-06-02 | 3068 | 10805 | Up-front Payment
SCG-005735 | Commercial Pools | Pool Heating | Gas | Southern California Gas Company | Incentive:Canceled | 10705 | 5 |  | 1 | 2141 |  | 2141 |  | 2016-05-30 18:48 | 2016-06-02 | ENERGY SERVICES | New Construction | palm springs | Riverside | 92264 | Host Customer is System Owner | [7 empty] | 667.93 | 39.29 |  | Drainback |  |  |  | 1 | 1 |  | Z15 |  |  |  | 10204-10 | 17 | 1 | [5 empty] | FALSE |  |  |  | SunEarth - SETR A503 TTR U + VFS 20-400 |  | SunEarth - SETR A503 TTR U + VFS 20-400 |  | FALSE | 5.05 |  | 2011-06-01: 2016-05-28; 2011-06-23: 2016-05-30; 2011-07-01: 2016-06-02 | 3068 | 10805 | Up-front Payment
SCG-005736 | Commercial Pools | Pool Heating | Gas | Southern California Gas Company | Incentive:Canceled | 10705 | 5 |  | 1 | 2141 |  | 2141 |  | 2016-05-30 18:50 | 2016-06-02 | ENERGY SERVICES | New Construction | palm springs | Riverside | 92264 | Host Customer is System Owner | [7 empty] | 667.93 | 39.29 |  | Drainback |  |  |  | 1 | 1 |  | Z15 |  |  |  | 10204-10 | 17 | 1 | [5 empty] | FALSE |  |  |  | SunEarth - SETR A503 TTR U + VFS 20-400 |  | SunEarth - SETR A503 TTR U + VFS 20-400 |  | FALSE | 5.05 |  | 2011-06-01: 2016-05-28; 2011-06-23: 2016-05-30; 2011-07-01: 2016-06-02 | 3068 | 10805 | Up-front Payment
SCG-005737 | Commercial Pools | Pool Heating | Gas | Southern California Gas Company | Incentive:Canceled | 10705 | 5 |  | 1 | 2141 |  | 2141 |  | 2016-05-30 18:51 | 2016-06-02 | ENERGY SERVICES | New Construction | palm springs | Riverside | 92264 | Host Customer is System Owner | [7 empty] | 667.93 | 39.29 |  | Drainback |  |  |  | 1 | 1 |  | Z15 |  |  |  | 10204-10 | 17 | 1 | [5 empty] | FALSE | [7 empty] | FALSE | 5.05 |  | 2011-06-01: 2016-05-28; 2011-06-23: 2016-05-30; 2011-07-01: 2016-06-02 | 3068 | 10805 | Up-front Payment
SCG-005738 | Commercial Pools | Pool Heating | Gas | Southern California Gas Company | Incentive:Paid | 13930 | 5 |  | 1 | 2786 |  | 2786 |  | 2016-05-28 10:02 | 2016-06-01 | ENERGY SERVICES | New Construction | palm desert | Riverside | 92260 | Host Customer is System Owner | [7 empty] | 932.6 | 46.63 |  | Drainback |  |  |  | 1 | 1 |  | Z15 |  |  |  | 10204-12 | 20 | 1 | [5 empty] | FALSE |  |  |  | SunEarth - SETR A503 TTR U + VFS 20-400 |  | SunEarth - SETR A503 TTR U + VFS 20-400 | palm desert | FALSE | 5.54 |  | 2016-05-26 | 2016-08-26 | 2016-05-28 | 2016-06-01 | 2016-08-11 | 2016-08-26 | 2979 | 15440 | Up-front Payment
PGE-005739 | Commercial/Multifamily Residential | Domestic Hot Water | Gas | Pacific Gas and Electric | Incentive:Paid | 19261 | 20.19 |  | 1 | 954 |  | 954 |  | 2016-06-02 11:24 | 2016-06-06 | SUN LIGHT & POWER | New Construction | LIVERMORE | Alameda | 94551 | Host Customer is System Owner | [7 empty] | 257.76 | 32.22 |  | Glycol | Pressure Stagnation Protection (PSP) | Solar Storage and Auxiliary Tanks are separate |  | 1 | 1 | 1620 | Z03 | 108 | Units | Hotels/Motels | 2010115D | 8 | 1 | 357 | 3 | 390 | 3 | 1499700 | TRUE | 130 | 120 |  |  |  |  | City of Livermore | FALSE | 53.99 |  | 2016-06-01 | 2017-07-05 | 2016-06-02 | 2016-06-06 | 2017-06-21 | 2017-07-26 | 2637 | 51511 | Up-front Payment
PGE-005741 | Commercial/Multifamily Residential | Domestic Hot Water | Gas | Pacific Gas and Electric | Incentive:Canceled | 137615 | 20.19 |  | 1 | 7100 |  | 6816 |  | 2016-05-27 12:34 | 2016-06-07 | SUN LIGHT & POWER | New Construction | MILPITAS | Santa Clara | 95035 | Host Customer is System Owner | [7 empty] | 1928.16 | 40.17 |  | Glycol | Pressure Stagnation Protection (PSP) | Solar Storage and Auxiliary Tanks are separate |  | 0.96 | 1 | 7030 | Z04 | 190 | Units | Apartments/Condos | 2010115A | 48 | 2 | 2880 | 1 | 480 | 4 | 1200000 | TRUE | 140 | 125 | [5 empty] | FALSE | 30.96 |  | 2016-05-27 | 2016-06-03 | 2016-05-27 | 2016-06-07 |  |  | 3063 | 219841 | Up-front Payment
SDG-005742 | Low Income Multifamily Residential | Domestic Hot Water | Gas | San Diego Gas and Electric | Incentive:Paid | 259752 | 24.89 |  | 1 | 10436 |  | 10436 |  | 2016-06-03 17:03 | 2016-06-20 | CALIFORNIA SOLAR INTEGRATORS INC | New Construction | San Diego | San Diego | 92101 | Host Customer is System Owner | [7 empty] | 2825.55 | 40.95 |  | Glycol | Steam Back | Solar Storage and Auxiliary Tanks are separate |  | 1 | 1 | 7175 | Z07 | 205 | Units | Apartments/Condos | TRB-40 | 69 | 1 | 4350 | 3 | 700 | 1 | 1000000 | TRUE | 120 | 140 |  | SunEarth - SETR A503 TTR U + VFS 20-400 |  | SunEarth - SETR A503 TTR U + VFS 20-400 | City of San Diego | FALSE | 38.71 |  | 2016-06-02 | 2016-06-07 | 2016-06-03 | 2016-06-20 | 2017-03-29 | 2017-06-13 | 2599 | 403926 | Up-front Payment
PGE-005743 | Commercial/Multifamily Residential | Domestic Hot Water | Gas | Pacific Gas and Electric | Incentive:Canceled | 137615 | 20.19 |  | 1 | 7100 |  | 6816 |  | 2016-05-27 12:34 | 2016-06-07 | SUN LIGHT & POWER | New Construction | Milpitas | Santa Clara | 95035 | Host Customer is System Owner | [7 empty] | 1928.16 | 40.17 |  | Glycol | Pressure Stagnation Protection (PSP) | Solar Storage and Auxiliary Tanks are separate |  | 0.96 | 1 | 7030 | Z04 | 190 | Units | Apartments/Condos | 2010115A | 48 | 2 | 2880 | 1 | 480 | 4 | 1200000 | TRUE | 140 | 125 | [5 empty] | FALSE | 30.96 |  | 2016-05-27 | 2016-06-03 | 2016-05-27 | 2016-06-07 |  |  | 3064 | 219841 | Up-front Payment
PGE-005744 | Low Income Multifamily Residential | Domestic Hot Water | Gas | Pacific Gas and Electric | Incentive:Paid | 70474 | 24.89 |  | 1 | 2860 |  | 2831 |  | 2016-07-27 10:34 | 2016-08-26 | SUN LIGHT & POWER | Retrofit | SAN FRANCISCO | San Francisco | 94102 | Host Customer is System Owner | [7 empty] | 843.57 | 40.17 |  | Glycol | Pressure Stagnation Protection (PSP) | Solar Storage and Auxiliary Tanks are separate |  | 0.99 | 1 | 3737 | Z03 | 101 | Units | Apartments/Condos | 2010116A | 21 | 2 | 1450 | 1 | 350 | 1 | 1200000 | TRUE | 130 | 120 |  | Heliodyne - Delta-T Pro Ethernet |  | Heliodyne - Delta-T Pro Ethernet | City and County of San Francisco | FALSE | 55.82 |  | 2016-07-11 | 2016-08-02 | 2016-07-27 | 2016-08-26 | 2018-01-23 | 2018-01-25 | 2430 | 159655 | Up-front Payment
PGE-005745 | Commercial/Multifamily Residential | Domestic Hot Water | Gas | Pacific Gas and Electric | Incentive:Paid | 137082 | 20.19 |  | 1 | 7544 |  | 7469 |  | 2016-08-24 14:15 | 2016-09-19 | SUN LIGHT & POWER | New Construction | San Jose | Santa Clara | 95112 | Host Customer is System Owner | [7 empty] | 2088.84 | 40.17 |  | Glycol | Pressure Stagnation Protection (PSP) | Solar Storage and Auxiliary Tanks are separate |  | 0.99 | 1 | 7035 | Z04 | 201 | Units | Apartments/Condos | 2010115A | 52 | 2 | 3200 | 1 | 300 | 1 | 3200000 | TRUE | 130 | 120 |  | Heliodyne - Delta-T Pro Ethernet |  | Heliodyne - Delta-T Pro Ethernet | City of San Jose | FALSE | 44.06 |  | 2016-06-03 | 2016-08-29 | 2016-08-24 | 2016-09-19 | 2018-03-08 | 2018-04-17 | 2367 | 332361.5 | Up-front Payment
SCG-005747 | Single Family Residential | Domestic Hot Water | Gas | Southern California Gas Company | Incentive:Paid | 10238 | 70 |  | 1 SCG | 152 |  | 152 |  | 2016-05-31 08:33 | 2016-06-01 | ALL VALLEY SOLAR INC | Retrofit | Chino | Chino | 91710 | Host Customer is System Owner | 4 |  | 30003887 | Rheem Water Heaters | Rheem Solpak | RS65-40BP-TG | Indirect Forced Circulation (IF) | 40.9 |  | RS40-BP | Glycol | Advanced Controller with a Vacation or Holiday Mode | Solar Storage with Tankless Auxiliary Water Heater | 65 | 1 | 1 | 55 | Z10 | [18 empty] | County of San Bernardino | FALSE | 68.29 |  | 2011-06-01: 2016-05-27; 2011-08-03: 2016-05-31; 2011-09-20: 2016-06-01 | 3064 | 10380 | Up-front Payment
SCG-005748 | Single Family Residential | Domestic Hot Water | Gas | Southern California Gas Company | Incentive:Paid | 1903 | 29.85 |  | 1 | 75 |  | 64 |  | 2016-07-29 16:26 | 2016-08-05 | ZERO ENERGY CONTRACTING INC | Retrofit | Pasadena | Los Angeles | 91104 | Host Customer is System Owner | 4 |  | 2012012B | GREENoneTEC Solarindustrie GmbH | SOLPAL (formerly Solcrafte) | SOLPAL L-G | Direct Integral Collector Storage (DI) | 26.11 |  | Solpal L |  |  | Solar Storage and Auxiliary Tanks are separate | 51 | 1 | 0.85 | 55 | Z09 | [18 empty] | Pasadena | FALSE | 133.07 |  | 2011-06-01: 2016-05-27; 2011-08-03: 2016-07-29; 2011-09-20: 2016-08-05 | 2987 | 9980 | Up-front Payment
SCG-005750 | Single Family Residential | Domestic Hot Water | Gas | Southern California Gas Company | Incentive:Paid | 2239 | 29.85 |  | 1 | 75 |  | 75 |  | 2016-06-21 13:10 | 2016-06-27 | ZERO ENERGY CONTRACTING INC | Retrofit | Sherman Oaks | Los Angeles | 91403 | Host Customer is System Owner | 3 |  | 2012012B | GREENoneTEC Solarindustrie GmbH | SOLPAL (formerly Solcrafte) | SOLPAL L-G | Direct Integral Collector Storage (DI) | 26.11 |  | Solpal L |  |  | Solar Storage and Auxiliary Tanks are separate | 51 | 1 | 1 | 45 | Z09 | [18 empty] | Los Angeles | FALSE | 133.07 |  | 2011-06-01: 2016-05-27; 2011-08-03: 2016-06-21; 2011-09-20: 2016-06-27 | 3034 | 9980 | Up-front Payment
SCG-005751 | Single Family Residential | Domestic Hot Water | Gas | Southern California Gas Company | Incentive:Paid | 1791 | 29.85 |  | 1 | 75 |  | 60 |  | 2016-06-06 17:39 | 2016-06-22 | ZERO ENERGY CONTRACTING INC | Retrofit | Sherman Oaks | Los Angeles | 91403 | Host Customer is System Owner | 2 |  | 2012012B | GREENoneTEC Solarindustrie GmbH | SOLPAL (formerly Solcrafte) | SOLPAL L-G | Direct Integral Collector Storage (DI) | 26.11 |  | Solpal L |  |  | Solar Storage and Auxiliary Tanks are separate | 51 | 1 | 0.8 | 35 | Z09 | [18 empty] | Los Angeles | FALSE | 133.07 |  | 2011-06-01: 2016-05-27; 2011-08-03: 2016-06-06; 2011-09-20: 2016-06-22 | 3034 | 9980 | Up-front Payment
SCG-005752 | Commercial Pools | Pool Heating | Gas | Southern California Gas Company | Incentive:Paid | 9420 | 5 |  | 1 | 2228 |  | 2228 |  | 2016-06-14 17:59 | 2016-06-16 | ENERGY SERVICES | New Construction | palm springs | Riverside | 92264 | Host Customer is System Owner | [7 empty] | 792.71 | 46.63 |  | Drainback |  |  |  | 1 | 1 |  | Z15 |  |  |  | 10204-12 | 17 | 1 | [5 empty] | FALSE |  |  |  | SunEarth - SETR A503 TTR U + VFS 20-400 |  | SunEarth - SETR A503 TTR U + VFS 20-400 | PALM SPRINGS | FALSE | 4.23 |  | 2016-06-12 |  | 2016-06-14 | 2016-06-16 | 2016-07-09 | 2016-08-01 | 3004 | 9420 | Up-front Payment
SCG-005753 | Single Family Residential | Domestic Hot Water | Gas | Southern California Gas Company | Incentive:Paid | 2239 | 29.85 |  | 1 | 75 |  | 75 |  | 2016-06-01 17:44 | 2016-06-22 | ZERO ENERGY CONTRACTING INC | Retrofit | Valley Village | Los Angeles | 91607 | Host Customer is System Owner | 3 |  | 2012012B | GREENoneTEC Solarindustrie GmbH | SOLPAL (formerly Solcrafte) | SOLPAL L-G | Direct Integral Collector Storage (DI) | 26.11 |  | Solpal L |  |  | Solar Storage and Auxiliary Tanks are separate | 51 | 1 | 1 | 45 | Z09 | [18 empty] | Los Angeles | FALSE | 133.07 |  | 2011-06-01: 2016-05-27; 2011-08-03: 2016-06-01; 2011-09-20: 2016-06-22 | 3034 | 9980 | Up-front Payment
SCG-005754 | Single Family Residential | Domestic Hot Water | Gas | Southern California Gas Company | Incentive:Paid | 1404 | 29.85 |  | 1 | 66 |  | 47 |  | 2016-06-21 12:41 | 2016-06-28 | ZERO ENERGY CONTRACTING INC | Retrofit | Valley Village | Los Angeles | 91607 | Host Customer is System Owner | 4 |  | 30003825 | SunEarth, Inc. | CopperHeart | CP-40G | Direct Integral Collector Storage (DI) | 24.96 |  | CP-40 |  |  | Solar Storage and Auxiliary Tanks are separate | 40 | 0.95 | 0.75 | 55 | Z09 | [18 empty] | Los Angeles | FALSE | 151.21 |  | 2011-06-01: 2016-05-27; 2011-08-03: 2016-06-21; 2011-09-20: 2016-06-28 | 3034 | 9980 | Up-front Payment
SCG-005756 | Single Family Residential | Domestic Hot Water | Gas | Southern California Gas Company | Incentive:Paid | 8500 | 70 |  | 1 SCG | 134 |  | 134 |  | 2016-06-17 12:41 | 2016-06-30 | ENVIRONMENTAL SOLAR DESIGN INC | Retrofit | Tarzana | Tarzana | 91356 | Host Customer is System Owner | 3 |  | 2001001A | SunEarth, Inc. | SOLARAY | TE40P-80-2G | Indirect Forced Circulation (IF) | 40.9 |  | EP-40 / EP-40-0.75 | Glycol | Advanced Controller with a Vacation or Holiday Mode | Solar Storage and Auxiliary Tanks are separate | 80 | 1 | 1 | 45 | Z09 | [18 empty] | City of Los Angeles | FALSE | 63.43 |  | 2011-06-01: 2016-05-31; 2011-08-03: 2016-06-17; 2011-09-20: 2016-06-30 | 3034 | 8500 | Up-front Payment
SDG-005757 | Low Income Multifamily Residential | Domestic Hot Water | Gas | San Diego Gas and Electric | Incentive:Canceled | 131046 | 24.89 |  | 1 | 5265 |  | 5265 |  | 2017-06-19 08:40 | 2017-08-10 | ADROIT ENERGY INC | New Construction | Oceanside | Oceanside | 92058 | Host Customer is System Owner | [7 empty] | 1575.84 | 32.83 |  | Glycol | Steam Back | Solar Storage and Auxiliary Tanks are separate |  | 1 | 1 | 5106 | Z07 | 138 | Units | Apartments/Condos | 10001804 | 48 | 1 | 2500 | 1 | 500 | 1 | 499000 | TRUE | 130 | 130 | [5 empty] | FALSE | 36.95 |  | 2016-05-31 | 2017-06-22 | 2017-06-19 | 2017-08-10 |  |  | 2634 | 194537 | Up-front Payment
SCG-005759 | Single Family Residential | Domestic Hot Water | Gas | Southern California Gas Company | Incentive:Paid | 1903 | 29.85 |  | 1 | 75 |  | 64 |  | 2016-06-29 11:11 | 2016-07-11 | ZERO ENERGY CONTRACTING INC | Retrofit | Whittier | Los Angeles | 90606 | Host Customer is System Owner | 4 |  | 2012012B | GREENoneTEC Solarindustrie GmbH | SOLPAL (formerly Solcrafte) | SOLPAL L-G | Direct Integral Collector Storage (DI) | 26.11 |  | Solpal L |  |  | Solar Storage and Auxiliary Tanks are separate | 51 | 1 | 0.85 | 55 | Z09 | [18 empty] | Los Angeles | FALSE | 133.07 |  | 2011-06-01: 2016-06-01; 2011-08-03: 2016-06-29; 2011-09-20: 2016-07-11 | 3019 | 9980 | Up-front Payment
SCG-005761 | Single Family Residential | Domestic Hot Water | Gas | Southern California Gas Company | Incentive:Paid | 1903 | 29.85 |  | 1 | 75 |  | 64 |  | 2016-06-21 12:52 | 2016-07-13 | ZERO ENERGY CONTRACTING INC | Retrofit | Covina | Los Angeles | 91723 | Host Customer is System Owner | 3 |  | 2012012B | GREENoneTEC Solarindustrie GmbH | SOLPAL (formerly Solcrafte) | SOLPAL L-G | Direct Integral Collector Storage (DI) | 26.11 |  | Solpal L |  |  | Solar Storage and Auxiliary Tanks are separate | 51 | 1 | 0.85 | 45 | Z09 | [18 empty] | Covina | FALSE | 133.07 |  | 2011-06-01: 2016-06-02; 2011-08-03: 2016-06-21; 2011-09-20: 2016-07-13 | 3019 | 9980 | Up-front Payment
SCG-005762 | Single Family Residential | Domestic Hot Water | Gas | Southern California Gas Company | Incentive:Paid | 8690 | 70 |  | 1 SCG | 134 |  | 134 |  | 2016-08-25 15:49 | 2016-08-26 | ENVIRONMENTAL SOLAR DESIGN INC | Retrofit | Altadena | Altadena | 91001 | Host Customer is System Owner | 2 |  | 2001001A | SunEarth, Inc. | SOLARAY | TE40P-80-2G | Indirect Forced Circulation (IF) | 40.9 |  | EP-40 / EP-40-0.75 | Glycol | Advanced Controller with a Vacation or Holiday Mode | Solar Storage and Auxiliary Tanks are separate | 80 | 1 | 1 | 35 | Z09 | [18 empty] | Los Angeles County | FALSE | 64.85 |  | 2011-06-01: 2016-06-02; 2011-08-03: 2016-08-25; 2011-09-20: 2016-08-26 | 2971 | 8690 | Up-front Payment
PGE-005763 | Low Income Single Family Residential | Domestic Hot Water | Gas | Pacific Gas and Electric | Incentive:Paid | 4612 | 36.9 |  | 1 | 147 |  | 140 |  | 2016-08-19 10:16 | 2016-09-08 | MERCED COUNTY COMMUNITY ACTION BOARD | Retrofit | MERCED | Merced | 95341 | Host Customer is System Owner | 5 |  | 2010017C | Alternate Energy Technologies | EAGLESUN | DBS-G2-80-64 | Indirect Forced Circulation (IF) | 65.34 |  | MSC-32 | Automatic Drainback | Drainback (Water) | Solar Storage and Auxiliary Tanks are separate | 80 | 1 | 0.95 | 65 | Z12 | [18 empty] | CITY OF MERCED | FALSE | 31.38 |  | 2016-06-02 | 2016-08-26 |  |  | 2016-08-19 | 2016-09-08 | 2951 | 4613.04 | Up-front Payment
SCG-005764 | Single Family Residential | Domestic Hot Water | Gas | Southern California Gas Company | Incentive:Paid | 5600 | 70 |  | 1 SCG | 129 |  | 129 |  | 2016-06-06 09:10 | 2016-06-13 | SUNTREK INDUSTRIES INC | Retrofit | Fullerton | Orange | 92831 | Host Customer is System Owner | 4 |  | 2011079A | Apricus Inc. | APSS_CLOSED_AP30_FTB-3_STD-G | APSS_CLOSED_AP30_FTB-3_STD-G | Indirect Forced Circulation (IF) | 44.76 |  | AP-30 | Glycol | Advanced Controller with a Vacation or Holiday Mode | Solar Storage and Auxiliary Tanks are separate | 80 | 1 | 1 | 55 | Z08 | [18 empty] | City of Fullerton | FALSE | 62.02 |  | 2011-06-01: 2016-06-03; 2011-08-03: 2016-06-06; 2011-09-20: 2016-06-13 | 3046 | 8000 | Up-front Payment
SDG-005765 | Commercial/Multifamily Residential | Domestic Hot Water | Gas | San Diego Gas and Electric | Incentive:Paid | 1696 | 20.19 |  | 1 | 84 |  | 84 |  | 2017-07-10 10:20 | 2017-10-03 | SECURE ROOFING & SOLAR INC | Retrofit | San Diego | San Diego | 92105 | Host Customer is System Owner |  |  | 30004078 | GREENoneTEC Solarindustrie GmbH | Solpal Plus | Solpal Plus L-G | Direct Integral Collector Storage (DI) | 25.66 |  | Solpal Plus L |  |  | Solar Storage and Auxiliary Tanks are separate | 51 | 1 | 1 | 0 | Z07 | [11 empty] | FALSE | [6 empty] | City OF San Diego | FALSE | 55.09 |  | 2016-06-03 | 2017-09-15 | 2017-07-10 | 2017-10-03 | 2017-11-08 | 2017-12-13 | 2489 | 4627.5 | Up-front Payment
PGE-005766 | Low Income Single Family Residential | Domestic Hot Water | Gas | Pacific Gas and Electric | Incentive:Paid | 5131 | 36.9 |  | 1 | 149 |  | 146 |  | 2016-08-25 08:13 | 2016-08-29 | MERCED COUNTY COMMUNITY ACTION BOARD | Retrofit | MADERA | Madera | 93638 | Host Customer is System Owner | 4 |  | 2010017C | Alternate Energy Technologies | EAGLESUN | DBS-G2-80-64 | Indirect Forced Circulation (IF) | 65.34 |  | MSC-32 | Automatic Drainback |  | Solar Storage and Auxiliary Tanks are separate | 80 | 0.98 | 1 | 55 | Z13 | [18 empty] | CITY OF MADERA | FALSE | 34.44 |  | 2011-06-01: 2016-06-03; 2011-08-03: 2016-08-25; 2011-09-20: 2016-08-29 | 2951 | 5131.21 | Up-front Payment
SCG-005768 | Single Family Residential | Domestic Hot Water | Gas | Southern California Gas Company | Incentive:Paid | 5110 | 70 |  | 1 SCG | 73 |  | 73 |  | 2016-06-07 12:16 | 2016-06-22 | ZERO ENERGY CONTRACTING INC | Retrofit | Santa Ana | Orange | 92705 | Host Customer is System Owner | 2 |  | 2012012B | GREENoneTEC Solarindustrie GmbH | SOLPAL (formerly Solcrafte) | SOLPAL L-G | Direct Integral Collector Storage (DI) | 26.11 |  | Solpal L |  |  | Solar Storage and Auxiliary Tanks are separate | 51 | 1 | 1 | 35 | Z08 | [18 empty] | Orange County | FALSE | 136.71 |  | 2011-06-01: 2016-06-03; 2011-08-03: 2016-06-07; 2011-09-20: 2016-06-22 | 3034 | 9980 | Up-front Payment
SCG-005770 | Commercial Pools | Pool Heating | Gas | Southern California Gas Company | Incentive:Paid | 7388 | 5 |  | 1 | 1679 |  | 1478 |  | 2016-07-08 12:57 | 2016-07-11 | SUNTREK INDUSTRIES INC | Retrofit | Palm Springs | Riverside | 92264 | Host Customer is System Owner | [7 empty] | 468 | 29.25 |  | Drainback |  |  |  | 0.88 | 1 |  | Z15 |  |  |  | 2007048A | 16 | 1 | [5 empty] | FALSE |  |  |  | SunEarth - SETR A503 TTR U + VFS 20-400 |  | SunEarth - SETR A503 TTR U + VFS 20-400 | Palm Springs | FALSE | 9.29 |  | 2016-06-06 |  | 2016-07-08 | 2016-07-11 | 2016-08-25 | 2016-08-29 | 2971 | 15600 | Up-front Payment
SCG-005771 | Commercial Pools | Pool Heating | Gas | Southern California Gas Company | Incentive:Paid | 3588 | 5 |  | 1 | 780 |  | 718 |  | 2016-06-16 14:56 | 2016-06-22 | SUNTREK INDUSTRIES INC | Retrofit | Irvine | Orange | 92620 | Host Customer is System Owner | [7 empty] | 591.997 | 25.739 |  | Manual Drainback |  |  |  | 0.92 | 1 |  | Z08 |  |  |  | 2007048A | 23 | 1 | [5 empty] | FALSE |  |  |  | SunEarth - SETR A503 TTR U + VFS 20-400 |  | SunEarth - SETR A503 TTR U + VFS 20-400 | Irvine | FALSE | 16.78 |  | 2016-06-06 |  | 2016-06-16 | 2016-06-22 | 2016-12-05 | 2016-12-09 | 2868 | 13090 | Up-front Payment
PGE-005772 | Commercial/Multifamily Residential | Domestic Hot Water | Gas | Pacific Gas and Electric | Incentive:Canceled | 69171 | 20.19 |  | 1 | 3426 |  | 3426 |  | 2016-06-07 10:38 | 2016-06-21 | ADROIT ENERGY INC | New Construction | San Francisco | San Francisco | 94124 | Host Customer is System Owner | [7 empty] | 883.74 | 40.17 |  | Glycol | Pressure Stagnation Protection (PSP) | Solar Storage and Auxiliary Tanks are separate |  | 1 | 1 | 3534 | Z03 | 93 | Units | Apartments/Condos | 2010115A | 22 | 1 | 1450 | 1 | 400 | 1 | 1500000 | TRUE | 130 | 130 | [5 empty] | FALSE | 48.42 |  | 2016-06-06 | 2016-06-07 | 2016-06-07 | 2016-06-21 |  |  | 3049 | 165900 | Up-front Payment
SCG-005773 | Single Family Residential | Domestic Hot Water | Gas | Southern California Gas Company | Incentive:Paid | 8911 | 70 |  | 1 SCG | 134 |  | 127 |  | 2016-07-02 23:54 | 2016-07-18 | DOCTOR PIPER INC | Retrofit | manhattan beach | Los Angeles | 90266 | Host Customer is System Owner | 3 |  | 2009036H | Heliodyne, Inc. | HELIOPAK | HPAK 016 2 406 G 80 ACD Z | Indirect Forced Circulation (IF) | 53.88 |  | 406 001 | Glycol | Steam Back | Solar Storage and Auxiliary Tanks are separate | 80 | 1 | 0.95 | 45 | Z06 | [18 empty] | City of Manhattan Beach | FALSE | 77.24 |  | 2011-06-01: 2016-06-06; 2011-08-03: 2016-07-02; 2011-09-20: 2016-07-18 | 3011 | 10350 | Up-front Payment
SCG-005774 | Single Family Residential | Domestic Hot Water | Gas | Southern California Gas Company | Incentive:Paid | 8540 | 70 |  | 1 SCG | 122 |  | 122 |  | 2016-12-28 16:53 | 2017-04-04 | THE SOLAR ENERGY COMPANY INC | Retrofit | Camarillo | Ventura | 93010 | Host Customer is System Owner | 2 |  | 2001003A | SunEarth, Inc. | SOLARAY | TE40P-80-2G-PV | Indirect Forced Circulation (IF) | 40.9 |  | EP-40 / EP-40-0.75 | Glycol | Advanced Controller with a Thermal Cycling Function | Solar Storage and Auxiliary Tanks are separate | 80 | 1 | 1 | 35 | Z06 | [18 empty] | City of Camarillo | FALSE | 77.87 |  | 2011-06-01: 2016-06-07; 2011-08-03: 2016-12-28; 2011-09-20: 2017-04-04 | 2749 | 9500 | Up-front Payment
SCG-005775 | Single Family Residential | Domestic Hot Water | Gas | Southern California Gas Company | Incentive:Paid | 9030 | 70 |  | 1 SCG | 129 |  | 129 |  | 2016-08-29 15:31 | 2016-08-30 | THE SOLAR ENERGY COMPANY INC | Retrofit | Santa Barbara | Santa Barbara | 93111 | Host Customer is System Owner | 3 |  | 2001003B | SunEarth, Inc. | SOLARAY | TE40C-80-2G-PV | Indirect Forced Circulation (IF) | 40.86 |  | EC-40 / EC-40-0.75 | Glycol | Steam Back | Solar Storage and Auxiliary Tanks are separate | 80 | 1 | 1 | 45 | Z06 | [18 empty] | Santa Barbara | FALSE | 73.64 |  | 2011-06-01: 2016-06-07; 2011-08-03: 2016-08-29; 2011-09-20: 2016-08-30 | 2971 | 9500 | Up-front Payment
SCG-005776 | Single Family Residential | Domestic Hot Water | Gas | Southern California Gas Company | Incentive:Paid | 8960 | 70 |  | 1 SCG | 128 |  | 128 |  | 2016-09-14 13:30 | 2016-09-20 | THE SOLAR ENERGY COMPANY INC | Retrofit | Santa Barbara | Santa Barbara | 93105 | Host Customer is System Owner | 3 |  | 2001003A | SunEarth, Inc. | SOLARAY | TE40P-80-2G-PV | Indirect Forced Circulation (IF) | 40.9 |  | EP-40 / EP-40-0.75 | Glycol | Steam Back | Solar Storage and Auxiliary Tanks are separate | 80 | 1 | 1 | 45 | Z05 | [18 empty] | Santa Barbara | FALSE | 74.22 |  | 2011-06-01: 2016-06-07; 2011-08-03: 2016-09-14; 2011-09-20: 2016-09-20 | 2951 | 9500 | Up-front Payment
PGE-005777 | Low Income Multifamily Residential | Domestic Hot Water | Gas | Pacific Gas and Electric | Incentive:Paid | 121563 | 24.89 |  | 1 | 4884 |  | 4884 |  | 2016-06-27 13:56 | 2016-08-02 | PROMISE ENERGY INC | Retrofit | SAN JOSE | San Jose | 95113 | Host Customer is System Owner | [7 empty] | 1440 | 40 |  | Glycol | Steam Back | Solar Storage and Auxiliary Tanks are separate |  | 1 | 1 | 6105 | Z04 | 165 | Units | Apartments/Condos | 2009058C | 36 | 1 | 2100 | 1 | 175 | 1 | 959040 | TRUE | 120 | 140 |  | Amatis Controls - AM-JOULE |  | Amatis Controls - AM-JOULE | City of San Jose | FALSE | 69.02 |  | 2016-06-07 | 2016-06-29 | 2016-06-27 | 2016-08-02 | 2016-12-30 | 2017-01-05 | 2809 | 337079 | Up-front Payment
PGE-005778 | Commercial/Multifamily Residential | Domestic Hot Water | Gas | Pacific Gas and Electric | Incentive:Canceled | 69009 | 20.19 |  | 1 | 3418 |  | 3418 |  | 2016-06-20 13:46 | 2016-06-21 | ADROIT ENERGY INC | New Construction | San Francisco | San Francisco | 94124 | Host Customer is System Owner | [7 empty] | 883.74 | 40.17 |  | Glycol | Pressure Stagnation Protection (PSP) | Solar Storage and Auxiliary Tanks are separate |  | 1 | 1 | 3458 | Z03 | 91 | Units | Apartments/Condos | 2010115A | 22 | 1 | 1450 | 1 | 400 | 1 | 1500000 | TRUE | 130 | 130 | [5 empty] | FALSE | 48.54 |  | 2016-06-09 | 2016-06-21 | 2016-06-20 | 2016-06-21 |  |  | 3049 | 165900 | Up-front Payment
SCG-005779 | Single Family Residential | Domestic Hot Water | Gas | Southern California Gas Company | Incentive:Paid | 7218 | 70 |  | 1 SCG | 159 |  | 151 |  | 2016-07-11 11:05 | 2016-08-01 | ART CRAFT BUILDING CONSTRUCTION | Retrofit | Riverside | Riverside | 92503 | Host Customer is System Owner | 4 |  | 2010017C | Alternate Energy Technologies | EAGLESUN | DBS-G2-80-64 | Indirect Forced Circulation (IF) | 65.34 |  | MSC-32 | Automatic Drainback |  | Solar Storage and Auxiliary Tanks are separate | 80 | 1 | 0.95 | 55 | Z10 | [18 empty] | City of Riverside | FALSE | 45.39 |  | 2011-06-01: 2016-06-09; 2011-08-03: 2016-07-11; 2011-09-20: 2016-08-01 | 2999 | 7217.6 | Up-front Payment
PGE-005780 | Low Income Single Family Residential | Domestic Hot Water | Gas | Pacific Gas and Electric | Incentive:Paid | 4557 | 36.9 |  | 1 | 149 |  | 149 |  | 2016-06-16 10:34 | 2016-07-21 | MERCED COUNTY COMMUNITY ACTION BOARD | Retrofit | MADERA | Madera | 93637 | Host Customer is System Owner | 6 |  | 2010017C | Alternate Energy Technologies | EAGLESUN | DBS-G2-80-64 | Indirect Forced Circulation (IF) | 65.34 |  | MSC-32 | Automatic Drainback |  | Solar Storage and Auxiliary Tanks are separate | 80 | 1 | 1 | 75 | Z13 | [18 empty] | CITY OF MADERA | FALSE | 30.59 |  | 2016-06-09 | 2016-06-17 |  |  | 2016-06-16 | 2016-07-21 | 3000 | 4557.6 | Up-front Payment
SDG-005781 | Commercial Pools | Pool Heating | Gas | San Diego Gas and Electric | Incentive:Paid | 8900 | 5 |  | 1 | 1780 |  | 1780 |  | 2016-06-20 10:55 | 2016-06-28 | ARNOLD SOLAR INC | Retrofit | San Diego | San Diego | 92127 | Host Customer is System Owner | [7 empty] | 707.22 | 39.29 |  | Drainback |  |  |  | 1 | 1 |  | Z10 |  |  |  | 16069-10 | 18 | 1 | [5 empty] | FALSE |  |  |  | Amatis Controls - AM-JOULE |  | Amatis Controls - AM-JOULE | County of San Diego Dept of Environment Health | FALSE | 11.55 |  | 2016-06-13 |  | 2016-06-20 | 2016-06-28 | 2016-07-15 | 2016-07-20 | 3000 | 20557 | Up-front Payment
SCG-005782 | Single Family Residential | Domestic Hot Water | Gas | Southern California Gas Company | Incentive:Paid | 10238 | 70 |  | 1 SCG | 174 |  | 174 |  | 2016-06-21 08:55 | 2016-06-23 | SUNTREK INDUSTRIES INC | Retrofit | San Juan Capistrano | Orange | 92675 | Host Customer is System Owner | 4 |  | 2001001F | SunEarth, Inc. | SOLARAY | TE64C-80-2G | Indirect Forced Circulation (IF) | 65.67 |  | EC-32 / EC-32-0.75 | Glycol | Advanced Controller with a Vacation or Holiday Mode | Solar Storage and Auxiliary Tanks are separate | 80 | 1 | 1 | 55 | Z08 | [18 empty] | San Juan Capistrano | FALSE | 58.84 |  | 2011-06-01: 2016-06-10; 2011-08-03: 2016-06-21; 2011-09-20: 2016-06-23 | 3034 | 10238 | Up-front Payment
SDG-005783 | Commercial/Multifamily Residential | Domestic Hot Water | Gas | San Diego Gas and Electric | Incentive:Paid | 1696 | 20.19 |  | 1 | 84 |  | 84 |  | 2017-07-10 10:19 | 2017-10-18 | SECURE ROOFING & SOLAR INC | Retrofit | San Diego | San Diego | 92105 | Host Customer is System Owner |  |  | 30004078 | GREENoneTEC Solarindustrie GmbH | Solpal Plus | Solpal Plus L-G | Direct Integral Collector Storage (DI) | 25.66 |  | Solpal Plus L |  |  | Solar Storage and Auxiliary Tanks are separate | 51 | 1 | 1 | 0 | Z07 | [11 empty] | FALSE | [6 empty] | City of San Diego | FALSE | 55.09 |  | 2016-06-10 | 2017-09-15 | 2017-07-10 | 2017-10-18 | 2017-11-08 | 2017-12-13 | 2489 | 4627.5 | Up-front Payment
SCG-005784 | Single Family Residential | Domestic Hot Water | Gas | Southern California Gas Company | Incentive:Paid | 10238 | 70 |  | 1 SCG | 154 |  | 154 |  | 2017-06-27 10:13 | 2017-06-29 | THE SOLAR ENERGY COMPANY INC | Retrofit | Oak Park | Ventura | 91377 | Host Customer is System Owner | 4 |  | 2001001D | SunEarth, Inc. | SOLARAY | TE48C-80-2G | Indirect Forced Circulation (IF) | 49.48 |  | EC-24 / EC-24-0.75 | Glycol | Advanced Controller with a Vacation or Holiday Mode | Solar Storage and Auxiliary Tanks are separate | 80 | 1 | 1 | 55 | Z09 | [18 empty] | County of Ventura | FALSE | 66.48 |  | 2011-06-01: 2016-06-10; 2011-08-03: 2017-06-27; 2011-09-20: 2017-06-29 | 2665 | 10238 | Up-front Payment
SCG-005785 | Single Family Residential | Domestic Hot Water | Gas | Southern California Gas Company | Incentive:Paid | 10238 | 70 |  | 1 SCG | 154 |  | 154 |  | 2017-01-24 13:32 | 2017-04-04 | THE SOLAR ENERGY COMPANY INC | Retrofit | Ojai | Ventura | 93023 | Host Customer is System Owner | 4 |  | 2001001D | SunEarth, Inc. | SOLARAY | TE48C-80-2G | Indirect Forced Circulation (IF) | 49.48 |  | EC-24 / EC-24-0.75 | Glycol | Advanced Controller with a Vacation or Holiday Mode | Solar Storage and Auxiliary Tanks are separate | 80 | 1 | 1 | 55 | Z09 | [18 empty] | City of Ojai | FALSE | 66.48 |  | 2011-06-01: 2016-06-10; 2011-08-03: 2017-01-24; 2011-09-20: 2017-04-04 | 2756 | 10238 | Up-front Payment
SDG-005786 | Commercial Pools | Pool Heating | Gas | San Diego Gas and Electric | Incentive:Paid | 4835 | 5 |  | 1 | 967 |  | 967 |  | 2016-06-20 10:57 | 2016-06-28 | ARNOLD SOLAR INC | Retrofit | San Diego | San Diego | 92129 | Host Customer is System Owner | [7 empty] | 279.78 | 46.63 |  | Drainback |  |  |  | 1 | 1 |  | Z10 |  |  |  | 16069-12 | 6 | 1 | [5 empty] | FALSE | [6 empty] | County of San Diego Department of Environmental Health | FALSE | 10.03 |  | 2016-06-14 |  | 2016-06-20 | 2016-06-28 | 2016-07-15 | 2016-09-01 | 2951 | 9700 | Up-front Payment
PGE-005787 | Low Income Multifamily Residential | Domestic Hot Water | Gas | Pacific Gas and Electric | Incentive:Paid | 74441 | 24.89 |  | 1 | 3021 |  | 2991 |  | 2016-06-15 15:26 | 2016-07-01 | SUN LIGHT & POWER | New Construction | DALY CITY | San Mateo | 94014 | Host Customer is System Owner | [7 empty] | 964.08 | 40.17 |  | Glycol | Pressure Stagnation Protection (PSP) | Solar Storage and Auxiliary Tanks are separate |  | 0.99 | 1 | 1976 | Z03 | 52 | Units | Apartments/Condos | 2010115A | 24 | 2 | 1450 | 1 | 200 | 2 | 398000 | TRUE | 130 | 122 |  | Heliodyne - Delta-T Pro Ethernet |  | Heliodyne - Delta-T Pro Ethernet | City of Daly City | FALSE | 72.2 |  | 2016-06-10 | 2016-06-17 | 2016-06-15 | 2016-07-01 | 2017-06-07 | 2017-07-20 | 2637 | 218102 | Up-front Payment
SCG-005788 | Single Family Residential | Domestic Hot Water | Gas | Southern California Gas Company | Incentive:Paid | 10238 | 70 |  | 1 SCG | 178 |  | 151 |  | 2016-06-11 10:08 | 2016-06-16 | SUNLIGHT ENERGY SYSTEMS INC | Retrofit | moreno valley | Riverside | 92557 | Host Customer is System Owner | 6 |  | 2001001N | SunEarth, Inc. | SOLARAY | TE80C-120-2G | Indirect Forced Circulation (IF) | 81.72 |  | EC-40 / EC-40-0.75 | Glycol | Advanced Controller with a Vacation or Holiday Mode | Solar Storage and Auxiliary Tanks are separate | 120 | 1 | 0.85 | 75 | Z10 | [18 empty] | MORENO VALLEY | FALSE | 58.08 |  | 2011-06-01: 2016-06-10; 2011-08-03: 2016-06-11; 2011-09-20: 2016-06-16 | 3046 | 10338 | Up-front Payment
SCG-005789 | Commercial Pools | Pool Heating | Gas | Southern California Gas Company | Incentive:Paid | 10785 | 5 |  | 1 | 2157 |  | 2157 |  | 2016-06-14 17:56 | 2016-06-16 | ENERGY SERVICES | New Construction | palm springs | Riverside | 92264 | Host Customer is System Owner | [7 empty] | 699.45 | 46.63 |  | Drainback |  |  |  | 1 | 1 |  | Z15 |  |  |  | 10204-12 | 15 | 1 | [5 empty] | FALSE |  |  |  | SunEarth - SETR A503 TTR U + VFS 20-400 |  | SunEarth - SETR A503 TTR U + VFS 20-400 | PALM SPRINGS | FALSE | 5.38 |  | 2016-06-12 |  | 2016-06-14 | 2016-06-16 | 2016-07-09 | 2016-08-01 | 3004 | 11600 | Up-front Payment
SCG-005790 | Commercial Pools | Pool Heating | Gas | Southern California Gas Company | Incentive:Paid | 10785 | 5 |  | 1 | 2157 |  | 2157 |  | 2016-06-21 18:23 | 2016-06-27 | ENERGY SERVICES | New Construction | palm springs | Riverside | 92264 | Host Customer is System Owner | [7 empty] | 699.45 | 46.63 |  | Drainback |  |  |  | 1 | 1 |  | Z15 |  |  |  | 10204-12 | 15 | 1 | [5 empty] | FALSE |  |  |  | SunEarth - SETR A503 TTR U + VFS 20-400 |  | SunEarth - SETR A503 TTR U + VFS 20-400 | PALM SPRINGS | FALSE | 5.38 |  | 2016-06-20 |  | 2016-06-21 | 2016-06-27 | 2016-07-09 | 2016-08-01 | 3004 | 11600 | Up-front Payment
SCG-005795 | Commercial/Multifamily Residential | Domestic Hot Water | Gas | Southern California Gas Company | Incentive:Paid | 95155 | 20.19 |  | 1 | 4713 |  | 4713 |  | 2016-08-26 10:26 | 2016-12-07 | ALL VALLEY SOLAR INC | Retrofit | Woodland Hills | Woodland Hills | 91367 | Power Purchase Agreements | [7 empty] | 1440 | 40 |  | Drainback |  | Solar Storage and Auxiliary Tanks are separate |  | 1 | 1 | 2432 | Z09 | 64 | Units | Apartments/Condos | 2009058C | 36 | 3 | 2240 | 8 | 235 | 1 | 1980000 | TRUE | 135 | 140 |  | SunEarth - SETR A503 TTR U + VFS 10-200 |  | SunEarth - SETR A503 TTR U + VFS 10-200 | LADBS | FALSE | 25.59 |  | 2016-06-13 | 2016-09-29 | 2016-08-26 | 2016-12-07 | 2017-01-04 | 2017-02-21 | 2711 | 120596 | Up-front Payment
SCG-005796 | Single Family Residential | Domestic Hot Water | Gas | Southern California Gas Company | Incentive:Paid | 10238 | 70 |  | 1 SCG | 156 |  | 148 |  | 2016-06-13 16:24 | 2016-06-15 | ALL VALLEY SOLAR INC | Retrofit | Venice | Venice | 90291 | Host Customer is System Owner | 4 |  | 2001028H | SunEarth, Inc. | CASCADE | ECRD-64-80-2G | Indirect Forced Circulation (IF) | 65.67 |  | EC-32 / EC-32-0.75 | Automatic Drainback |  | Solar Storage and Auxiliary Tanks are separate | 80 | 1 | 0.95 | 55 | Z06 | [18 empty] | LADBS | FALSE | 66.03 |  | 2011-06-01: 2016-06-13; 2011-08-03: 2016-06-13; 2011-09-20: 2016-06-15 | 3046 | 10300 | Up-front Payment
SCG-005797 | Single Family Residential | Domestic Hot Water | Gas | Southern California Gas Company | Incentive:Paid | 10238 | 70 |  | 1 SCG | 187 |  | 178 |  | 2016-06-13 16:26 | 2016-06-15 | ALL VALLEY SOLAR INC | Retrofit | Santa Monica | Santa Monica | 90405 | Host Customer is System Owner | 4 |  | 30004026 | SunEarth, Inc. | Cascade 2 | C2-80-120-TLG | Indirect Forced Circulation (IF) | 81.89 |  | TRB-40 | Automatic Drainback | Drainback (Water) | Solar Storage with Tankless Auxiliary Water Heater | 120 | 1 | 0.95 | 55 | Z06 | [18 empty] | Santa Monica Department of Building and Safety | FALSE | 55.08 |  | 2011-06-01: 2016-06-13; 2011-08-03: 2016-06-13; 2011-09-20: 2016-06-15 | 3046 | 10300 | Up-front Payment
SCG-005798 | Single Family Residential | Domestic Hot Water | Gas | Southern California Gas Company | Incentive:Paid | 10238 | 70 |  | 1 SCG | 156 |  | 148 |  | 2016-06-15 17:26 | 2016-06-20 | ALL VALLEY SOLAR INC | Retrofit | Arleta | Los Angeles | 91331 | Host Customer is System Owner | 4 |  | 2001028G | SunEarth, Inc. | CASCADE | EPRD-64-80-2G | Indirect Forced Circulation (IF) | 65.67 |  | EP-32 / EP-32-0.75 | Automatic Drainback |  | Solar Storage and Auxiliary Tanks are separate | 80 | 1 | 0.95 | 55 | Z09 | [18 empty] | LADBS | FALSE | 66.03 |  | 2011-06-01: 2016-06-13; 2011-08-03: 2016-06-15; 2011-09-20: 2016-06-20 | 3046 | 10300 | Up-front Payment
SCG-005799 | Single Family Residential | Domestic Hot Water | Gas | Southern California Gas Company | Incentive:Paid | 10238 | 70 |  | 1 SCG | 162 |  | 162 |  | 2016-06-23 12:35 | 2016-06-24 | ALL VALLEY SOLAR INC | Retrofit | Mision Hills | Mission Hills | 91345 | Host Customer is System Owner | 4 |  | 2001028H | SunEarth, Inc. | CASCADE | ECRD-64-80-2G | Indirect Forced Circulation (IF) | 65.67 |  | EC-32 / EC-32-0.75 | Automatic Drainback |  | Solar Storage and Auxiliary Tanks are separate | 80 | 1 | 1 | 55 | Z09 | [18 empty] | LADBS | FALSE | 63.58 |  | 2011-06-01: 2016-06-13; 2011-08-03: 2016-06-23; 2011-09-20: 2016-06-24 | 3032 | 10300 | Up-front Payment
SCG-005800 | Single Family Residential | Domestic Hot Water | Gas | Southern California Gas Company | Incentive:Paid | 10136 | 70 |  | 1 SCG | 181 |  | 145 |  | 2016-06-23 12:38 | 2016-06-24 | ALL VALLEY SOLAR INC | Retrofit | West Hills | West Hills | 91304 | Host Customer is System Owner | 5 |  | 30004020 | SunEarth, Inc. | Cascade 2 | C2-64-80-TLG | Indirect Forced Circulation (IF) | 65.67 |  | EP-32 / EP-32-0.75 | Automatic Drainback |  | Solar Storage with Tankless Auxiliary Water Heater | 80 | 1 | 0.8 | 65 | Z09 | [18 empty] | LADBS | FALSE | 56.34 |  | 2011-06-01: 2016-06-13; 2011-08-03: 2016-06-23; 2011-09-20: 2016-06-24 | 3032 | 10197 | Up-front Payment
SCG-005801 | Commercial Pools | Pool Heating | Gas | Southern California Gas Company | Incentive:Paid | 17255 | 5 |  | 1 | 3451 |  | 3451 |  | 2016-06-17 13:14 | 2016-06-20 | REVCO SOLAR ENGINEERING INC | Retrofit | Desert Hot Springs | Riverside | 92240 | Host Customer is System Owner | [7 empty] | 1058.4 | 37.8 |  | Drainback |  |  |  | 1 | 1 |  | Z15 |  |  |  | 10001773 | 28 | 1 | [5 empty] | FALSE |  |  |  | SunEarth - SETR A503 TTR U + VFS 20-400 |  | SunEarth - SETR A503 TTR U + VFS 20-400 | City of Desert Hot Springs | FALSE | 12.45 |  | 2016-06-13 |  | 2016-06-17 | 2016-06-20 | 2016-07-25 | 2016-08-16 | 2980 | 42950 | Up-front Payment
PGE-005802 | Low Income Multifamily Residential | Domestic Hot Water | Gas | Pacific Gas and Electric | Incentive:Paid | 78852 | 24.89 |  | 1 | 3168 |  | 3168 |  | 2016-07-13 14:24 | 2016-08-01 | SUN LIGHT & POWER | New Construction | MENLO PARK | San Mateo | 94025 | Host Customer is System Owner | [7 empty] | 1044.42 | 40.17 |  | Glycol | Pressure Stagnation Protection (PSP) | Solar Storage and Auxiliary Tanks are separate |  | 1 | 1 | 3420 | Z03 | 90 | Units | Apartments/Condos | 2010115A | 26 | 2 | 1620 | 1 | 476 | 4 | 1200000 | TRUE | 120 | 110 |  | Heliodyne - Delta-T Pro Ethernet |  | Heliodyne - Delta-T Pro Ethernet | City of Menlo Park | FALSE | 28.23 |  | 2016-06-21 | 2016-07-14 | 2016-07-13 | 2016-08-01 | 2017-02-06 | 2017-03-23 | 2732 | 89443 | Up-front Payment
PGE-005803 | Commercial/Multifamily Residential | Domestic Hot Water | Gas | Pacific Gas and Electric | Incentive:Paid | 2743 | 20.19 |  | 1 | 143 |  | 136 |  | 2016-07-27 14:46 | 2016-08-17 | SUN LIGHT & POWER | Retrofit | Oakland | Alameda | 94612 | Host Customer is System Owner |  |  | 2009036C | Heliodyne, Inc. | HELIOPAK | HPAK 016 2 408 G 120 ACD Z | Indirect Forced Circulation (IF) | 64.44 |  | 408 001 | Glycol | Pressure Stagnation Protection (PSP) | Solar Storage and Auxiliary Tanks are separate | 119 | 0.95 | 1 | 0 | Z03 | [18 empty] | City of Oakland | FALSE | 157.67 |  | 2016-06-14 | 2016-08-02 | 2016-07-27 | 2016-08-17 | 2016-09-14 | 2016-10-17 | 2888 | 22547 | Up-front Payment
SCG-005804 | Commercial/Multifamily Residential | Domestic Hot Water | Gas | Southern California Gas Company | Incentive:Paid | 33273 | 20.19 |  | 1 | 1648 |  | 1648 |  | 2016-08-09 16:29 | 2016-08-18 | ALL VALLEY SOLAR INC | New Construction | Los Angeles | Los Angeles | 90041 | Host Customer is System Owner | [7 empty] | 576.36 | 32.02 |  | Drainback |  | Solar Storage and Auxiliary Tanks are separate |  | 1 | 1 | 2128 | Z09 | 56 | Units | Apartments/Condos | 2006048B | 18 | 4 | 800 | 1 | 335 | 1 | 798000 | TRUE | 120 | 140 |  | SunEarth - SETR A503 TTR U + VFS 5-100 |  | SunEarth - SETR A503 TTR U + VFS 5-100 | LADBS | FALSE | 42.93 |  | 2016-06-14 |  | 2016-08-09 | 2016-08-18 | 2016-09-12 | 2016-10-18 | 2924 | 70750 | Up-front Payment
SCG-005805 | Single Family Residential | Domestic Hot Water | Gas | Southern California Gas Company | Incentive:Paid | 8680 | 70 |  | 1 SCG | 124 |  | 124 |  | 2016-06-15 19:34 | 2016-09-16 | ALL VALLEY SOLAR INC | New Construction | Studio City | Studio City | 91604 | Host Customer is System Owner | 4 |  | 30003556 | A.O. Smith Water Products Company | Cirrex | SACE 01 100501G-120 | Indirect Forced Circulation (IF) | 39.91 |  | CR-140-A-P | Glycol | Advanced Controller with a Thermal Cycling Function | Solar Storage and Auxiliary Tanks are separate | 120 | 1 | 1 | 55 | Z09 | [18 empty] | LADBS | FALSE | 96.5 |  | 2016-06-15 | 2016-09-15 |  |  | 2016-06-15 | 2016-09-16 | 2950 | 11966 | Up-front Payment
PGE-005806 | Commercial Pools | Pool Heating | Gas | Pacific Gas and Electric | Incentive:Paid | 9491 | 5 |  | 1 | 1998 |  | 1898 |  | 2016-06-20 07:54 | 2016-06-30 | SUN LIGHT & POWER | New Construction | PLEASANTON | Alameda | 94566 | Host Customer is System Owner | [7 empty] | 642.72 | 40.17 |  | Glycol | Pressure Stagnation Protection (PSP) |  |  | 0.95 | 1 |  | Z12 |  |  |  | 2010115A | 16 | 2 | [5 empty] | FALSE |  |  |  | Heliodyne - Delta-T Pro Ethernet |  | Heliodyne - Delta-T Pro Ethernet | City of Pleasantion | FALSE | 35.84 |  | 2016-06-15 | 2016-06-21 | 2016-06-20 | 2016-06-30 | 2018-02-06 | 2018-04-16 | 2367 | 71602 | Up-front Payment
PGE-005807 | Commercial Pools | Pool Heating | Gas | Pacific Gas and Electric | Incentive:Paid | 11410 | 5 |  | 1 | 2282 |  | 2282 |  | 2017-04-14 15:40 | 2017-04-21 | ENERGX CONTROLS INC | Retrofit | MOUNTAIN VIEW | Santa Clara | 94040 | Host Customer is System Owner | [7 empty] | 812.6 | 47.8 |  | Drainback |  |  |  | 1 | 1 |  | Z04 |  |  |  | 10001954 | 17 | 1 | [5 empty] | FALSE |  |  |  | Flow meter, Blue White F2000, Model: ASD |  | Flow meter, Blue White F2000, Model: ASD | Mountain View | FALSE | 10.74 |  | 2016-06-15 | 2017-04-19 | 2017-04-14 | 2017-04-21 | 2017-08-11 | 2017-09-14 | 2581 | 24500 | Up-front Payment
SCG-005809 | Commercial Pools | Pool Heating | Gas | Southern California Gas Company | Incentive:Paid | 15790 | 5 |  | 1 | 3158 |  | 3158 |  | 2016-08-31 15:46 | 2016-09-01 | ENERGY SERVICES | Retrofit | rancho mirage | Riverside | 92270 | Host Customer is System Owner | [7 empty] | 792.71 | 46.63 |  | Drainback |  |  |  | 1 | 1 |  | Z15 |  |  |  | 10204-12 | 17 | 1 | [5 empty] | FALSE |  |  |  | SunEarth - SETR A503 TTR U + VFS 20-400 |  | SunEarth - SETR A503 TTR U + VFS 20-400 | RANCHO MIRAGE | FALSE | 5.03 |  | 2016-08-30 |  | 2016-08-31 | 2016-09-01 | 2016-09-19 | 2016-09-20 | 2950 | 15890 | Up-front Payment
SCG-005810 | Commercial Pools | Pool Heating | Gas | Southern California Gas Company | Incentive:Canceled | 15870 | 5 |  | 1 | 3174 |  | 3174 |  | 2016-11-03 18:47 | 2016-11-10 | ENERGY SERVICES | New Construction | palm desert | Riverside | 92211 | Host Customer is System Owner | [7 empty] | 979.23 | 46.63 |  | Drainback |  |  |  | 1 | 1 |  | Z15 |  |  |  | 10204-12 | 21 | 1 | [5 empty] | FALSE |  |  |  | SunEarth - SETR A503 TTR U + VFS 20-400 |  | SunEarth - SETR A503 TTR U + VFS 20-400 |  | FALSE | 5.03 |  | 2011-06-01: 2016-09-30; 2011-06-23: 2016-11-03; 2011-07-01: 2016-11-10 | 2907 | 15970 | Up-front Payment
SCG-005811 | Commercial/Multifamily Residential | Domestic Hot Water | Gas | Southern California Gas Company | Incentive:Paid | 69979 | 20.19 |  | 1 | 3466 |  | 3466 |  | 2016-08-24 16:24 | 2016-12-07 | ALL VALLEY SOLAR INC | Retrofit | Woodland Hills | Woodland Hills | 91367 | Power Purchase Agreements | [7 empty] | 1040 | 40 |  | Drainback |  | Solar Storage and Auxiliary Tanks are separate |  | 1 | 1 | 1920 | Z09 | 48 | Units | Apartments/Condos | 2009058C | 26 | 4 | 1710 | 6 | 235 | 1 | 1500000 | FALSE | 135 | 140 |  | SunEarth - SETR A503 TTR U + VFS 10-200 |  | SunEarth - SETR A503 TTR U + VFS 10-200 | LADBS | FALSE | 25.72 |  | 2016-06-16 | 2016-09-29 | 2016-08-24 | 2016-12-07 | 2016-12-28 | 2017-02-21 | 2711 | 89139 | Up-front Payment
SCG-005812 | Commercial/Multifamily Residential | Domestic Hot Water | Gas | Southern California Gas Company | Incentive:Paid | 62872 | 20.19 |  | 1 | 3114 |  | 3114 |  | 2016-08-24 16:21 | 2016-12-07 | ALL VALLEY SOLAR INC | Retrofit | Woodland Hills | Woodland Hills | 91367 | Power Purchase Agreements | [7 empty] | 960 | 40 |  | Drainback |  | Solar Storage and Auxiliary Tanks are separate |  | 1 | 1 | 1560 | Z09 | 39 | Units | Apartments/Condos | 2009058C | 24 | 2 | 1445 | 5 | 235 | 1 | 1300000 | TRUE | 135 | 140 |  | SunEarth - SETR A503 TTR U + VFS 10-200 |  | SunEarth - SETR A503 TTR U + VFS 10-200 | LADBS | FALSE | 25.48 |  | 2016-06-16 | 2016-09-29 | 2016-08-24 | 2016-12-07 | 2016-12-28 | 2017-02-21 | 2711 | 79339 | Up-front Payment
SCG-005813 | Commercial/Multifamily Residential | Domestic Hot Water | Gas | Southern California Gas Company | Incentive:Paid | 63477 | 20.19 |  | 1 | 3144 |  | 3144 |  | 2016-08-24 16:19 | 2016-12-07 | ALL VALLEY SOLAR INC | Retrofit | Woodland Hills | Woodland Hills | 91367 | Power Purchase Agreements | [7 empty] | 920 | 40 |  | Drainback |  | Solar Storage and Auxiliary Tanks are separate |  | 1 | 1 | 1720 | Z09 | 43 | Units | Apartments/Condos | 2009058C | 23 | 2 | 1445 | 5 | 235 | 1 | 1300000 | TRUE | 135 | 140 |  | SunEarth - SETR A503 TTR U + VFS 10-200 |  | SunEarth - SETR A503 TTR U + VFS 10-200 | LADBS | FALSE | 26.34 |  | 2016-06-16 | 2016-09-29 | 2016-08-24 | 2016-12-07 | 2016-12-28 | 2017-02-21 | 2711 | 82814 | Up-front Payment
SCG-005814 | Commercial/Multifamily Residential | Domestic Hot Water | Gas | Southern California Gas Company | Incentive:Paid | 52353 | 20.19 |  | 1 | 2593 |  | 2593 |  | 2016-08-24 16:17 | 2016-12-07 | ALL VALLEY SOLAR INC | Retrofit | Woodland Hills | Woodland Hills | 91367 | Power Purchase Agreements | [7 empty] | 760 | 40 |  | Drainback |  | Solar Storage and Auxiliary Tanks are separate |  | 1 | 1 | 1440 | Z09 | 36 | Units | Apartments/Condos | 2009058C | 19 | 3 | 1180 | 4 | 235 | 4 | 1000000 | TRUE | 135 | 140 |  | SunEarth - SETR A503 TTR U + VFS 10-200 |  | SunEarth - SETR A503 TTR U + VFS 10-200 | LADBS | FALSE | 26.33 |  | 2016-06-16 | 2016-09-29 | 2016-08-24 | 2016-12-07 | 2016-12-28 | 2017-02-21 | 2711 | 68264 | Up-front Payment
SCG-005815 | Commercial/Multifamily Residential | Domestic Hot Water | Gas | Southern California Gas Company | Incentive:Paid | 55745 | 20.19 |  | 1 | 2761 |  | 2761 |  | 2016-08-24 15:56 | 2016-12-07 | ALL VALLEY SOLAR INC | Retrofit | Woodland Hills | Woodland Hills | 91367 | Power Purchase Agreements | [7 empty] | 840 | 40 |  | Drainback |  | Solar Storage and Auxiliary Tanks are separate |  | 1 | 1 | 1400 | Z09 | 35 | Units | Apartments/Condos | 2009058C | 21 | 3 | 1445 | 5 | 235 | 1 | 1000000 | TRUE | 135 | 140 |  | SunEarth - SETR A503 TTR U + VFS 10-200 |  | SunEarth - SETR A503 TTR U + VFS 10-200 | LADBS | FALSE | 26.46 |  | 2016-06-16 | 2016-09-29 | 2016-08-24 | 2016-12-07 | 2016-12-28 | 2017-02-21 | 2711 | 73064 | Up-front Payment
SCG-005816 | Commercial/Multifamily Residential | Domestic Hot Water | Gas | Southern California Gas Company | Incentive:Paid | 16475 | 25 |  | 1 SCG | 659 |  | 659 |  | 2016-10-17 11:07 | 2016-10-26 | ENVIRONMENTAL SOLAR DESIGN INC | Retrofit | La Puente | La Puente | 91744 | Host Customer is System Owner | [7 empty] | 245.4 | 40.9 |  | Glycol | Advanced Controller with a Vacation or Holiday Mode | Solar Storage and Auxiliary Tanks are separate |  | 1 | 1 | 336 | Z09 | 8 | Units | Apartments/Condos | 2007032A | 6 | 1 | 360 | 3 | 119 | 1 | 300000 | TRUE | 125 | 135 |  |  |  |  | City of La Puente | FALSE | 58.85 |  | 2016-06-16 |  | 2016-10-17 | 2016-10-26 | 2016-11-08 | 2016-12-05 | 2879 | 38785 | Up-front Payment
SCG-005817 | Commercial/Multifamily Residential | Domestic Hot Water | Gas | Southern California Gas Company | Incentive:Paid | 16475 | 25 |  | 1 SCG | 659 |  | 659 |  | 2016-10-17 11:08 | 2016-10-26 | ENVIRONMENTAL SOLAR DESIGN INC | Retrofit | La Puente | La Puente | 91744 | Host Customer is System Owner | [7 empty] | 245.4 | 40.9 |  | Glycol | Advanced Controller with a Vacation or Holiday Mode | Solar Storage and Auxiliary Tanks are separate |  | 1 | 1 | 336 | Z09 | 8 | Units | Apartments/Condos | 2007032A | 6 | 1 | 360 | 3 | 119 | 1 | 300000 | TRUE | 125 | 135 |  |  |  |  | City of La Puente | FALSE | 58.85 |  | 2016-06-16 |  | 2016-10-17 | 2016-10-26 | 2016-11-08 | 2016-12-05 | 2879 | 38785 | Up-front Payment
PGE-005818 | Commercial/Multifamily Residential | Domestic Hot Water | Gas | Pacific Gas and Electric | Incentive:Paid | 19315 | 20.19 |  | 1 | 1007 |  | 957 |  | 2016-07-22 10:20 | 2016-08-04 | OXYPOWER INC | Retrofit | REDWOOD CITY | San Mateo | 94062 | Host Customer is System Owner | [7 empty] | 321.36 | 40.17 |  | Glycol | Pressure Stagnation Protection (PSP) | Solar Storage and Auxiliary Tanks are separate |  | 0.95 | 1 | 588 | Z03 | 14 | Units | Apartments/Condos | 2010115A | 8 | 1 | 480 | 4 | 100 | 1 | 199999 | TRUE | 130 | 130 |  |  |  |  | Redwood City, San Mateo, CA | FALSE | 49.52 |  | 2016-06-17 | 2016-07-28 | 2016-07-22 | 2016-08-04 | 2016-08-16 | 2016-08-25 | 2951 | 49869 | Up-front Payment
PGE-005819 | Commercial/Multifamily Residential | Domestic Hot Water | Gas | Pacific Gas and Electric | Reservation:Canceled |  | 20.19 |  | 1 | 0 |  | 0 |  | 2016-07-25 07:21 |  | VILLARA CORPORATION | New Construction | Oakland | Alameda | 94601 | Host Customer is System Owner | [10 empty] | Glycol | Advanced Controller with a Thermal Cycling Function | Solar Storage and Boiler Tanks are separate | 120 | 1 | 1 | 0 | [12 empty] | FALSE | [7 empty] | FALSE | 0 |  | 2011-06-01: 2016-06-17; 2011-06-21: 2016-07-28; 2011-06-23: 2016-07-25 | 2992 | 42597.09 | Up-front Payment
SCG-005822 | Commercial Pools | Pool Heating | Gas | Southern California Gas Company | Incentive:Paid | 3690 | 5 |  | 1 | 738 |  | 738 |  | 2016-06-21 18:11 | 2016-06-27 | ENERGY SERVICES | New Construction | palm springs | Riverside | 92264 | Host Customer is System Owner | [7 empty] | 326.41 | 46.63 |  | Drainback |  |  |  | 1 | 1 |  | Z15 |  |  |  | 10204-12 | 7 | 1 | [5 empty] | FALSE | [6 empty] | PALM SPRINGS | FALSE | 6.82 |  | 2016-06-20 |  | 2016-06-21 | 2016-06-27 | 2016-07-09 | 2016-08-01 | 3004 | 5030 | Up-front Payment
SCG-005823 | Single Family Residential | Domestic Hot Water | Gas | Southern California Gas Company | Incentive:Paid | 10238 | 70 |  | 1 SCG | 168 |  | 168 |  | 2016-06-27 14:13 | 2016-07-14 | SUNTREK INDUSTRIES INC | Retrofit | Laguna Niguel | Orange | 92677 | Host Customer is System Owner | 4 |  | 2001001F | SunEarth, Inc. | SOLARAY | TE64C-80-2G | Indirect Forced Circulation (IF) | 65.67 |  | EC-32 / EC-32-0.75 | Glycol | Advanced Controller with a Vacation or Holiday Mode | Solar Storage and Auxiliary Tanks are separate | 80 | 1 | 1 | 55 | Z06 | [18 empty] | Laguna Niguel | FALSE | 68.48 |  | 2011-06-01: 2016-06-20; 2011-08-03: 2016-06-27; 2011-09-20: 2016-07-14 | 3011 | 11505.27 | Up-front Payment
SCG-005828 | Single Family Residential | Domestic Hot Water | Gas | Southern California Gas Company | Incentive:Paid | 9111 | 70 |  | 1 SCG | 137 |  | 130 |  | 2016-09-01 10:31 | 2016-09-06 | MOHR POWER SOLAR INC | Retrofit | Riverside | Riverside | 92505 | Host Customer is System Owner | 3 |  | 2010143B | Solene | AURORA/AO SMITH | SLAR64DC-80HE-XG | Indirect Forced Circulation (IF) | 64 |  | SLAR-32 | Glycol | Advanced Controller with a Vacation or Holiday Mode | Solar Storage and Auxiliary Tanks are separate | 80 | 1 | 0.95 | 45 | Z10 | [18 empty] | City of Riverside | FALSE | 70.11 |  | 2011-06-01: 2016-06-21; 2011-08-03: 2016-09-01; 2011-09-20: 2016-09-06 | 2959 | 9605 | Up-front Payment
SCG-005830 | Single Family Residential | Domestic Hot Water | Gas | Southern California Gas Company | Incentive:Paid | 9590 | 70 |  | 1 SCG | 137 |  | 137 |  | 2016-09-23 16:27 | 2016-10-10 | MOHR POWER SOLAR INC | Retrofit | Grand Terrace | Riverside | 92313 | Host Customer is System Owner | 2 |  | 2010143B | Solene | AURORA/AO SMITH | SLAR64DC-80HE-XG | Indirect Forced Circulation (IF) | 64 |  | SLAR-32 | Glycol | Advanced Controller with a Vacation or Holiday Mode | Solar Storage and Auxiliary Tanks are separate | 80 | 1 | 1 | 35 | Z10 | [18 empty] | City of Grand Terrace | FALSE | 70 |  | 2011-06-01: 2016-06-21; 2011-08-03: 2016-09-23; 2011-09-20: 2016-10-10 | 2929 | 9590 | Up-front Payment
SCG-005831 | Commercial/Multifamily Residential | Domestic Hot Water | Gas | Southern California Gas Company | Incentive:Paid | 60575 | 25 |  | 1 SCG | 2423 |  | 2423 |  | 2016-07-01 12:53 | 2016-08-26 | DOCTOR PIPER INC | Retrofit | Torrance | Los Angeles | 90505 | Host Customer is System Owner | [7 empty] | 1088.2 | 54.41 |  | Glycol | Advanced Controller with a Thermal Cycling Function | Solar Storage and Auxiliary Tanks are separate |  | 1 | 1 | 1360 | Z06 | 60 | Units | Apartments/Condos | 2012005A | 20 | 1 | 1500 | 1 | 200 | 2 | 474000 | TRUE | 135 | 135 |  | SunEarth - SETR0603mcU + VFS 10-200 |  | SunEarth - SETR0603mcU + VFS 10-200 | City of Torrance | FALSE | 26.08 |  | 2016-06-21 |  | 2016-07-01 | 2016-08-26 | 2016-12-20 | 2017-02-10 | 2810 | 63192 | Up-front Payment
SCG-005832 | Single Family Residential | Domestic Hot Water | Gas | Southern California Gas Company | Incentive:Paid | 10080 | 70 |  | 1 SCG | 144 |  | 144 |  | 2016-07-18 08:50 | 2016-07-21 | MOHR POWER SOLAR INC | Retrofit | Lakewood | Los Angeles | 90712 | Host Customer is System Owner | 2 |  | 2010143B | Solene | AURORA/AO SMITH | SLAR64DC-80HE-XG | Indirect Forced Circulation (IF) | 64 |  | SLAR-32 | Glycol | Advanced Controller with a Vacation or Holiday Mode | Solar Storage and Auxiliary Tanks are separate | 80 | 1 | 1 | 35 | Z08 | [18 empty] | City of Lakewood | FALSE | 80.42 |  | 2011-06-01: 2016-06-21; 2011-08-03: 2016-07-18; 2011-09-20: 2016-07-21 | 3013 | 11580 | Up-front Payment
SCG-005834 | Single Family Residential | Domestic Hot Water | Gas | Southern California Gas Company | Incentive:Paid | 10080 | 70 |  | 1 SCG | 144 |  | 144 |  | 2016-09-23 16:28 | 2016-10-13 | MOHR POWER SOLAR INC | Retrofit | Placentia | Orange | 92870 | Host Customer is System Owner | 2 |  | 2010143B | Solene | AURORA/AO SMITH | SLAR64DC-80HE-XG | Indirect Forced Circulation (IF) | 64 |  | SLAR-32 | Glycol | Advanced Controller with a Vacation or Holiday Mode | Solar Storage and Auxiliary Tanks are separate | 80 | 1 | 1 | 35 | Z08 | [18 empty] | City of Placentia | FALSE | 80.42 |  | 2011-06-01: 2016-06-21; 2011-08-03: 2016-09-23; 2011-09-20: 2016-10-13 | 2924 | 11580 | Up-front Payment
SCG-005835 | Single Family Residential | Domestic Hot Water | Gas | Southern California Gas Company | Incentive:Paid | 9244 | 70 |  | 1 SCG | 139 |  | 132 |  | 2017-05-31 15:56 | 2017-07-18 | MOHR POWER SOLAR INC | Retrofit | Altadena | Los Angeles | 91001 | Host Customer is System Owner | 3 |  | 2010143F | Solene | AURORA/AO SMITH | SLAR48DC-80HE-XG | Indirect Forced Circulation (IF) | 49.03 |  | SLCO-30 | Glycol | Advanced Controller with a Vacation or Holiday Mode | Solar Storage and Auxiliary Tanks are separate | 80 | 1 | 0.95 | 45 | Z09 | [18 empty] | County of Los Angeles | FALSE | 71.94 |  | 2011-06-01: 2016-06-21; 2011-08-03: 2017-05-31; 2011-09-20: 2017-07-18 | 2650 | 10000 | Up-front Payment
SCG-005836 | Commercial/Multifamily Residential | Domestic Hot Water | Gas | Southern California Gas Company | Incentive:Paid | 40350 | 25 |  | 1 SCG | 1614 |  | 1614 |  | 2016-07-01 12:56 | 2016-08-26 | DOCTOR PIPER INC | Retrofit | Torrance | Los Angeles | 90505 | Host Customer is System Owner | [7 empty] | 761.74 | 54.41 |  | Glycol | Advanced Controller with a Vacation or Holiday Mode | Solar Storage and Auxiliary Tanks are separate |  | 1 | 1 | 836 | Z06 | 30 | Units | Apartments/Condos | 2012005A | 14 | 1 | 1000 | 1 | 200 | 2 | 474000 | TRUE | 135 | 135 |  | SunEarth - SETR0603mcU + VFS 10-200 |  | SunEarth - SETR0603mcU + VFS 10-200 | City of Torrance | FALSE | 27.01 |  | 2016-06-21 |  | 2016-07-01 | 2016-08-26 | 2016-12-20 | 2017-02-10 | 2810 | 43594.05 | Up-front Payment
SCG-005837 | Commercial/Multifamily Residential | Domestic Hot Water | Gas | Southern California Gas Company | Incentive:Paid | 60575 | 25 |  | 1 SCG | 2423 |  | 2423 |  | 2016-07-01 13:02 | 2016-08-25 | DOCTOR PIPER INC | Retrofit | Torrance | Los Angeles | 90505 | Host Customer is System Owner | [7 empty] | 1088.2 | 54.41 |  | Glycol | Advanced Controller with a Vacation or Holiday Mode | Solar Storage and Auxiliary Tanks are separate |  | 1 | 1 | 1360 | Z06 | 60 | Units | Apartments/Condos | 2012005A | 20 | 1 | 1500 | 1 | 200 | 2 | 474000 | TRUE | 135 | 135 |  | SunEarth - SETR0603mcU + VFS 10-200 |  | SunEarth - SETR0603mcU + VFS 10-200 | City of Torrance | FALSE | 26.08 |  | 2016-06-21 |  | 2016-07-01 | 2016-08-25 | 2016-12-20 | 2017-02-14 | 2810 | 63192 | Up-front Payment
SCG-005838 | Commercial/Multifamily Residential | Domestic Hot Water | Gas | Southern California Gas Company | Incentive:Paid | 47992 | 20.19 |  | 1 | 2377 |  | 2377 |  | 2016-08-24 15:43 | 2016-11-29 | ALL VALLEY SOLAR INC | Retrofit | Woodland Hills | Woodland Hills | 91367 | Power Purchase Agreements | [7 empty] | 720 | 40 |  | Drainback |  | Solar Storage and Auxiliary Tanks are separate |  | 1 | 1 | 1240 | Z09 | 31 | Units | Apartments/Condos | 2009058C | 18 | 3 | 1136 | 4 | 189 | 1 | 1300000 | TRUE | 130 | 140 |  | SunEarth - SETR A503 TTR U + VFS 10-200 |  | SunEarth - SETR A503 TTR U + VFS 10-200 | LADBS | FALSE | 26.49 |  | 2016-06-22 | 2016-09-29 | 2016-08-24 | 2016-11-29 | 2016-12-26 | 2017-02-21 | 2711 | 62956 | Up-front Payment
PGE-005839 | Single Family Residential | Domestic Hot Water | Gas | Pacific Gas and Electric | Incentive:Paid | 4366 | 29.85 |  | 1 | 149 |  | 149 |  | 2016-08-10 08:02 | 2016-10-17 | CLAYTON VALLEY CONSTRUCTION INC | Retrofit | SAN FRANCISCO | San Francisco | 94116 | Host Customer is System Owner | 5 |  | 30004176 | HTP, Inc. | SOLAR SKIES | DB-80-40-GB | Indirect Forced Circulation (IF) | 39.83 |  | SS-40-FP | Glycol | Advanced Controller with a Vacation or Holiday Mode | Solar and Auxiliary Storage are the same Tank | 80 | 1 | 1 | 65 | Z03 | [18 empty] | San francisco | FALSE | 71.43 |  | 2011-06-01: 2016-06-22; 2011-08-03: 2016-08-10; 2011-09-20: 2016-10-17 | 2917 | 10643.43 | Up-front Payment
SCG-005840 | Single Family Residential | Domestic Hot Water | Gas | Southern California Gas Company | Incentive:Paid | 10080 | 70 |  | 1 SCG | 144 |  | 144 |  | 2016-07-11 09:08 | 2016-07-18 | MOHR POWER SOLAR INC | Retrofit | Fullerton | Orange | 92833 | Host Customer is System Owner | 2 |  | 2010143B | Solene | AURORA/AO SMITH | SLAR64DC-80HE-XG | Indirect Forced Circulation (IF) | 64 |  | SLAR-32 | Glycol | Advanced Controller with a Vacation or Holiday Mode | Solar Storage and Auxiliary Tanks are separate | 80 | 1 | 1 | 35 | Z08 | [18 empty] | City of Fullerton | FALSE | 70 |  | 2011-06-01: 2016-06-22; 2011-08-03: 2016-07-11; 2011-09-20: 2016-07-18 | 3012 | 10080 | Up-front Payment
SCG-005841 | Single Family Residential | Domestic Hot Water | Gas | Southern California Gas Company | Incentive:Paid | 9380 | 70 |  | 1 SCG | 134 |  | 134 |  | 2016-07-07 16:21 | 2016-07-18 | EVOLUTION ENERGY SOLUTIONS L L C | Retrofit | Los Angeles | Los Angeles | 90032 | Host Customer is System Owner | 6 |  | 2001001A | SunEarth, Inc. | SOLARAY | TE40P-80-2G | Indirect Forced Circulation (IF) | 40.9 |  | EP-40 / EP-40-0.75 | Glycol | Advanced Controller with a Vacation or Holiday Mode | Solar Storage and Auxiliary Tanks are separate | 80 | 1 | 1 | 75 | Z09 | [18 empty] | Los Angeles | FALSE | 70 |  | 2011-06-01: 2016-06-22; 2011-08-03: 2016-07-07; 2011-09-20: 2016-07-18 | 3004 | 9380 | Up-front Payment
PGE-005842 | Low Income Single Family Residential | Domestic Hot Water | Gas | Pacific Gas and Electric | Incentive:Paid | 4269 | 36.9 |  | 1 | 143 |  | 143 |  | 2016-07-20 16:26 | 2016-09-07 | COMMUNITY ACTION AGENCY OF BUTTE COUNTY INC | Retrofit | OROVILLE | Butte | 95965 | Owner/Tenant | 4 |  | 2010017C | Alternate Energy Technologies | EAGLESUN | DBS-G2-80-64 | Indirect Forced Circulation (IF) | 65.34 |  | MSC-32 | Glycol | Advanced Controller with a Vacation or Holiday Mode | Solar Storage and Auxiliary Tanks are separate | 80 | 1 | 1 | 55 | Z11 | [18 empty] | Butte County | FALSE | 37.05 |  | 2011-06-01: 2016-06-22; 2011-08-03: 2016-07-20; 2011-09-20: 2016-09-07 | 2951 | 5297.69 | Up-front Payment
SCG-005844 | Single Family Residential | Domestic Hot Water | Gas | Southern California Gas Company | Incentive:Paid | 9170 | 70 |  | 1 SCG | 131 |  | 131 |  | 2016-10-03 10:01 | 2016-10-28 | MOHR POWER SOLAR INC | Retrofit | Bloomington | San Bernadino | 92316 | Host Customer is System Owner | 3 |  | 2010143F | Solene | AURORA/AO SMITH | SLAR48DC-80HE-XG | Indirect Forced Circulation (IF) | 49.03 |  | SLCO-30 | Glycol | Advanced Controller with a Vacation or Holiday Mode | Solar Storage and Auxiliary Tanks are separate | 80 | 1 | 1 | 45 | Z10 | [18 empty] | City of Rialto | FALSE | 86.26 |  | 2011-06-01: 2016-06-22; 2011-08-03: 2016-10-03; 2011-09-20: 2016-10-28 | 2915 | 11300 | Up-front Payment
SCG-005846 | Commercial/Multifamily Residential | Domestic Hot Water | Gas | Southern California Gas Company | Incentive:Paid | 73492 | 20.19 |  | 1 | 3640 |  | 3640 |  | 2016-08-24 15:36 | 2016-11-29 | ALL VALLEY SOLAR INC | Retrofit | Woodland Hills | Woodland Hills | 91367 | Power Purchase Agreements | [7 empty] | 1120 | 40 |  | Drainback |  | Solar Storage and Auxiliary Tanks are separate |  | 1 | 1 | 1900 | Z09 | 50 | Units | Apartments/Condos | 2009058C | 28 | 4 | 1710 | 6 | 335 | 1 | 2520000 | TRUE | 135 | 140 |  | SunEarth - SETR A503 TTR U + VFS 10-200 |  | SunEarth - SETR A503 TTR U + VFS 10-200 | LADBS | FALSE | 26.55 |  | 2016-06-22 | 2016-09-29 | 2016-08-24 | 2016-11-29 | 2016-12-28 | 2017-02-21 | 2711 | 96631 | Up-front Payment
SCG-005847 | Commercial/Multifamily Residential | Domestic Hot Water | Gas | Southern California Gas Company | Incentive:Paid | 53665 | 20.19 |  | 1 | 2658 |  | 2658 |  | 2016-08-24 15:17 | 2016-11-29 | ALL VALLEY SOLAR INC | Retrofit | Woodland Hills | Woodland Hills | 91367 | Power Purchase Agreements | [7 empty] | 800 | 40 |  | Drainback |  | Solar Storage and Auxiliary Tanks are separate |  | 1 | 1 | 1440 | Z09 | 36 | Units | Apartments/Condos | 2009058C | 20 | 3 | 1136 | 4 | 235 | 1 | 1800000 | TRUE | 135 | 140 |  | SunEarth - SETR A503 TTR U + VFS 10-200 |  | SunEarth - SETR A503 TTR U + VFS 10-200 | LADBS | FALSE | 27.4 |  | 2016-06-22 | 2016-09-29 | 2016-08-24 | 2016-11-29 | 2016-12-26 | 2017-02-21 | 2711 | 72831 | Up-front Payment
SCG-005848 | Commercial/Multifamily Residential | Domestic Hot Water | Gas | Southern California Gas Company | Incentive:Paid | 73855 | 20.19 |  | 1 | 3658 |  | 3658 |  | 2016-08-24 15:14 | 2016-11-29 | ALL VALLEY SOLAR INC | Retrofit | Woodland Hills | Woodland Hills | 91367 | Power Purchase Agreements | [7 empty] | 1120 | 40 |  | Drainback |  | Solar Storage and Auxiliary Tanks are separate |  | 1 | 1 | 1938 | Z09 | 51 | Units | Apartments/Condos | 2009058C | 28 | 4 | 1704 | 6 | 261 | 1 | 1800000 | TRUE | 135 | 140 |  | SunEarth - SETR A503 TTR U + VFS 10-200 |  | SunEarth - SETR A503 TTR U + VFS 10-200 | LADBS | FALSE | 26.55 |  | 2016-06-22 | 2016-09-29 | 2016-08-24 | 2016-11-29 | 2016-12-28 | 2017-02-21 | 2711 | 97131 | Up-front Payment
PGE-005849 | Low Income Single Family Residential | Domestic Hot Water | Gas | Pacific Gas and Electric | Incentive:Paid | 4907 | 36.9 |  | 1 | 143 |  | 133 |  | 2016-07-28 09:19 | 2016-08-30 | COMMUNITY ACTION AGENCY OF BUTTE COUNTY INC | Retrofit | OROVILLE | Butte | 95965 | Owner/Tenant | 4 |  | 2010017C | Alternate Energy Technologies | EAGLESUN | DBS-G2-80-64 | Indirect Forced Circulation (IF) | 65.34 |  | MSC-32 | Automatic Drainback |  | Solar Storage and Auxiliary Tanks are separate | 80 | 0.93 | 1 | 55 | Z11 | [18 empty] | Butte County | FALSE | 47.15 |  | 2011-06-01: 2016-06-23; 2011-08-03: 2016-07-28; 2011-09-20: 2016-08-30 | 2951 | 6741.94 | Up-front Payment
SCG-005850 | Commercial/Multifamily Residential | Domestic Hot Water | Gas | Southern California Gas Company | Incentive:Paid | 40279 | 20.19 |  | 1 | 1995 |  | 1995 |  | 2016-08-24 15:12 | 2016-11-29 | ALL VALLEY SOLAR INC | Retrofit | Woodland Hills | Woodland Hills | 91367 | Power Purchase Agreements | [7 empty] | 560 | 40 |  | Drainback |  | Solar Storage and Auxiliary Tanks are separate |  | 1 | 1 | 1240 | Z09 | 31 | Units | Apartments/Condos | 2009058C | 14 | 2 | 875 | 3 | 189 | 1 | 1500000 | TRUE | 135 | 140 |  | SunEarth - SETR A503 TTR U + VFS 10-200 |  | SunEarth - SETR A503 TTR U + VFS 10-200 | LADBS | FALSE | 27.99 |  | 2016-06-23 | 2016-09-29 | 2016-08-24 | 2016-11-29 | 2016-12-26 | 2017-02-21 | 2711 | 55831 | Up-front Payment
SCG-005851 | Commercial/Multifamily Residential | Domestic Hot Water | Gas | Southern California Gas Company | Incentive:Paid | 44903 | 20.19 |  | 1 | 2224 |  | 2224 |  | 2016-08-24 15:09 | 2016-11-29 | ALL VALLEY SOLAR INC | Retrofit | Woodland Hills | Woodland Hills | 91367 | Power Purchase Agreements | [7 empty] | 640 | 40 |  | Drainback |  | Solar Storage and Auxiliary Tanks are separate |  | 1 | 1 | 1240 | Z09 | 31 | Units | Apartments/Condos | 2009058C | 16 | 2 | 1140 | 4 | 189 | 1 | 1300000 | TRUE | 135 | 140 |  | SunEarth - SETR A503 TTR U + VFS 10-200 |  | SunEarth - SETR A503 TTR U + VFS 10-200 | LADBS | FALSE | 29.06 |  | 2016-06-23 | 2016-09-29 | 2016-08-24 | 2016-11-29 | 2016-12-26 | 2017-02-21 | 2711 | 64631 | Up-front Payment
PGE-005852 | Single Family Residential | Domestic Hot Water | Gas | Pacific Gas and Electric | Incentive:Paid | 3546 | 29.85 |  | 1 | 132 |  | 119 |  | 2016-06-28 09:55 | 2016-06-29 | SUNTREK INDUSTRIES INC | Retrofit | LOS GATOS | Los Gatos | 95030 | Host Customer is System Owner | 4 |  | 2011077A | Apricus Inc. | APSS_CLOSED_AP30_FTB-1 STD-G | APSS_CLOSED_AP30_FTB-1 STD-G | Indirect Forced Circulation (IF) | 47.33 |  | ETC-30 / ETC-30C | Glycol | Advanced Controller with a Vacation or Holiday Mode | Solar Storage and Auxiliary Tanks are separate | 119.9 | 1 | 0.9 | 55 | Z04 | [18 empty] | Los Gatos | FALSE | 59.09 |  | 2011-06-01: 2016-06-23; 2011-08-03: 2016-06-28; 2011-09-20: 2016-06-29 | 3009 | 7800 | Up-front Payment
SCG-005854 | Commercial Pools | Pool Heating | Gas | Southern California Gas Company | Incentive:Paid | 8610 | 5 |  | 1 | 1722 |  | 1722 |  | 2016-07-13 16:47 | 2016-07-25 | ENERGY SERVICES | Retrofit | palm springs | Riverside | 92264 | Host Customer is System Owner | [7 empty] | 512.93 | 46.63 |  | Drainback |  |  |  | 1 | 1 |  | Z15 |  |  |  | 10204-12 | 11 | 1 | [5 empty] | FALSE |  |  |  | SunEarth - SETR A503 TTR U + VFS 20-4004400 |  | SunEarth - SETR A503 TTR U + VFS 20-4004400 | PALM SPRINGS | FALSE | 5.29 |  | 2016-07-08 | 2016-08-26 | 2016-07-13 | 2016-07-25 | 2016-08-04 | 2016-08-26 | 2980 | 9105 | Up-front Payment
SCG-005855 | Commercial Pools | Pool Heating | Gas | Southern California Gas Company | Incentive:Paid | 9040 | 5 |  | 1 | 1808 |  | 1808 |  | 2016-07-13 16:44 | 2016-07-14 | ENERGY SERVICES | Retrofit | palm springs | Riverside | 92264 | Host Customer is System Owner | [7 empty] | 512.93 | 46.63 |  | Drainback |  |  |  | 1 | 1 |  | Z15 |  |  |  | 10204-12 | 11 | 1 | [5 empty] | FALSE |  |  |  | SunEarth - SETR A503 TTR U + VFS 20-400 |  | SunEarth - SETR A503 TTR U + VFS 20-400 | PALM SPRINGS | FALSE | 5.06 |  | 2016-07-08 |  | 2016-07-13 | 2016-07-14 | 2016-07-28 | 2016-08-01 | 3005 | 9140 | Up-front Payment
SCG-005856 | Single Family Residential | Domestic Hot Water | Gas | Southern California Gas Company | Incentive:Paid | 4046 | 70 |  | 1 SCG | 68 |  | 58 |  | 2016-07-08 09:47 | 2016-08-01 | SUNTREK INDUSTRIES INC | Retrofit | Indian Wells | Riverside | 92210 | Host Customer is System Owner | 4 |  | 30003825 | SunEarth, Inc. | CopperHeart | CP-40G | Direct Integral Collector Storage (DI) | 24.96 |  | CP-40 |  |  | Solar Storage and Auxiliary Tanks are separate | 39.9 | 1 | 0.85 | 55 | Z15 | [18 empty] | Indian Wells | FALSE | 176.47 |  | 2016-06-27 | 2016-07-11 |  |  | 2016-07-08 | 2016-08-01 | 2999 | 12000 | Up-front Payment
SCG-005857 | Single Family Residential | Domestic Hot Water | Gas | Southern California Gas Company | Incentive:Paid | 9940 | 70 |  | 1 SCG | 142 |  | 142 |  | 2016-08-25 14:15 | 2016-08-26 | MOHR POWER SOLAR INC | Retrofit | Sylmar | Los Angeles | 91342 | Host Customer is System Owner | 4 |  | 2010143B | Solene | AURORA/AO SMITH | SLAR64DC-80HE-XG | Indirect Forced Circulation (IF) | 64 |  | SLAR-32 | Glycol | Advanced Controller with a Vacation or Holiday Mode | Solar Storage and Auxiliary Tanks are separate | 80 | 1 | 1 | 55 | Z09 | [18 empty] | City of Los Angeles | FALSE | 70 |  | 2011-06-01: 2016-06-27; 2011-08-03: 2016-08-25; 2011-09-20: 2016-08-26 | 2971 | 9940 | Up-front Payment
SCG-005858 | Single Family Residential | Domestic Hot Water | Gas | Southern California Gas Company | Incentive:Paid | 10238 | 70 |  | 1 SCG | 156 |  | 156 |  | 2016-08-01 13:39 | 2016-08-04 | ALL VALLEY SOLAR INC | Retrofit | Lancaster | Lancaster | 93536 | Host Customer is System Owner | 4 |  | 2001028G | SunEarth, Inc. | CASCADE | EPRD-64-80-2G | Indirect Forced Circulation (IF) | 65.67 |  | EP-32 / EP-32-0.75 | Automatic Drainback |  | Solar Storage and Auxiliary Tanks are separate | 80 | 1 | 1 | 55 | Z14 | [18 empty] | City of Lancaster | FALSE | 66.56 |  | 2011-06-01: 2016-06-27; 2011-08-03: 2016-08-01; 2011-09-20: 2016-08-04 | 2987 | 10383 | Up-front Payment
SCG-005859 | Single Family Residential | Domestic Hot Water | Gas | Southern California Gas Company | Incentive:Paid | 2239 | 29.85 |  | 1 | 75 |  | 75 |  | 2016-07-08 13:37 | 2016-07-11 | ZERO ENERGY CONTRACTING INC | Retrofit | Glendale | Los Angeles | 91202 | Host Customer is System Owner | 2 |  | 2012012B | GREENoneTEC Solarindustrie GmbH | SOLPAL (formerly Solcrafte) | SOLPAL L-G | Direct Integral Collector Storage (DI) | 26.11 |  | Solpal L |  |  | Solar Storage and Auxiliary Tanks are separate | 51 | 1 | 1 | 35 | Z09 | [18 empty] | Los Angeles | FALSE | 133.07 |  | 2011-06-01: 2016-06-27; 2011-08-03: 2016-07-08; 2011-09-20: 2016-07-11 | 3020 | 9980 | Up-front Payment
SCG-005860 | Single Family Residential | Domestic Hot Water | Gas | Southern California Gas Company | Incentive:Paid | 10238 | 70 |  | 1 SCG | 168 |  | 168 |  | 2016-07-11 09:39 | 2016-07-12 | SUNTREK INDUSTRIES INC | Retrofit | Huntington Beach | Orange | 92648 | Host Customer is System Owner | 4 |  | 2001001F | SunEarth, Inc. | SOLARAY | TE64C-80-2G | Indirect Forced Circulation (IF) | 65.67 |  | EC-32 / EC-32-0.75 | Glycol | Advanced Controller with a Vacation or Holiday Mode | Solar Storage and Auxiliary Tanks are separate | 80 | 1 | 1 | 55 | Z06 | [18 empty] | City of Huntington Beach | FALSE | 72.92 |  | 2011-06-01: 2016-06-28; 2011-08-03: 2016-07-11; 2011-09-20: 2016-07-12 | 3020 | 12250 | Up-front Payment
SCG-005861 | Single Family Residential | Domestic Hot Water | Gas | Southern California Gas Company | Incentive:Paid | 10238 | 70 |  | 1 SCG | 154 |  | 154 |  | 2017-01-06 08:49 | 2017-03-17 | THE SOLAR ENERGY COMPANY INC | Retrofit | Ojai | Ventura | 93023 | Host Customer is System Owner | 4 |  | 2001001D | SunEarth, Inc. | SOLARAY | TE48C-80-2G | Indirect Forced Circulation (IF) | 49.48 |  | EC-24 / EC-24-0.75 | Glycol | Advanced Controller with a Vacation or Holiday Mode | Solar Storage and Auxiliary Tanks are separate | 80 | 1 | 1 | 55 | Z09 | [18 empty] | City of Ojai | FALSE | 66.48 |  | 2011-06-01: 2016-06-28; 2011-08-03: 2017-01-06; 2011-09-20: 2017-03-17 | 2771 | 10238 | Up-front Payment
SCG-005862 | Single Family Residential | Domestic Hot Water | Gas | Southern California Gas Company | Incentive:Paid | 7438 | 70 |  | 1 SCG | 125 |  | 106 |  | 2016-07-18 15:30 | 2016-07-21 | SOLARPONICS INC | Retrofit | Atascadero | San Luis Obispo | 93422 | Host Customer is System Owner | 3 |  | 30004074 | Solene | Solene | SLSG40DC-80HE-XG | Indirect Forced Circulation (IF) | 40.01 |  | SLSG-40 | Glycol | Advanced Controller with a Thermal Cycling Function | Solar Storage and Auxiliary Tanks are separate | 80 | 1 | 0.85 | 45 | Z04 | [18 empty] | City Atascadero, CA | FALSE | 78.35 |  | 2011-06-01: 2016-06-28; 2011-08-03: 2016-07-18; 2011-09-20: 2016-07-21 | 3013 | 9794 | Up-front Payment
SCG-005863 | Commercial Pools | Pool Heating | Gas | Southern California Gas Company | Incentive:Paid | 11625 | 5 |  | 1 | 2325 |  | 2325 |  | 2016-06-30 15:45 | 2016-07-05 | ENERGY SERVICES | Retrofit | palm springs | Riverside | 92262 | Host Customer is System Owner | [7 empty] | 746.08 | 46.63 |  | Drainback |  |  |  | 1 | 1 |  | Z15 |  |  |  | 10204-12 | 16 | 1 | [5 empty] | FALSE |  |  |  | SunEarth - SETR A503 TTR U + VFS 20-400 |  | SunEarth - SETR A503 TTR U + VFS 20-400 | PALM SPRINGS | FALSE | 5.04 |  | 2016-06-29 |  | 2016-06-30 | 2016-07-05 | 2016-07-27 | 2016-08-01 | 3005 | 11725 | Up-front Payment
SCG-005864 | Commercial/Multifamily Residential | Domestic Hot Water | Gas | Southern California Gas Company | Incentive:Paid | 92000 | 25 |  | 1 SCG | 3680 |  | 3680 |  | 2016-07-01 11:48 | 2016-07-11 | ALL VALLEY SOLAR INC | Retrofit | Santa Monica | Santa Monica | 90403 | Host Customer is System Owner | [7 empty] | 982.8 | 40.95 |  | Drainback |  | Solar Storage and Auxiliary Tanks are separate |  | 1 | 1 | 1920 | Z06 | 48 | Units | Apartments/Condos | 10001803 | 24 | 3 | 1460 | 1 | 240 | 2 | 750000 | TRUE | 135 | 140 |  | SunEarth - SETR A503 TTR U + VFS 5-100 |  | SunEarth - SETR A503 TTR U + VFS 5-100 | LADBS | FALSE | 25.34 |  | 2016-06-29 |  | 2016-07-01 | 2016-07-11 | 2016-08-02 | 2016-08-03 | 2991 | 93261 | Up-front Payment
SDG-005865 | Commercial Pools | Pool Heating | Gas | San Diego Gas and Electric | Incentive:Paid | 6445 | 5 |  | 1 | 1289 |  | 1289 |  | 2016-07-29 18:48 | 2016-08-09 | SUNUP SOLAR SYSTEMS INC | Retrofit | Oceanside | Oceanside | 92054 | Host Customer is System Owner | [7 empty] | 608.16 | 43.44 |  | Drainback |  |  |  | 1 | 1 |  | Z07 |  |  |  | SU412 | 14 | 2 | [5 empty] | FALSE |  |  |  | SunEarth - SETR A503 TTR U + VFS 20-400 |  | SunEarth - SETR A503 TTR U + VFS 20-400 | City of Oceanside | FALSE | 14.15 |  | 2016-06-30 |  | 2016-07-29 | 2016-08-09 | 2016-08-25 | 2016-08-30 | 2951 | 18239 | Up-front Payment
SCG-005866 | Commercial Pools | Pool Heating | Gas | Southern California Gas Company | Incentive:Paid | 10255 | 5 |  | 1 | 2051 |  | 2051 |  | 2016-07-01 14:26 | 2016-07-14 | SUNX SOLAR INC | Retrofit | Bermuda Dunes | Riverside | 92203 | Host Customer is System Owner | [7 empty] | 579.6 | 48.3 |  | Drainback |  |  |  | 1 | 1 |  | Z15 |  |  |  | 10001884 | 12 | 1 | [5 empty] | FALSE |  |  |  | SunEarth - SETR A503 TTR U + VFS 20-400 |  | SunEarth - SETR A503 TTR U + VFS 20-400 | County of Riverside | FALSE | 5 |  | 2016-06-30 |  | 2016-07-01 | 2016-07-14 | 2016-11-15 | 2016-12-05 | 2882 | 10255 | Up-front Payment
SCG-005867 | Commercial Pools | Pool Heating | Gas | Southern California Gas Company | Incentive:Paid | 6140 | 5 |  | 1 | 1228 |  | 1228 |  | 2016-07-01 14:25 | 2016-07-14 | SUNX SOLAR INC | Retrofit | Cathedral City | Riverside | 92234 | Host Customer is System Owner | [7 empty] | 434.7 | 48.3 |  | Drainback |  |  |  | 1 | 1 |  | Z15 |  |  |  | 10001884 | 9 | 1 | [5 empty] | FALSE | [6 empty] | City of Cathedral City | FALSE | 5 |  | 2016-06-30 | 2016-08-26 | 2016-07-01 | 2016-07-14 | 2016-08-22 | 2016-08-26 | 2980 | 6140 | Up-front Payment
SCG-005868 | Commercial Pools | Pool Heating | Gas | Southern California Gas Company | Incentive:Paid | 8250 | 5 |  | 1 | 1650 |  | 1650 |  | 2016-07-01 14:25 | 2016-07-14 | SUNX SOLAR INC | Retrofit | Cathedral City | Riverside | 92234 | Host Customer is System Owner | [7 empty] | 531.3 | 48.3 |  | Drainback |  |  |  | 1 | 1 |  | Z15 |  |  |  | 10001884 | 11 | 1 | [5 empty] | FALSE |  |  |  | SunEarth - SETR A503 TTR U + VFS 20-400 |  | SunEarth - SETR A503 TTR U + VFS 20-400 | City of Cathedral City | FALSE | 5 |  | 2016-06-30 | 2016-08-26 | 2016-07-01 | 2016-07-14 | 2016-08-08 | 2016-08-26 | 2979 | 8250 | Up-front Payment
SCG-005869 | Commercial Pools | Pool Heating | Gas | Southern California Gas Company | Incentive:Paid | 8295 | 5 |  | 1 | 1659 |  | 1659 |  | 2016-07-01 14:24 | 2016-07-14 | SUNX SOLAR INC | Retrofit | Cathedral City | Riverside | 92234 | Host Customer is System Owner | [7 empty] | 579.6 | 48.3 |  | Drainback |  |  |  | 1 | 1 |  | Z15 |  |  |  | 10001884 | 12 | 1 | [5 empty] | FALSE |  |  |  | SunEarth - SETR A503 TTR U + VFS 20-400 |  | SunEarth - SETR A503 TTR U + VFS 20-400 | City of Cathedral City | FALSE | 5 |  | 2016-06-30 |  | 2016-07-01 | 2016-07-14 | 2016-08-22 | 2016-08-23 | 2980 | 8295 | Up-front Payment
SCG-005873 | Single Family Residential | Domestic Hot Water | Gas | Southern California Gas Company | Incentive:Paid | 1970 | 29.85 |  | 1 | 66 |  | 66 |  | 2016-07-17 15:30 | 2016-08-01 | ZERO ENERGY CONTRACTING INC | Retrofit | West Covina | Los Angeles | 91790 | Host Customer is System Owner | 3 |  | 30003825 | SunEarth, Inc. | CopperHeart | CP-40G | Direct Integral Collector Storage (DI) | 24.96 |  | CP-40 |  |  | Solar Storage and Auxiliary Tanks are separate | 40 | 1 | 1 | 45 | Z09 | [18 empty] | West Covina | FALSE | 151.21 |  | 2011-06-01: 2016-06-30; 2011-08-03: 2016-07-17; 2011-09-20: 2016-08-01 | 3004 | 9980 | Up-front Payment
PGE-005874 | Low Income Multifamily Residential | Domestic Hot Water | Gas | Pacific Gas and Electric | Incentive:Paid | 35095 | 24.89 |  | 1 | 1410 |  | 1410 |  | 2016-10-31 11:10 | 2016-11-02 | ADROIT ENERGY INC | Retrofit | SAN FRANCISCO | San Francisco | 94110 | Host Customer is System Owner | [7 empty] | 360.14 | 16.37 |  | Drainback | Advanced Controller with a Thermal Cycling Function | Solar Storage and Auxiliary Tanks are separate |  | 1 | 1 | 2000 | Z03 | 50 | Units | Apartments/Condos | 2010115B | 22 | 1 | 1240 | 2 | 300 | 3 | 1000 | TRUE | 130 | 130 |  |  |  |  | City of San Francisco | FALSE | 77.46 |  | 2016-07-01 |  | 2016-10-31 | 2016-11-02 | 2016-11-22 | 2016-11-29 | 2874 | 109225 | Up-front Payment
PGE-005875 | Commercial/Multifamily Residential | Domestic Hot Water | Gas | Pacific Gas and Electric | Incentive:Paid | 42561 | 20.19 |  | 1 | 2108 |  | 2108 |  | 2016-07-06 08:26 | 2016-07-12 | ADROIT ENERGY INC | New Construction | MILL VALLEY | Marin | 94941 | Host Customer is System Owner | [7 empty] | 964.08 | 40.17 |  | Glycol | Advanced Controller with a Vacation or Holiday Mode | Solar Storage and Auxiliary Tanks are separate |  | 1 | 1 | 1427 | Z03 | 595 | Full meals served | Meal Service Restaurant | 2010115A | 24 | 1 | 1500 | 3 | 200 | 1 | 399999 | TRUE | 140 | 140 |  | ISTEC Corporation - 5202S |  | ISTEC Corporation - 5202S | Marin County | FALSE | 74.94 |  | 2016-07-01 | 2016-07-07 | 2016-07-06 | 2016-07-12 | 2016-10-11 | 2016-10-19 | 2917 | 157971.36 | Up-front Payment
SCG-005876 | Single Family Residential | Domestic Hot Water | Gas | Southern California Gas Company | Incentive:Paid | 10238 | 70 |  | 1 SCG | 156 |  | 156 |  | 2016-07-19 18:57 | 2016-08-01 | DOCTOR PIPER INC | Retrofit | Palos Verdes Estates | Los Angeles | 90274 | Host Customer is System Owner | 5 |  | 2009036H | Heliodyne, Inc. | HELIOPAK | HPAK 016 2 406 G 80 ACD Z | Indirect Forced Circulation (IF) | 53.88 |  | 406 001 | Glycol | Pressure Stagnation Protection (PSP) | Solar Storage and Auxiliary Tanks are separate | 80 | 1 | 1 | 65 | Z06 | [18 empty] | City of Palos Verdes estates | FALSE | 66.35 |  | 2011-06-01: 2016-07-01; 2011-08-03: 2016-07-19; 2011-09-20: 2016-08-01 | 2987 | 10350 | Up-front Payment
SDG-005877 | Single Family Residential | Domestic Hot Water | Gas | San Diego Gas and Electric | Incentive:Paid | 1821 | 29.85 |  | 1 | 61 |  | 61 |  | 2016-08-03 09:59 | 2016-09-27 | CLEANTECH ENERGY SOLUTIONS INC | Retrofit | La Mesa | San Diego | 91941 | Host Customer is System Owner | 2 |  | 30003825 | SunEarth, Inc. | CopperHeart | CP-40G | Direct Integral Collector Storage (DI) | 24.96 |  | CP-40 |  |  | Solar Storage and Auxiliary Tanks are separate | 40 | 1 | 1 | 35 | Z07 | [18 empty] | City of La Mesa | FALSE | 111.46 |  | 2011-06-01: 2016-07-01; 2011-08-03: 2016-08-03; 2011-09-20: 2016-09-27 | 2929 | 6799 | Up-front Payment
SCG-005878 | Single Family Residential | Domestic Hot Water | Gas | Southern California Gas Company | Incentive:Paid | 2015 | 29.85 |  | 1 | 75 |  | 68 |  | 2016-08-02 13:14 | 2016-08-05 | ZERO ENERGY CONTRACTING INC | Retrofit | West Covina | Los Angeles | 91790 | Host Customer is System Owner | 3 |  | 2012012B | GREENoneTEC Solarindustrie GmbH | SOLPAL (formerly Solcrafte) | SOLPAL L-G | Direct Integral Collector Storage (DI) | 26.11 |  | Solpal L |  |  | Solar Storage and Auxiliary Tanks are separate | 51 | 1 | 0.9 | 45 | Z09 | [18 empty] | West Covina | FALSE | 133.07 |  | 2011-06-01: 2016-07-05; 2011-08-03: 2016-08-02; 2011-09-20: 2016-08-05 | 2992 | 9980 | Up-front Payment
SCG-005879 | Single Family Residential | Domestic Hot Water | Gas | Southern California Gas Company | Incentive:Paid | 2239 | 29.85 |  | 1 | 75 |  | 75 |  | 2016-08-05 10:50 | 2016-08-12 | ZERO ENERGY CONTRACTING INC | Retrofit | Van Nuys | Los Angeles | 91401 | Host Customer is System Owner | 2 |  | 2012012B | GREENoneTEC Solarindustrie GmbH | SOLPAL (formerly Solcrafte) | SOLPAL L-G | Direct Integral Collector Storage (DI) | 26.11 |  | Solpal L |  |  | Solar Storage and Auxiliary Tanks are separate | 51 | 1 | 1 | 35 | Z09 | [18 empty] | Los Angeles | FALSE | 133.07 |  | 2011-06-01: 2016-07-05; 2011-08-03: 2016-08-05; 2011-09-20: 2016-08-12 | 2983 | 9980 | Up-front Payment
SCG-005880 | Single Family Residential | Domestic Hot Water | Gas | Southern California Gas Company | Incentive:Paid | 1713 | 29.85 |  | 1 | 75 |  | 57 |  | 2016-07-08 13:24 | 2016-07-13 | ZERO ENERGY CONTRACTING INC | Retrofit | Van Nuys | Los Angeles | 91401 | Host Customer is System Owner | 3 |  | 2012012B | GREENoneTEC Solarindustrie GmbH | SOLPAL (formerly Solcrafte) | SOLPAL L-G | Direct Integral Collector Storage (DI) | 26.11 |  | Solpal L |  |  | Solar Storage and Auxiliary Tanks are separate | 51 | 0.9 | 0.85 | 45 | Z09 | [18 empty] | Los Angeles | FALSE | 133.07 |  | 2011-06-01: 2016-07-05; 2011-08-03: 2016-07-08; 2011-09-20: 2016-07-13 | 3019 | 9980 | Up-front Payment
SCG-005881 | Single Family Residential | Domestic Hot Water | Gas | Southern California Gas Company | Incentive:Paid | 8655 | 70 |  | 1 SCG | 137 |  | 124 |  | 2016-09-13 15:03 | 2016-09-26 | MOHR POWER SOLAR INC | Retrofit | Perris | Riverside | 92571 | Host Customer is System Owner | 4 |  | 2010143B | Solene | AURORA/AO SMITH | SLAR64DC-80HE-XG | Indirect Forced Circulation (IF) | 64 |  | SLAR-32 | Glycol | Advanced Controller with a Vacation or Holiday Mode | Solar Storage and Auxiliary Tanks are separate | 80 | 0.95 | 0.95 | 55 | Z10 | [18 empty] | City of Perris | FALSE | 75.18 |  | 2011-06-01: 2016-07-05; 2011-08-03: 2016-09-13; 2011-09-20: 2016-09-26 | 2942 | 10300 | Up-front Payment
SCG-005882 | Single Family Residential | Domestic Hot Water | Gas | Southern California Gas Company | Incentive:Paid | 10238 | 70 |  | 1 SCG | 185 |  | 185 |  | 2016-07-07 06:59 | 2016-07-11 | ALL VALLEY SOLAR INC | Retrofit | Sherman Oaks | Sherman Oaks | 91423 | Host Customer is System Owner | 4 |  | 30004025 | SunEarth, Inc. | Cascade 2 | C2-64-120-TLG | Indirect Forced Circulation (IF) | 65.67 |  | EP-32 / EP-32-0.75 | Automatic Drainback |  | Solar Storage with Tankless Auxiliary Water Heater | 120 | 1 | 1 | 55 | Z09 | [18 empty] | LADBS | FALSE | 55.68 |  | 2011-06-01: 2016-07-06; 2011-08-03: 2016-07-07; 2011-09-20: 2016-07-11 | 3019 | 10300 | Up-front Payment
SCG-005883 | Single Family Residential | Domestic Hot Water | Gas | Southern California Gas Company | Incentive:Paid | 10238 | 70 |  | 1 SCG | 156 |  | 156 |  | 2016-07-07 08:11 | 2016-07-18 | ALL VALLEY SOLAR INC | Retrofit | West Hills | West Hills | 91304 | Host Customer is System Owner | 4 |  | 2001028G | SunEarth, Inc. | CASCADE | EPRD-64-80-2G | Indirect Forced Circulation (IF) | 65.67 |  | EP-32 / EP-32-0.75 | Automatic Drainback |  | Solar Storage and Auxiliary Tanks are separate | 80 | 1 | 1 | 55 | Z09 | [18 empty] | LADBS | FALSE | 67.63 |  | 2011-06-01: 2016-07-06; 2011-08-03: 2016-07-07; 2011-09-20: 2016-07-18 | 3011 | 10550 | Up-front Payment
SCG-005884 | Single Family Residential | Domestic Hot Water | Gas | Southern California Gas Company | Incentive:Paid | 10238 | 70 |  | 1 SCG | 152 |  | 152 |  | 2016-07-28 11:36 | 2016-08-03 | ALL VALLEY SOLAR INC | Retrofit | Palmdale | Palmdale | 93550 | Host Customer is System Owner | 4 |  | 2001028H | SunEarth, Inc. | CASCADE | ECRD-64-80-2G | Indirect Forced Circulation (IF) | 65.67 |  | EC-32 / EC-32-0.75 | Automatic Drainback |  | Solar Storage and Auxiliary Tanks are separate | 80 | 1 | 1 | 55 | Z16 | [18 empty] | City of Palmdale | FALSE | 68.09 |  | 2011-06-01: 2016-07-07; 2011-08-03: 2016-07-28; 2011-09-20: 2016-08-03 | 2987 | 10349 | Up-front Payment
SCG-005885 | Single Family Residential | Domestic Hot Water | Gas | Southern California Gas Company | Incentive:Paid | 8152 | 70 |  | 1 SCG | 137 |  | 116 |  | 2016-11-30 15:28 | 2017-03-13 | MOHR POWER SOLAR INC | Retrofit | Redlands | San Bernadino | 92373 | Host Customer is System Owner | 4 |  | 2010143B | Solene | AURORA/AO SMITH | SLAR64DC-80HE-XG | Indirect Forced Circulation (IF) | 64 |  | SLAR-32 | Glycol | Advanced Controller with a Vacation or Holiday Mode | Solar Storage and Auxiliary Tanks are separate | 80 | 1 | 0.85 | 55 | Z10 | [18 empty] | City of Redlands | FALSE | 76.57 |  | 2011-06-01: 2016-07-07; 2011-08-03: 2016-11-30; 2011-09-20: 2017-03-13 | 2781 | 10490 | Up-front Payment
PGE-005886 | Low Income Single Family Residential | Domestic Hot Water | Gas | Pacific Gas and Electric | Incentive:Paid | 4580 | 36.9 |  | 1 | 147 |  | 143 |  | 2016-07-13 10:41 | 2016-07-15 | MERCED COUNTY COMMUNITY ACTION BOARD | Retrofit | MERCED | Merced | 95348 | Owner/Tenant | 5 |  | 2010017C | Alternate Energy Technologies | EAGLESUN | DBS-G2-80-64 | Indirect Forced Circulation (IF) | 65.34 |  | MSC-32 | Automatic Drainback |  | Solar Storage and Auxiliary Tanks are separate | 80 | 0.97 | 1 | 65 | Z12 | [18 empty] | Merced County CA | FALSE | 31.16 |  | 2011-06-01: 2016-07-08; 2011-08-03: 2016-07-13; 2011-09-20: 2016-07-15 | 3000 | 4580 | Up-front Payment
SDG-005887 | Commercial/Multifamily Residential | Domestic Hot Water | Gas | San Diego Gas and Electric | Incentive:Canceled | 52656 | 20.19 |  | 1 | 2608 |  | 2608 |  | 2016-07-13 10:13 | 2016-07-28 | SUNUP SOLAR SYSTEMS INC | Retrofit | San Diego | San Diego | 92110 | Host Customer is System Owner | [7 empty] | 800.8 | 40.04 |  | Glycol | Steam Back | Solar Storage and Auxiliary Tanks are separate |  | 1 | 1 | 1976 | Z07 | 52 | Units | Apartments/Condos | 10002008 | 20 | 2 | 1500 | 1 | 240 | 2 | 199000 | TRUE | 140 | 140 |  | SunEarth - SETR A503 TTR U + VFS 20-400 |  | SunEarth - SETR A503 TTR U + VFS 20-400 | City of San Diego | FALSE | 32.78 |  | 2016-07-08 | 2016-07-20 | 2016-07-13 | 2016-07-28 |  |  | 3013 | 85500 | Up-front Payment
SCG-005888 | Single Family Residential | Domestic Hot Water | Gas | Southern California Gas Company | Incentive:Paid | 10080 | 70 |  | 1 SCG | 144 |  | 144 |  | 2016-09-26 09:05 | 2016-10-11 | MOHR POWER SOLAR INC | Retrofit | Brea | Orange | 92821 | Host Customer is System Owner | 2 |  | 2010143B | Solene | AURORA/AO SMITH | SLAR64DC-80HE-XG | Indirect Forced Circulation (IF) | 64 |  | SLAR-32 | Glycol | Advanced Controller with a Vacation or Holiday Mode | Solar Storage and Auxiliary Tanks are separate | 80 | 1 | 1 | 35 | Z08 | [18 empty] | City of Brea | FALSE | 80.42 |  | 2011-06-01: 2016-07-11; 2011-08-03: 2016-09-26; 2011-09-20: 2016-10-11 | 2929 | 11580 | Up-front Payment
PGE-005891 | Commercial Pools | Pool Heating | Gas | Pacific Gas and Electric | Incentive:Paid | 7965 | 5 |  | 1 | 1593 |  | 1593 |  | 2016-07-25 14:08 | 2016-08-02 | SUN FIRST! INC | Retrofit | Cupertino | Santa Clara | 95014 | Host Customer is System Owner | [7 empty] | 966 | 24.15 |  | Manual Drainback |  |  |  | 1 | 1 |  | Z04 |  |  |  | 10001888 | 40 | 1 | [5 empty] | FALSE |  |  |  | SunEarth - SETR A503 TTR U + VFS 20-400 |  | SunEarth - SETR A503 TTR U + VFS 20-400 | Cupertino | FALSE | 14.7 |  | 2016-07-11 | 2016-11-04 | 2016-07-25 | 2016-08-02 | 2016-11-03 | 2017-01-25 | 2810 | 23425 | Up-front Payment
SCG-005894 | Commercial/Multifamily Residential | Domestic Hot Water | Gas | Southern California Gas Company | Incentive:Paid | 78750 | 25 |  | 1 SCG | 3150 |  | 3150 |  | 2016-07-20 10:59 | 2016-08-04 | ALL VALLEY SOLAR INC | Retrofit | Reseda | Reseda | 91335 | Host Customer is System Owner | [7 empty] | 982.8 | 40.95 |  | Drainback |  | Solar Storage and Auxiliary Tanks are separate |  | 1 | 1 | 1360 | Z09 | 34 | Units | Apartments/Condos | TRB-40 | 24 | 3 | 2015 | 1 | 199 | 2 | 399000 | TRUE | 135 | 140 |  | SunEarth - SETR A503 TTR U + VFS 5-100 |  | SunEarth - SETR A503 TTR U + VFS 5-100 | LADBS | FALSE | 26.16 |  | 2016-07-12 |  | 2016-07-20 | 2016-08-04 | 2016-10-03 | 2016-10-07 | 2920 | 82410 | Up-front Payment
SCG-005895 | Single Family Residential | Domestic Hot Water | Gas | Southern California Gas Company | Incentive:Paid | 10238 | 70 |  | 1 SCG | 162 |  | 154 |  | 2016-07-13 11:01 | 2016-07-18 | ALL VALLEY SOLAR INC | Retrofit | Encino | Encino | 91436 | Host Customer is System Owner | 4 |  | 2001028H | SunEarth, Inc. | CASCADE | ECRD-64-80-2G | Indirect Forced Circulation (IF) | 65.67 |  | EC-32 / EC-32-0.75 | Automatic Drainback |  | Solar Storage and Auxiliary Tanks are separate | 80 | 1 | 0.95 | 55 | Z09 | [18 empty] | LADBS | FALSE | 63.58 |  | 2011-06-01: 2016-07-12; 2011-08-03: 2016-07-13; 2011-09-20: 2016-07-18 | 3013 | 10300 | Up-front Payment
PGE-005896 | Low Income Multifamily Residential | Domestic Hot Water | Gas | Pacific Gas and Electric | Incentive:Paid | 86717 | 24.89 |  | 1 | 3484 |  | 3484 |  | 2017-02-17 14:23 | 2017-03-23 | SOLARIX SYSTEMS | New Construction | Oakland | Alameda | 94603 | Host Customer is System Owner | [7 empty] | 1205.1 | 40.17 |  | Glycol | Pressure Stagnation Protection (PSP) | Solar Storage and Auxiliary Tanks are separate |  | 1 | 1 | 2242 | Z03 | 59 | Units | Apartments/Condos | 2010115A | 30 | 1 | 1820 | 1 | 300 | 1 | 499999 | TRUE | 130 | 120 |  | Heliodyne - Delta-T Pro Ethernet |  | Heliodyne - Delta-T Pro Ethernet | City of Oakland | FALSE | 54.32 |  | 2016-07-12 | 2017-02-21 | 2017-02-17 | 2017-03-23 | 2017-09-26 | 2017-09-29 | 2567 | 189239 | Up-front Payment
SCG-005897 | Single Family Residential | Domestic Hot Water | Gas | Southern California Gas Company | Incentive:Paid | 9310 | 70 |  | 1 SCG | 133 |  | 133 |  | 2016-07-25 08:11 | 2016-08-11 | EVOLUTION ENERGY SOLUTIONS L L C | Retrofit | Los Angeles | Los Angeles | 90001 | Host Customer is System Owner | 6 |  | 2001001A | SunEarth, Inc. | SOLARAY | TE40P-80-2G | Indirect Forced Circulation (IF) | 40.9 |  | EP-40 / EP-40-0.75 | Glycol | Advanced Controller with a Vacation or Holiday Mode | Solar Storage and Auxiliary Tanks are separate | 80 | 1 | 1 | 75 | Z08 | [18 empty] | Los Angeles | FALSE | 70.53 |  | 2011-06-01: 2016-07-13; 2011-08-03: 2016-07-25; 2011-09-20: 2016-08-11 | 2992 | 9380 | Up-front Payment
SCG-005898 | Single Family Residential | Domestic Hot Water | Gas | Southern California Gas Company | Incentive:Paid | 9310 | 70 |  | 1 SCG | 133 |  | 133 |  | 2016-07-26 09:44 | 2016-08-01 | EVOLUTION ENERGY SOLUTIONS L L C | Retrofit | Los Angeles | Los Angeles | 90002 | Host Customer is System Owner | 8 |  | 2001001A | SunEarth, Inc. | SOLARAY | TE40P-80-2G | Indirect Forced Circulation (IF) | 40.9 |  | EP-40 / EP-40-0.75 | Glycol | Advanced Controller with a Vacation or Holiday Mode | Solar Storage and Auxiliary Tanks are separate | 80 | 1 | 1 | 95 | Z08 | [18 empty] | Los Angeles | FALSE | 70.53 |  | 2011-06-01: 2016-07-13; 2011-08-03: 2016-07-26; 2011-09-20: 2016-08-01 | 3005 | 9380 | Up-front Payment
SCG-005899 | Single Family Residential | Domestic Hot Water | Gas | Southern California Gas Company | Incentive:Paid | 8190 | 70 |  | 1 SCG | 117 |  | 117 |  | 2016-12-01 15:30 | 2017-03-13 | MOHR POWER SOLAR INC | Retrofit | Cathedral City | Riverside | 92234 | Host Customer is System Owner | 1 |  | 2010143A | Solene | AURORA/AO SMITH | SLAR40DC-80HE-XG | Indirect Forced Circulation (IF) | 40 |  | SLAR-40 | Glycol | Advanced Controller with a Vacation or Holiday Mode | Solar Storage and Auxiliary Tanks are separate | 80 | 1 | 1 | 20 | Z15 | [18 empty] | City of Catherdral City | FALSE | 76.92 |  | 2011-06-01: 2016-07-13; 2011-08-03: 2016-12-01; 2011-09-20: 2017-03-13 | 2780 | 9000 | Up-front Payment
SCG-005900 | Single Family Residential | Domestic Hot Water | Gas | Southern California Gas Company | Incentive:Paid | 9310 | 70 |  | 1 SCG | 133 |  | 133 |  | 2016-07-25 13:42 | 2016-08-01 | EVOLUTION ENERGY SOLUTIONS L L C | Retrofit | Los Angeles | Los Angeles | 90002 | Host Customer is System Owner | 12 |  | 2001001A | SunEarth, Inc. | SOLARAY | TE40P-80-2G | Indirect Forced Circulation (IF) | 40.9 |  | EP-40 / EP-40-0.75 | Glycol | Advanced Controller with a Vacation or Holiday Mode | Solar Storage and Auxiliary Tanks are separate | 80 | 1 | 1 | 135 | Z08 | [18 empty] | Los Angeles | FALSE | 70.53 |  | 2011-06-01: 2016-07-13; 2011-08-03: 2016-07-25; 2011-09-20: 2016-08-01 | 3005 | 9380 | Up-front Payment
PGE-005901 | Low Income Single Family Residential | Domestic Hot Water | Gas | Pacific Gas and Electric | Incentive:Paid | 1430 | 36.9 |  | 1 | 147 |  | 147 |  | 2016-08-01 13:22 | 2016-08-03 | CENTRAL VALLEY OPPORTUNITY CENTER INCORPORATED | Retrofit | MODESTO | Stanislaus | 95350 | Owner/Tenant | 2 |  | 2010017C | Alternate Energy Technologies | EAGLESUN | DBS-G2-80-64 | Indirect Forced Circulation (IF) | 65.34 |  | MSC-32 | Automatic Drainback | Drainback (Water) | Solar Storage and Auxiliary Tanks are separate | 80 | 1 | 1 | 35 | Z12 | [18 empty] | STANISLAUS | FALSE | 33.55 |  | 2011-06-01: 2016-07-13; 2011-08-03: 2016-08-01; 2011-09-20: 2016-08-03 | 3000 | 4932 | Up-front Payment
SCG-005902 | Single Family Residential | Domestic Hot Water | Gas | Southern California Gas Company | Incentive:Paid | 9380 | 70 |  | 1 SCG | 134 |  | 134 |  | 2016-07-25 11:03 | 2016-08-01 | EVOLUTION ENERGY SOLUTIONS L L C | Retrofit | Los Angeles | Los Angeles | 90032 | Host Customer is System Owner | 5 |  | 2001001A | SunEarth, Inc. | SOLARAY | TE40P-80-2G | Indirect Forced Circulation (IF) | 40.9 |  | EP-40 / EP-40-0.75 | Glycol | Advanced Controller with a Vacation or Holiday Mode | Solar Storage and Auxiliary Tanks are separate | 80 | 1 | 1 | 65 | Z09 | [18 empty] | Los Angeles | FALSE | 70 |  | 2011-06-01: 2016-07-13; 2011-08-03: 2016-07-25; 2011-09-20: 2016-08-01 | 3005 | 9380 | Up-front Payment
SCG-005903 | Single Family Residential | Domestic Hot Water | Gas | Southern California Gas Company | Incentive:Paid | 8911 | 70 |  | 1 SCG | 134 |  | 127 |  | 2016-07-19 14:26 | 2016-08-01 | ADVANCED CONSERVATION SYSTEMS INC | Retrofit | Lancaster | Los Angeles | 93535 | Host Customer is System Owner | 4 |  | 30004012 | SunEarth, Inc. | Cascade 2 | C2-64-80-2G | Indirect Forced Circulation (IF) | 65.67 |  | EP-32 / EP-32-0.75 | Automatic Drainback |  | Solar Storage and Auxiliary Tanks are separate | 80 | 1 | 0.95 | 55 | Z14 | [18 empty] | Los Angelos | FALSE | 76.12 |  | 2011-06-01: 2016-07-13; 2011-08-03: 2016-07-19; 2011-09-20: 2016-08-01 | 2986 | 10200 | Up-front Payment
SCG-005905 | Single Family Residential | Domestic Hot Water | Gas | Southern California Gas Company | Incentive:Paid | 9170 | 70 |  | 1 SCG | 131 |  | 131 |  | 2016-11-03 09:28 | 2017-01-05 | MOHR POWER SOLAR INC | Retrofit | Riverside | Riverside | 92509 | Host Customer is System Owner | 4 |  | 2010143F | Solene | AURORA/AO SMITH | SLAR48DC-80HE-XG | Indirect Forced Circulation (IF) | 49.03 |  | SLCO-30 | Glycol | Advanced Controller with a Vacation or Holiday Mode | Solar Storage and Auxiliary Tanks are separate | 80 | 1 | 1 | 55 | Z10 | [18 empty] | City of Jurupa Valley | FALSE | 72.14 |  | 2011-06-01: 2016-07-13; 2011-08-03: 2016-11-03; 2011-09-20: 2017-01-05 | 2845 | 9450 | Up-front Payment
SCG-005906 | Single Family Residential | Domestic Hot Water | Gas | Southern California Gas Company | Incentive:Paid | 9016 | 70 |  | 1 SCG | 161 |  | 129 |  | 2016-07-27 16:56 | 2016-08-03 | SUNTREK INDUSTRIES INC | Retrofit | Palm Desert | Riverside | 92211 | Host Customer is System Owner | 4 |  | 2001001F | SunEarth, Inc. | SOLARAY | TE64C-80-2G | Indirect Forced Circulation (IF) | 65.67 |  | EC-32 / EC-32-0.75 | Glycol | Advanced Controller with a Vacation or Holiday Mode | Solar Storage with Tankless Auxiliary Water Heater | 0 | 1 | 0.8 | 55 | Z15 | [18 empty] | Palm Desert | FALSE | 67.7 |  | 2011-06-01: 2016-07-13; 2011-08-03: 2016-07-27; 2011-09-20: 2016-08-03 | 2992 | 10900 | Up-front Payment
SCG-005907 | Single Family Residential | Domestic Hot Water | Gas | Southern California Gas Company | Incentive:Paid | 10187 | 70 |  | 1 SCG | 147 |  | 146 |  | 2016-08-25 10:08 | 2016-09-08 | SUNTREK INDUSTRIES INC | Retrofit | Palm Desert | Palm Desert | 92211 | Owner/Tenant | 4 |  | 2001001B | SunEarth, Inc. | SOLARAY | TE40C-80-2G | Indirect Forced Circulation (IF) | 40.86 |  | EC-40 / EC-40-0.75 | Glycol | Advanced Controller with a Vacation or Holiday Mode | Solar Storage and Auxiliary Tanks are separate | 80 | 0.99 | 1 | 55 | Z15 | [18 empty] | Palm Desert | FALSE | 69.65 |  | 2011-06-01: 2016-07-13; 2011-08-03: 2016-08-25; 2011-09-20: 2016-09-08 | 2958 | 10238 | Up-front Payment
SCG-005908 | Single Family Residential | Domestic Hot Water | Gas | Southern California Gas Company | Incentive:Paid | 9300 | 70 |  | 1 SCG | 133 |  | 133 |  | 2016-07-27 13:43 | 2016-08-01 | SUNTREK INDUSTRIES INC | Retrofit | Monarch Beach | Orange | 92629 | Host Customer is System Owner | 4 |  | 2001001B | SunEarth, Inc. | SOLARAY | TE40C-80-2G | Indirect Forced Circulation (IF) | 40.86 |  | EC-40 / EC-40-0.75 | Glycol | Advanced Controller with a Vacation or Holiday Mode | Solar Storage and Auxiliary Tanks are separate | 80 | 1 | 1 | 55 | Z06 | [18 empty] | Dana Point | FALSE | 69.92 |  | 2011-06-01: 2016-07-13; 2011-08-03: 2016-07-27; 2011-09-20: 2016-08-01 | 3005 | 9300 | Up-front Payment
SCG-005909 | Single Family Residential | Domestic Hot Water | Gas | Southern California Gas Company | Incentive:Paid | 9310 | 70 |  | 1 SCG | 133 |  | 133 |  | 2016-07-25 13:43 | 2016-08-01 | EVOLUTION ENERGY SOLUTIONS L L C | Retrofit | Los Angeles | Los Angeles | 90002 | Host Customer is System Owner | 6 |  | 2001001A | SunEarth, Inc. | SOLARAY | TE40P-80-2G | Indirect Forced Circulation (IF) | 40.9 |  | EP-40 / EP-40-0.75 | Glycol | Advanced Controller with a Vacation or Holiday Mode | Solar Storage and Auxiliary Tanks are separate | 80 | 1 | 1 | 75 | Z08 | [18 empty] | Los Angeles | FALSE | 70.53 |  | 2011-06-01: 2016-07-13; 2011-08-03: 2016-07-25; 2011-09-20: 2016-08-01 | 3005 | 9380 | Up-front Payment
SCG-005910 | Single Family Residential | Domestic Hot Water | Gas | Southern California Gas Company | Incentive:Paid | 9310 | 70 |  | 1 SCG | 133 |  | 133 |  | 2016-07-25 11:06 | 2016-08-01 | EVOLUTION ENERGY SOLUTIONS L L C | Retrofit | Los Angeles | Los Angeles | 90002 | Host Customer is System Owner | 4 |  | 2001001A | SunEarth, Inc. | SOLARAY | TE40P-80-2G | Indirect Forced Circulation (IF) | 40.9 |  | EP-40 / EP-40-0.75 | Glycol | Advanced Controller with a Vacation or Holiday Mode | Solar Storage and Auxiliary Tanks are separate | 80 | 1 | 1 | 55 | Z08 | [18 empty] | Los Angeles | FALSE | 70.53 |  | 2011-06-01: 2016-07-13; 2011-08-03: 2016-07-25; 2011-09-20: 2016-08-01 | 3005 | 9380 | Up-front Payment
SCG-005911 | Commercial/Multifamily Residential | Domestic Hot Water | Gas | Southern California Gas Company | Incentive:Paid | 78975 | 25 |  | 1 SCG | 3159 |  | 3159 |  | 2016-07-15 12:00 | 2016-08-02 | ALL VALLEY SOLAR INC | Retrofit | Los Angeles | Los Angeles | 91316 | Host Customer is System Owner | [7 empty] | 859.95 | 40.95 |  | Drainback |  | Solar Storage and Auxiliary Tanks are separate |  | 1 | 1 | 1680 | Z09 | 42 | Units | Apartments/Condos | 10001803 | 21 | 3 | 1120 | 1 | 85 | 1 | 399000 | TRUE | 135 | 140 |  | SunEarth - SETR A503 TTR U + VFS 5-100 |  | SunEarth - SETR A503 TTR U + VFS 5-100 | LADBS | FALSE | 25.02 |  | 2016-07-13 |  | 2016-07-15 | 2016-08-02 | 2016-08-16 | 2016-08-23 | 2980 | 79036 | Up-front Payment
SCG-005912 | Single Family Residential | Domestic Hot Water | Gas | Southern California Gas Company | Incentive:Paid | 9310 | 70 |  | 1 SCG | 133 |  | 133 |  | 2016-08-11 14:41 | 2016-08-12 | EVOLUTION ENERGY SOLUTIONS L L C | Retrofit | Los Angeles | Los Angeles | 90002 | Host Customer is System Owner | 2 |  | 2001001A | SunEarth, Inc. | SOLARAY | TE40P-80-2G | Indirect Forced Circulation (IF) | 40.9 |  | EP-40 / EP-40-0.75 | Glycol | Advanced Controller with a Vacation or Holiday Mode | Solar Storage and Auxiliary Tanks are separate | 80 | 1 | 1 | 35 | Z08 | [18 empty] | Los Angeles | FALSE | 70.53 |  | 2011-06-01: 2016-07-13; 2011-08-03: 2016-08-11; 2011-09-20: 2016-08-12 | 2984 | 9380 | Up-front Payment
SCG-005913 | Single Family Residential | Domestic Hot Water | Gas | Southern California Gas Company | Incentive:Paid | 9310 | 70 |  | 1 SCG | 133 |  | 133 |  | 2016-07-25 10:48 | 2016-08-25 | EVOLUTION ENERGY SOLUTIONS L L C | Retrofit | Los Angeles | Los Angeles | 90002 | Host Customer is System Owner | 12 |  | 2001001A | SunEarth, Inc. | SOLARAY | TE40P-80-2G | Indirect Forced Circulation (IF) | 40.9 |  | EP-40 / EP-40-0.75 | Glycol | Advanced Controller with a Vacation or Holiday Mode | Solar Storage and Auxiliary Tanks are separate | 80 | 1 | 1 | 135 | Z08 | [18 empty] | Los Angeles | FALSE | 70.53 |  | 2016-07-13 | 2016-08-25 |  |  | 2016-07-25 | 2016-08-25 | 2984 | 9380 | Up-front Payment
SCG-005915 | Commercial/Multifamily Residential | Domestic Hot Water | Gas | Southern California Gas Company | Incentive:Paid | 18650 | 25 |  | 1 SCG | 746 |  | 746 |  | 2016-08-15 14:33 | 2016-08-19 | ENVIRONMENTAL SOLAR DESIGN INC | Retrofit | Los Angeles | Los Angeles | 90027 | Host Customer is System Owner | [7 empty] | 204.75 | 40.95 |  | Glycol | Advanced Controller with a Vacation or Holiday Mode | Solar Storage and Auxiliary Tanks are separate |  | 1 | 1 | 504 | Z09 | 12 | Units | Apartments/Condos | TRB-40 | 5 | 1 | 360 | 3 | 100 | 1 | 270000 | TRUE | 125 | 135 |  |  |  |  | City of Los Angeles | FALSE | 33.14 |  | 2016-07-14 |  | 2016-08-15 | 2016-08-19 | 2016-08-25 | 2016-09-01 | 2966 | 24720 | Up-front Payment
SCG-005916 | Commercial/Multifamily Residential | Domestic Hot Water | Gas | Southern California Gas Company | Incentive:Paid | 44950 | 25 |  | 1 SCG | 1798 |  | 1798 |  | 2016-07-21 10:50 | 2016-07-22 | ENVIRONMENTAL SOLAR DESIGN INC | Retrofit | Los Angeles | Los Angeles | 90046 | Host Customer is System Owner | [7 empty] | 409.5 | 40.95 |  | Glycol | Advanced Controller with a Vacation or Holiday Mode | Solar Storage and Auxiliary Tanks are separate |  | 1 | 1 | 1900 | Z09 | 50 | Units | Apartments/Condos | 10001803 | 10 | 1 | 800 | 1 | 200 | 2 | 3980000 | TRUE | 125 | 135 |  |  |  |  | City of Los Angeles | FALSE | 26 |  | 2016-07-14 |  | 2016-07-21 | 2016-07-22 | 2016-07-25 | 2016-08-01 | 2951 | 46750 | Up-front Payment
SCG-005917 | Single Family Residential | Domestic Hot Water | Gas | Southern California Gas Company | Incentive:Canceled | 10238 | 25.37 |  | 2 | 186 |  | 158 |  |  |  |  | Retrofit | Woodland Hills | Los Angeles | 91364 | Host Customer is System Owner | 5 |  | 2011118A | Stiebel Eltron | SOLAR HOT WATER PACKAGE | SOLKIT-2N-B | Indirect Forced Circulation (IF) | 54.81 |  | SOL 27 Premium S | Glycol | Advanced Controller with a Vacation or Holiday Mode | Solar Storage with Tankless Auxiliary Water Heater | 81.1 | 1 | 0.85 | 65 | Z09 | [18 empty] | los angeles | FALSE | 56.23 |  | 2011-06-01: 2016-07-14 | 3025 | 10459.46 | Up-front Payment
PGE-005918 | Low Income Single Family Residential | Domestic Hot Water | Gas | Pacific Gas and Electric | Incentive:Paid | 5223 | 36.9 |  | 1 | 149 |  | 142 |  | 2016-10-04 10:25 | 2016-11-22 | FRESNO COUNTY ECONOMIC OPPORTUNITIES COMMISSION | Retrofit | FRESNO | Fresno | 93722 | Host Customer is System Owner | 1 |  | 2010017C | Alternate Energy Technologies | EAGLESUN | DBS-G2-80-64 | Indirect Forced Circulation (IF) | 65.34 |  | MSC-32 | Automatic Drainback | Drainback (Water) | Solar Storage and Auxiliary Tanks are separate | 80 | 0.95 | 1 | 20 | Z13 | [18 empty] | CITY OF FRESNO | FALSE | 44.46 |  | 2016-07-14 | 2016-10-13 |  |  | 2016-10-04 | 2016-11-22 | 2874 | 6625.23 | Up-front Payment
PGE-005919 | Low Income Single Family Residential | Domestic Hot Water | Gas | Pacific Gas and Electric | Incentive:Paid | 1877 | 36.9 |  | 1 | 147 |  | 126 |  | 2016-08-02 09:22 | 2016-08-04 | CENTRAL VALLEY OPPORTUNITY CENTER INCORPORATED | Retrofit | MODESTO | Stanislaus | 95351 | Host Customer is System Owner | 2 |  | 2010017C | Alternate Energy Technologies | EAGLESUN | DBS-G2-80-64 | Indirect Forced Circulation (IF) | 65.34 |  | MSC-32 | Automatic Drainback | Drainback (Water) | Solar Storage and Auxiliary Tanks are separate | 80 | 0.95 | 0.9 | 35 | Z12 | [18 empty] | STANISLAUS | FALSE | 36.59 |  | 2011-06-01: 2016-07-15; 2011-08-03: 2016-08-02; 2011-09-20: 2016-08-04 | 3000 | 5379 | Up-front Payment
SCG-005920 | Single Family Residential | Domestic Hot Water | Gas | Southern California Gas Company | Incentive:Paid | 10238 | 70 |  | 1 SCG | 186 |  | 150 |  | 2016-08-23 07:19 | 2016-09-01 | CATERSOLAR INC | Retrofit | Encino | Los Angeles | 91436 | Host Customer is System Owner | 6 |  | 2011118A | Stiebel Eltron | SOLAR HOT WATER PACKAGE | SOLKIT-2N-B | Indirect Forced Circulation (IF) | 54.81 |  | SOL 27 Premium S | Glycol | Advanced Controller with a Vacation or Holiday Mode | Solar Storage with Tankless Auxiliary Water Heater | 81.1 | 0.85 | 0.95 | 75 | Z09 | [18 empty] | Los Angeles BS | FALSE | 56.24 |  | 2011-06-01: 2016-07-15; 2011-08-03: 2016-08-23; 2011-09-20: 2016-09-01 | 2964 | 10460 | Up-front Payment
SCG-005921 | Single Family Residential | Domestic Hot Water | Gas | Southern California Gas Company | Incentive:Paid | 10238 | 70 |  | 1 SCG | 186 |  | 158 |  | 2016-07-16 17:33 | 2016-07-21 | CATERSOLAR INC | New Construction | Woodland Hills | Los Angeles | 91364 | Host Customer is System Owner |  | 5 | 2011118A | Stiebel Eltron | SOLAR HOT WATER PACKAGE | SOLKIT-2N-B | Indirect Forced Circulation (IF) | 54.81 |  | SOL 27 Premium S | Glycol | Advanced Controller with a Vacation or Holiday Mode | Solar Storage with Tankless Auxiliary Water Heater | 80.6 | 1 | 0.85 | 65 | Z09 | [18 empty] | los angeles | FALSE | 56.24 |  | 2011-06-01: 2016-07-16; 2011-08-03: 2016-07-16; 2011-09-20: 2016-07-21 | 3013 | 10460 | Up-front Payment
SCG-005922 | Single Family Residential | Domestic Hot Water | Gas | Southern California Gas Company | Incentive:Paid | 10238 | 70 |  | 1 SCG | 168 |  | 168 |  | 2016-07-21 08:59 | 2016-07-22 | SUNTREK INDUSTRIES INC | Retrofit | Aliso Viejo | Orange | 92656 | Host Customer is System Owner | 4 |  | 2001001F | SunEarth, Inc. | SOLARAY | TE64C-80-2G | Indirect Forced Circulation (IF) | 65.67 |  | EC-32 / EC-32-0.75 | Glycol | Advanced Controller with a Vacation or Holiday Mode | Solar Storage and Auxiliary Tanks are separate | 80 | 1 | 1 | 55 | Z06 | [18 empty] | Aliso Viejo | FALSE | 60.94 |  | 2011-06-01: 2016-07-18; 2011-08-03: 2016-07-21; 2011-09-20: 2016-07-22 | 3013 | 10238 | Up-front Payment
SCG-005923 | Single Family Residential | Domestic Hot Water | Gas | Southern California Gas Company | Incentive:Paid | 9310 | 70 |  | 1 SCG | 133 |  | 133 |  | 2016-08-15 12:27 | 2016-08-24 | ENVIRONMENTAL SOLAR DESIGN INC | Retrofit | Los Angeles | Los Angeles | 90016 | Host Customer is System Owner | 5 |  | 2001001A | SunEarth, Inc. | SOLARAY | TE40P-80-2G | Indirect Forced Circulation (IF) | 40.9 |  | EP-40 / EP-40-0.75 | Glycol | Advanced Controller with a Vacation or Holiday Mode | Solar Storage and Auxiliary Tanks are separate | 80 | 1 | 1 | 65 | Z08 | [18 empty] | City of Los Angeles | FALSE | 71.43 |  | 2011-06-01: 2016-07-18; 2011-08-03: 2016-08-15; 2011-09-20: 2016-08-24 | 2977 | 9500 | Up-front Payment
PGE-005924 | Low Income Single Family Residential | Domestic Hot Water | Gas | Pacific Gas and Electric | Incentive:Paid | 2047 | 36.9 |  | 1 | 147 |  | 140 |  | 2016-07-29 14:17 | 2016-08-02 | CENTRAL VALLEY OPPORTUNITY CENTER INCORPORATED | Retrofit | CERES | Stanislaus | 95307 | Owner/Tenant | 2 |  | 2010017C | Alternate Energy Technologies | EAGLESUN | DBS-G2-80-64 | Indirect Forced Circulation (IF) | 65.34 |  | MSC-32 | Automatic Drainback | Drainback (Water) | Solar Storage and Auxiliary Tanks are separate | 80 | 1 | 0.95 | 35 | Z12 | [18 empty] | STANISLAUS | FALSE | 37.75 |  | 2011-06-01: 2016-07-18; 2011-08-03: 2016-07-29; 2011-09-20: 2016-08-02 | 3000 | 5549 | Up-front Payment
PGE-005925 | Low Income Single Family Residential | Domestic Hot Water | Gas | Pacific Gas and Electric | Incentive:Paid | 2080 | 36.9 |  | 1 | 147 |  | 147 |  | 2016-07-26 14:20 | 2016-08-02 | CENTRAL VALLEY OPPORTUNITY CENTER INCORPORATED | Retrofit | CERES | Stanislaus | 95307 | Host Customer is System Owner | 3 |  | 2010017C | Alternate Energy Technologies | EAGLESUN | DBS-G2-80-64 | Indirect Forced Circulation (IF) | 65.34 |  | MSC-32 | Automatic Drainback | Drainback (Water) | Solar Storage and Auxiliary Tanks are separate | 80 | 1 | 1 | 45 | Z12 | [18 empty] | STANISLAUS | FALSE | 37.97 |  | 2011-06-01: 2016-07-18; 2011-08-03: 2016-07-26; 2011-09-20: 2016-08-02 | 3000 | 5582 | Up-front Payment
SCG-005926 | Single Family Residential | Domestic Hot Water | Gas | Southern California Gas Company | Incentive:Paid | 10220 | 70 |  | 1 SCG | 146 |  | 146 |  | 2017-01-04 09:07 | 2017-04-04 | THE SOLAR ENERGY COMPANY INC | Retrofit | Ventura | Ventura | 93004 | Host Customer is System Owner | 4 |  | 2001001D | SunEarth, Inc. | SOLARAY | TE48C-80-2G | Indirect Forced Circulation (IF) | 49.48 |  | EC-24 / EC-24-0.75 | Glycol | Advanced Controller with a Vacation or Holiday Mode | Solar Storage and Auxiliary Tanks are separate | 80 | 1 | 1 | 55 | Z06 | [18 empty] | City of Ventura | FALSE | 70.12 |  | 2011-06-01: 2016-07-19; 2011-08-03: 2017-01-04; 2011-09-20: 2017-04-04 | 2749 | 10238 | Up-front Payment
SCG-005927 | Single Family Residential | Domestic Hot Water | Gas | Southern California Gas Company | Incentive:Paid | 9380 | 70 |  | 1 SCG | 134 |  | 134 |  | 2016-08-24 08:56 | 2016-10-13 | ENVIRONMENTAL SOLAR DESIGN INC | Retrofit | SHERMAN OAKS | Sherman Oaks | 91403 | Host Customer is System Owner | 4 |  | 2001001A | SunEarth, Inc. | SOLARAY | TE40P-80-2G | Indirect Forced Circulation (IF) | 40.9 |  | EP-40 / EP-40-0.75 | Glycol | Advanced Controller with a Vacation or Holiday Mode | Solar Storage and Auxiliary Tanks are separate | 80 | 1 | 1 | 55 | Z09 | [18 empty] | City of Los Angeles | FALSE | 70.9 |  | 2011-06-01: 2016-07-19; 2011-08-03: 2016-08-24; 2011-09-20: 2016-10-13 | 2924 | 9500 | Up-front Payment
SCG-005931 | Commercial Pools | Pool Heating | Gas | Southern California Gas Company | Incentive:Paid | 19520 | 5 |  | 1 | 3904 |  | 3904 |  | 2016-08-06 17:07 | 2016-08-17 | GO GREEN SOLAR SOLUTIONS INC | Retrofit | Thousand Oaks | Ventura | 91360 | Host Customer is System Owner | 4 | [6 empty] | 1093.596 | 39.057 |  | Drainback |  |  |  | 1 | 1 |  | Z09 |  |  |  | 10001884 | 28 | 1 | [5 empty] | FALSE |  |  |  | Badger 3050 Series |  | Badger 3050 Series | Thousand Oaks | FALSE | 5.31 |  | 2016-07-19 |  | 2016-08-06 | 2016-08-17 | 2017-01-12 | 2017-01-27 | 2819 | 20730 | Up-front Payment
SCG-005934 | Single Family Residential | Domestic Hot Water | Gas | Southern California Gas Company | Incentive:Paid | 9590 | 70 |  | 1 SCG | 137 |  | 137 |  | 2016-10-03 10:02 | 2016-10-18 | MOHR POWER SOLAR INC | Retrofit | Moreno Valley | San Bernadino | 92551 | Host Customer is System Owner | 4 |  | 2010143B | Solene | AURORA/AO SMITH | SLAR64DC-80HE-XG | Indirect Forced Circulation (IF) | 64 |  | SLAR-32 | Glycol | Advanced Controller with a Vacation or Holiday Mode | Solar Storage and Auxiliary Tanks are separate | 80 | 1 | 1 | 55 | Z10 | [18 empty] | City of Moreno Valley | FALSE | 76.64 |  | 2011-06-01: 2016-07-19; 2011-08-03: 2016-10-03; 2011-09-20: 2016-10-18 | 2927 | 10500 | Up-front Payment
SCG-005935 | Single Family Residential | Domestic Hot Water | Gas | Southern California Gas Company | Incentive:Paid | 10220 | 70 |  | 1 SCG | 155 |  | 155 |  | 2016-09-08 13:25 | 2016-09-12 | THE SOLAR ENERGY COMPANY INC | Retrofit | Santa Barbara | Santa Barbara | 93105 | Host Customer is System Owner | 5 |  | 2001001D | SunEarth, Inc. | SOLARAY | TE48C-80-2G | Indirect Forced Circulation (IF) | 49.48 |  | EC-24 / EC-24-0.75 | Glycol | Advanced Controller with a Vacation or Holiday Mode | Solar Storage and Auxiliary Tanks are separate | 80 | 1 | 1 | 65 | Z05 | [18 empty] | County of Santa Barbara | FALSE | 65.94 |  | 2011-06-01: 2016-07-19; 2011-08-03: 2016-09-08; 2011-09-20: 2016-09-12 | 2962 | 10220 | Up-front Payment
SCG-005937 | Single Family Residential | Domestic Hot Water | Gas | Southern California Gas Company | Incentive:Paid | 8883 | 70 |  | 1 SCG | 141 |  | 127 |  | 2016-07-20 15:46 | 2016-08-11 | TITANIUM POWER INC | Retrofit | Thousand Oaks | Ventura | 91360 | Host Customer is System Owner | 4 |  | 2001001B | SunEarth, Inc. | SOLARAY | TE40C-80-2G | Indirect Forced Circulation (IF) | 40.86 |  | EC-40 / EC-40-0.75 | Glycol | Advanced Controller with a Vacation or Holiday Mode | Solar Storage and Auxiliary Tanks are separate | 80 | 1 | 0.9 | 55 | Z09 | [18 empty] | Thousand Oaks | FALSE | 69.6 |  | 2011-06-01: 2016-07-19; 2011-08-03: 2016-07-20; 2011-09-20: 2016-08-11 | 2980 | 9814 | Up-front Payment
SCG-005940 | Single Family Residential | Domestic Hot Water | Gas | Southern California Gas Company | Incentive:Paid | 10238 | 70 |  | 1 SCG | 174 |  | 174 |  | 2016-12-21 15:00 | 2017-03-21 | THE SOLAR ENERGY COMPANY INC | Retrofit | Ojai | Ventura | 93023 | Host Customer is System Owner | 7 |  | 2001003M | SunEarth, Inc. | SOLARAY | TE80C-120-2G-PV | Indirect Forced Circulation (IF) | 81.72 |  | EC-40 / EC-40-0.75 | Glycol | Advanced Controller with a Thermal Cycling Function | Solar Storage and Auxiliary Tanks are separate | 120 | 1 | 1 | 85 | Z09 | [18 empty] | County of Ventura | FALSE | 58.84 |  | 2011-06-01: 2016-07-19; 2011-08-03: 2016-12-21; 2011-09-20: 2017-03-21 | 2773 | 10238 | Up-front Payment
SCG-005942 | Single Family Residential | Domestic Hot Water | Gas | Southern California Gas Company | Incentive:Paid | 9590 | 70 |  | 1 SCG | 137 |  | 137 |  | 2016-12-21 09:37 | 2017-03-21 | MOHR POWER SOLAR INC | Retrofit | Murrieta | Riverside | 92562 | Host Customer is System Owner | 2 |  | 2010143B | Solene | AURORA/AO SMITH | SLAR64DC-80HE-XG | Indirect Forced Circulation (IF) | 64 |  | SLAR-32 | Glycol | Advanced Controller with a Vacation or Holiday Mode | Solar Storage with Tankless Auxiliary Water Heater | 80 | 1 | 1 | 35 | Z10 | [18 empty] | City of Murrieta | FALSE | 82.12 |  | 2011-06-01: 2016-07-21; 2011-08-03: 2016-12-21; 2011-09-20: 2017-03-21 | 2773 | 11250 | Up-front Payment
SCG-005943 | Single Family Residential | Domestic Hot Water | Gas | Southern California Gas Company | Incentive:Paid | 10220 | 70 |  | 1 SCG | 146 |  | 146 |  | 2016-11-07 13:47 | 2017-01-13 | MOHR POWER SOLAR INC | Retrofit | South Gate | Los Angeles | 90280 | Host Customer is System Owner | 8 |  | 2010143E | Solene | AURORA/AO SMITH | SLAR80DC-120HE-XG | Indirect Forced Circulation (IF) | 80 |  | SLAR-40 | Glycol | Advanced Controller with a Vacation or Holiday Mode | Solar Storage and Auxiliary Tanks are separate | 118.9 | 1 | 1 | 95 | Z08 | [18 empty] | City of South Gate | FALSE | 82.19 |  | 2011-06-01: 2016-07-21; 2011-08-03: 2016-11-07; 2011-09-20: 2017-01-13 | 2838 | 12000 | Up-front Payment
SCG-005944 | Single Family Residential | Domestic Hot Water | Gas | Southern California Gas Company | Incentive:Paid | 9310 | 70 |  | 1 SCG | 133 |  | 133 |  | 2016-07-25 13:41 | 2016-08-01 | EVOLUTION ENERGY SOLUTIONS L L C | Retrofit | Los Angeles | Los Angeles | 90001 | Host Customer is System Owner | 4 |  | 2001001A | SunEarth, Inc. | SOLARAY | TE40P-80-2G | Indirect Forced Circulation (IF) | 40.9 |  | EP-40 / EP-40-0.75 | Glycol | Advanced Controller with a Vacation or Holiday Mode | Solar Storage and Auxiliary Tanks are separate | 80 | 1 | 1 | 55 | Z08 | [18 empty] | Los Angeles | FALSE | 70.53 |  | 2011-06-01: 2016-07-21; 2011-08-03: 2016-07-25; 2011-09-20: 2016-08-01 | 3004 | 9380 | Up-front Payment
SCG-005945 | Single Family Residential | Domestic Hot Water | Gas | Southern California Gas Company | Incentive:Canceled | 8400 | 25.37 |  | 2 | 120 |  | 120 |  |  |  |  | Retrofit | La Quinta | La Quinta | 92253 | Host Customer is System Owner |  | 5 | 2010143F | Solene | AURORA/AO SMITH | SLAR48DC-80HE-XG | Indirect Forced Circulation (IF) | 49.03 |  | SLCO-30 | Glycol | Steam Back | Solar Storage and Auxiliary Tanks are separate | 80 | 1 | 1 | 65 | Z15 | [18 empty] | City of La Quinta | FALSE | 79.17 |  | 2011-06-01: 2016-07-21 | 3019 | 9500 | Up-front Payment
SCG-005946 | Single Family Residential | Domestic Hot Water | Gas | Southern California Gas Company | Incentive:Paid | 9590 | 70 |  | 1 SCG | 137 |  | 137 |  | 2016-11-03 09:32 | 2017-01-05 | MOHR POWER SOLAR INC | Retrofit | Beaumont | Riverside | 92223 | Host Customer is System Owner | 1 |  | 2010143B | Solene | AURORA/AO SMITH | SLAR64DC-80HE-XG | Indirect Forced Circulation (IF) | 64 |  | SLAR-32 | Glycol | Advanced Controller with a Vacation or Holiday Mode | Solar Storage with Tankless Auxiliary Water Heater | 80 | 1 | 1 | 20 | Z10 | [18 empty] | City of Beaumont | FALSE | 72.99 |  | 2011-06-01: 2016-07-21; 2011-08-03: 2016-11-03; 2011-09-20: 2017-01-05 | 2845 | 10000 | Up-front Payment
SCG-005947 | Single Family Residential | Domestic Hot Water | Gas | Southern California Gas Company | Incentive:Paid | 9310 | 70 |  | 1 SCG | 133 |  | 133 |  | 2016-08-11 14:45 | 2016-08-12 | EVOLUTION ENERGY SOLUTIONS L L C | Retrofit | Los Angeles | Los Angeles | 90002 | Host Customer is System Owner | 7 |  | 2001001A | SunEarth, Inc. | SOLARAY | TE40P-80-2G | Indirect Forced Circulation (IF) | 40.9 |  | EP-40 / EP-40-0.75 | Glycol | Advanced Controller with a Vacation or Holiday Mode | Solar Storage and Auxiliary Tanks are separate | 80 | 1 | 1 | 85 | Z08 | [18 empty] | Los Angeles | FALSE | 70.53 |  | 2011-06-01: 2016-07-21; 2011-08-03: 2016-08-11; 2011-09-20: 2016-08-12 | 2984 | 9380 | Up-front Payment
SCG-005949 | Single Family Residential | Domestic Hot Water | Gas | Southern California Gas Company | Incentive:Paid | 10220 | 70 |  | 1 SCG | 146 |  | 146 |  | 2016-08-30 15:13 | 2016-09-01 | THE SOLAR ENERGY COMPANY INC | Retrofit | Goleta | Santa Barbara | 93117 | Host Customer is System Owner | 3 |  | 2001001D | SunEarth, Inc. | SOLARAY | TE48C-80-2G | Indirect Forced Circulation (IF) | 49.48 |  | EC-24 / EC-24-0.75 | Glycol | Advanced Controller with a Vacation or Holiday Mode | Solar Storage and Auxiliary Tanks are separate | 80 | 1 | 1 | 45 | Z06 | [18 empty] | City of Goleta | FALSE | 70 |  | 2011-06-01: 2016-07-21; 2011-08-03: 2016-08-30; 2011-09-20: 2016-09-01 | 2964 | 10220 | Up-front Payment
SCG-005950 | Single Family Residential | Domestic Hot Water | Gas | Southern California Gas Company | Incentive:Paid | 10220 | 70 |  | 1 SCG | 155 |  | 155 |  | 2017-06-30 11:26 | 2017-07-14 | THE SOLAR ENERGY COMPANY INC | Retrofit | Santa Barbara | Santa Barbara | 93105 | Host Customer is System Owner | 4 |  | 2001001D | SunEarth, Inc. | SOLARAY | TE48C-80-2G | Indirect Forced Circulation (IF) | 49.48 |  | EC-24 / EC-24-0.75 | Glycol | Advanced Controller with a Vacation or Holiday Mode | Solar Storage and Auxiliary Tanks are separate | 80 | 1 | 1 | 55 | Z05 | [18 empty] | City of Santa Barbara | FALSE | 65.94 |  | 2011-06-01: 2016-07-21; 2011-08-03: 2017-06-30; 2011-09-20: 2017-07-14 | 2650 | 10220 | Up-front Payment
SCG-005952 | Single Family Residential | Domestic Hot Water | Gas | Southern California Gas Company | Incentive:Paid | 10220 | 70 |  | 1 SCG | 155 |  | 155 |  | 2017-06-27 10:36 | 2017-07-07 | THE SOLAR ENERGY COMPANY INC | Retrofit | Santa Barbara | Santa Barbara | 93105 | Owner/Tenant | 4 |  | 2001001D | SunEarth, Inc. | SOLARAY | TE48C-80-2G | Indirect Forced Circulation (IF) | 49.48 |  | EC-24 / EC-24-0.75 | Glycol | Advanced Controller with a Vacation or Holiday Mode | Solar Storage and Auxiliary Tanks are separate | 80 | 1 | 1 | 55 | Z05 | [18 empty] | City of Santa Barbara | FALSE | 65.94 |  | 2011-06-01: 2016-07-21; 2011-08-03: 2017-06-27; 2011-09-20: 2017-07-07 | 2658 | 10220 | Up-front Payment
SCG-005953 | Commercial/Multifamily Residential | Domestic Hot Water | Gas | Southern California Gas Company | Incentive:Paid | 8525 | 25 |  | 1 SCG | 341 |  | 341 |  | 2016-08-08 11:38 | 2016-08-17 | ENVIRONMENTAL SOLAR DESIGN INC | Retrofit | Santa Monica | Santa Monica | 90404 | Host Customer is System Owner | [7 empty] | 122.85 | 40.95 |  | Glycol | Advanced Controller with a Vacation or Holiday Mode | Solar Storage and Auxiliary Tanks are separate |  | 1 | 1 | 168 | Z06 | 4 | Units | Apartments/Condos | TRB-40 | 3 | 1 | 120 | 1 | 100 | 1 | 3500000 | TRUE | 125 | 135 |  |  |  |  | City of Santa Monica | FALSE | 43.58 |  | 2016-07-22 |  | 2016-08-08 | 2016-08-17 | 2016-08-22 | 2016-08-29 | 2971 | 14860 | Up-front Payment
SCG-005955 | Single Family Residential | Domestic Hot Water | Gas | Southern California Gas Company | Incentive:Paid | 10238 | 70 |  | 1 SCG | 177 |  | 177 |  | 2016-07-29 15:47 | 2016-08-02 | ENVIRONMENTAL SOLAR DESIGN INC | Retrofit | Beverly Hills | Beverly Hills | 90210 | Host Customer is System Owner | 6 |  | 2001001S | SunEarth, Inc. | SOLARAY | TE80P-120-2G | Indirect Forced Circulation (IF) | 81.81 |  | EP-40 / EP-40-0.75 | Glycol | Advanced Controller with a Vacation or Holiday Mode | Solar Storage and Auxiliary Tanks are separate | 120 | 1 | 1 | 75 | Z09 | [18 empty] | City of Los Angeles | FALSE | 59.32 |  | 2011-06-01: 2016-07-22; 2011-08-03: 2016-07-29; 2011-09-20: 2016-08-02 | 3005 | 10500 | Up-front Payment
PGE-005958 | Low Income Single Family Residential | Domestic Hot Water | Gas | Pacific Gas and Electric | Incentive:Paid | 4074 | 36.9 |  | 1 | 147 |  | 147 |  | 2016-07-26 11:08 | 2016-08-02 | MERCED COUNTY COMMUNITY ACTION BOARD | Retrofit | ATWATER | Merced | 95301 | Host Customer is System Owner | 4 |  | 2010017C | Alternate Energy Technologies | EAGLESUN | DBS-G2-80-64 | Indirect Forced Circulation (IF) | 65.34 |  | MSC-32 | Automatic Drainback |  | Solar Storage and Auxiliary Tanks are separate | 80 | 1 | 1 | 55 | Z12 | [18 empty] | CITY OF ATWATER CA | FALSE | 29.81 |  | 2016-07-22 | 2016-08-01 |  |  | 2016-07-26 | 2016-08-02 | 3000 | 4382.76 | Up-front Payment
SCG-005961 | Single Family Residential | Domestic Hot Water | Gas | Southern California Gas Company | Incentive:Paid | 10238 | 70 |  | 1 SCG | 156 |  | 156 |  | 2016-07-27 13:01 | 2016-08-01 | ALL VALLEY SOLAR INC | Retrofit | South Pasadena | South Pasadena | 91030 | Host Customer is System Owner | 4 |  | 2001028G | SunEarth, Inc. | CASCADE | EPRD-64-80-2G | Indirect Forced Circulation (IF) | 65.67 |  | EP-32 / EP-32-0.75 | Automatic Drainback |  | Solar Storage and Auxiliary Tanks are separate | 80 | 1 | 1 | 55 | Z09 | [18 empty] | South Pasadena | FALSE | 66.29 |  | 2011-06-01: 2016-07-25; 2011-08-03: 2016-07-27; 2011-09-20: 2016-08-01 | 3005 | 10342 | Up-front Payment
SCG-005962 | Single Family Residential | Domestic Hot Water | Gas | Southern California Gas Company | Incentive:Paid | 9310 | 70 |  | 1 SCG | 133 |  | 133 |  | 2016-08-31 14:52 | 2016-09-02 | EVOLUTION ENERGY SOLUTIONS L L C | Retrofit | Los Angeles | Los Angeles | 90002 | Host Customer is System Owner | 4 |  | 2001001A | SunEarth, Inc. | SOLARAY | TE40P-80-2G | Indirect Forced Circulation (IF) | 40.9 |  | EP-40 / EP-40-0.75 | Glycol | Advanced Controller with a Vacation or Holiday Mode | Solar Storage and Auxiliary Tanks are separate | 80 | 1 | 1 | 55 | Z08 | [18 empty] | Los Angeles | FALSE | 70.53 |  | 2011-06-01: 2016-07-25; 2011-08-03: 2016-08-31; 2011-09-20: 2016-09-02 | 2959 | 9380 | Up-front Payment
SCG-005963 | Single Family Residential | Domestic Hot Water | Gas | Southern California Gas Company | Incentive:Paid | 9310 | 70 |  | 1 SCG | 133 |  | 133 |  | 2016-09-27 12:53 | 2016-10-07 | EVOLUTION ENERGY SOLUTIONS L L C | Retrofit | Los Angeles | Los Angeles | 90002 | Host Customer is System Owner | 6 |  | 2001001A | SunEarth, Inc. | SOLARAY | TE40P-80-2G | Indirect Forced Circulation (IF) | 40.9 |  | EP-40 / EP-40-0.75 | Glycol | Advanced Controller with a Vacation or Holiday Mode | Solar Storage and Auxiliary Tanks are separate | 80 | 1 | 1 | 75 | Z08 | [18 empty] | Los Angeles | FALSE | 70.53 |  | 2011-06-01: 2016-07-25; 2011-08-03: 2016-09-27; 2011-09-20: 2016-10-07 | 2923 | 9380 | Up-front Payment
SCG-005964 | Single Family Residential | Domestic Hot Water | Gas | Southern California Gas Company | Incentive:Paid | 9310 | 70 |  | 1 SCG | 133 |  | 133 |  | 2016-08-17 10:07 | 2016-08-22 | EVOLUTION ENERGY SOLUTIONS L L C | Retrofit | Los Angeles | Los Angeles | 90002 | Host Customer is System Owner | 4 |  | 2001001A | SunEarth, Inc. | SOLARAY | TE40P-80-2G | Indirect Forced Circulation (IF) | 40.9 |  | EP-40 / EP-40-0.75 | Glycol | Advanced Controller with a Vacation or Holiday Mode | Solar Storage and Auxiliary Tanks are separate | 80 | 1 | 1 | 55 | Z08 | [18 empty] | Los Angeles | FALSE | 70.53 |  | 2011-06-01: 2016-07-25; 2011-08-03: 2016-08-17; 2011-09-20: 2016-08-22 | 2979 | 9380 | Up-front Payment
SCG-005965 | Single Family Residential | Domestic Hot Water | Gas | Southern California Gas Company | Incentive:Canceled | 10238 | 70 |  | 1 SCG | 186 |  | 158 |  | 2016-09-01 12:00 | 2016-09-06 |  | Retrofit | Sherman Oaks | Los Angeles | 91403 | Host Customer is System Owner | 4 |  | 2011118A | Stiebel Eltron | SOLAR HOT WATER PACKAGE | SOLKIT-2N-B | Indirect Forced Circulation (IF) | 54.81 |  | SOL 27 Premium S | Glycol | Advanced Controller with a Vacation or Holiday Mode | Solar Storage with Tankless Auxiliary Water Heater | 81.1 | 0.85 | 1 | 55 | Z09 | [18 empty] | CITY OF LOS ANGELES | FALSE | 56.24 |  | 2016-07-25 | 2016-09-22 |  |  | 2016-09-01 | 2016-09-06 | 2956 | 10460 | Up-front Payment
SCG-005966 | Single Family Residential | Domestic Hot Water | Gas | Southern California Gas Company | Incentive:Paid | 10238 | 70 |  | 1 SCG | 186 |  | 177 |  | 2016-10-06 06:44 | 2016-11-01 | CATERSOLAR INC | Retrofit | WEST HILLS | Los Angeles | 91304 | Host Customer is System Owner | 5 |  | 2011118A | Stiebel Eltron | SOLAR HOT WATER PACKAGE | SOLKIT-2N-B | Indirect Forced Circulation (IF) | 54.81 |  | SOL 27 Premium S | Glycol | Advanced Controller with a Vacation or Holiday Mode | Solar Storage with Tankless Auxiliary Water Heater | 81.1 | 1 | 0.95 | 65 | Z09 | [18 empty] | CITY OF LOS ANGELES | FALSE | 56.24 |  | 2011-06-01: 2016-07-25; 2011-08-03: 2016-10-06; 2011-09-20: 2016-11-01 | 2881 | 10460 | Up-front Payment
SCG-005967 | Single Family Residential | Domestic Hot Water | Gas | Southern California Gas Company | Incentive:Paid | 10238 | 70 |  | 1 SCG | 186 |  | 150 |  | 2016-09-01 13:13 | 2016-09-21 | CATERSOLAR INC | Retrofit | woodland hills | Los Angeles | 91367 | Host Customer is System Owner | 4 |  | 2011118A | Stiebel Eltron | SOLAR HOT WATER PACKAGE | SOLKIT-2N-B | Indirect Forced Circulation (IF) | 54.81 |  | SOL 27 Premium S | Glycol | Advanced Controller with a Vacation or Holiday Mode | Solar Storage with Tankless Auxiliary Water Heater | 81.1 | 0.95 | 0.85 | 55 | Z09 | [18 empty] | CITY OF LOS ANGELES | FALSE | 56.24 |  | 2011-06-01: 2016-07-25; 2011-08-03: 2016-09-01; 2011-09-20: 2016-09-21 | 2951 | 10460 | Up-front Payment
SCG-005968 | Single Family Residential | Domestic Hot Water | Gas | Southern California Gas Company | Incentive:Canceled | 4366 | 29.85 |  | 1 | 186 |  | 150 |  | 2017-01-20 11:52 |  | CATERSOLAR INC | Retrofit | woodland hills | Los Angeles | 91364 | Host Customer is System Owner | 4 |  | 2011118A | Stiebel Eltron | SOLAR HOT WATER PACKAGE | SOLKIT-2N-B | Indirect Forced Circulation (IF) | 54.81 |  | SOL 27 Premium S | Glycol | Advanced Controller with a Vacation or Holiday Mode | Solar Storage with Tankless Auxiliary Water Heater | 81.1 | 0.95 | 0.85 | 55 | Z09 | [18 empty] | CITY OF LOS ANGELES | FALSE | 56.24 |  | 2011-06-01: 2016-07-25; 2011-06-21: 2017-05-31; 2011-08-03: 2017-01-20 | 2446 | 10460 | Up-front Payment
PGE-005969 | Low Income Multifamily Residential | Domestic Hot Water | Gas | Pacific Gas and Electric | Incentive:Paid | 39625 | 24.89 |  | 1 | 1592 |  | 1592 |  | 2016-08-10 09:12 | 2016-08-29 | ARNOLD SOLAR INC | New Construction | Bakersfield | Kern | 93301 | Host Customer is System Owner | [7 empty] | 451.36 | 56.42 |  | Drainback | Steam Back | Solar Storage and Auxiliary Tanks are separate |  | 1 | 1 | 2394 | Z13 | 63 | Units | Apartments/Condos | 2009042B | 8 | 4 | 1200 | 1 | 200 | 2 | 400000 | TRUE | 140 | 140 |  |  |  |  | City of Bakersfield | FALSE | 70.54 |  | 2016-08-02 | 2016-08-11 | 2016-08-10 | 2016-08-29 | 2016-12-21 | 2016-12-28 | 2836 | 112300 | Up-front Payment
SCG-005970 | Single Family Residential | Domestic Hot Water | Gas | Southern California Gas Company | Incentive:Paid | 10238 | 70 |  | 1 SCG | 186 |  | 177 |  | 2016-09-07 15:49 | 2016-09-15 | CATERSOLAR INC | Retrofit | west Hills | Los Angeles | 91304 | Host Customer is System Owner | 4 |  | 2011118A | Stiebel Eltron | SOLAR HOT WATER PACKAGE | SOLKIT-2N-B | Indirect Forced Circulation (IF) | 54.81 |  | SOL 27 Premium S | Glycol | Advanced Controller with a Vacation or Holiday Mode | Solar Storage with Tankless Auxiliary Water Heater | 81.1 | 0.95 | 1 | 55 | Z09 | [18 empty] | CITY OF LOS ANGELES | FALSE | 56.24 |  | 2011-06-01: 2016-07-25; 2011-08-03: 2016-09-07; 2011-09-20: 2016-09-15 | 2941 | 10460 | Up-front Payment
SCG-005971 | Single Family Residential | Domestic Hot Water | Gas | Southern California Gas Company | Incentive:Paid | 10238 | 70 |  | 1 SCG | 186 |  | 158 |  | 2016-09-26 19:46 | 2016-10-06 | CATERSOLAR INC | Retrofit | Woodland Hills | Los Angeles | 91364 | Host Customer is System Owner | 5 |  | 2011118A | Stiebel Eltron | SOLAR HOT WATER PACKAGE | SOLKIT-2N-B | Indirect Forced Circulation (IF) | 54.81 |  | SOL 27 Premium S | Glycol | Advanced Controller with a Vacation or Holiday Mode | Solar Storage with Tankless Auxiliary Water Heater | 81.1 | 1 | 0.85 | 65 | Z09 | [18 empty] | CITY OF LOS ANGELES | FALSE | 56.24 |  | 2011-06-01: 2016-07-25; 2011-08-03: 2016-09-26; 2011-09-20: 2016-10-06 | 2929 | 10460 | Up-front Payment
SCG-005972 | Single Family Residential | Domestic Hot Water | Gas | Southern California Gas Company | Incentive:Paid | 10238 | 70 |  | 1 SCG | 186 |  | 158 |  | 2016-10-13 19:42 | 2016-11-14 | CATERSOLAR INC | Retrofit | Sherman Oaks | Los Angeles | 91411 | Host Customer is System Owner | 4 |  | 2011118A | Stiebel Eltron | SOLAR HOT WATER PACKAGE | SOLKIT-2N-B | Indirect Forced Circulation (IF) | 54.81 |  | SOL 27 Premium S | Glycol | Advanced Controller with a Vacation or Holiday Mode | Solar Storage with Tankless Auxiliary Water Heater | 81.1 | 1 | 0.85 | 55 | Z09 | [18 empty] | CITY OF LOS ANGELES | FALSE | 56.24 |  | 2011-06-01: 2016-07-25; 2011-08-03: 2016-10-13; 2011-09-20: 2016-11-14 | 2900 | 10460 | Up-front Payment
SCG-005973 | Single Family Residential | Domestic Hot Water | Gas | Southern California Gas Company | Incentive:Paid | 10238 | 70 |  | 1 SCG | 186 |  | 158 |  | 2016-09-30 14:00 | 2016-10-18 | CATERSOLAR INC | Retrofit | BURBANK | Los Angeles | 91504 | Host Customer is System Owner | 5 |  | 2011118A | Stiebel Eltron | SOLAR HOT WATER PACKAGE | SOLKIT-2N-B | Indirect Forced Circulation (IF) | 54.81 |  | SOL 27 Premium S | Glycol | Advanced Controller with a Vacation or Holiday Mode | Solar Storage with Tankless Auxiliary Water Heater | 81.1 | 1 | 0.85 | 65 | Z09 | [18 empty] | CITY OF LOS ANGELES | FALSE | 56.24 |  | 2011-06-01: 2016-07-25; 2011-08-03: 2016-09-30; 2011-09-20: 2016-10-18 | 2927 | 10460 | Up-front Payment
SCG-005974 | Single Family Residential | Domestic Hot Water | Gas | Southern California Gas Company | Incentive:Paid | 10238 | 70 |  | 1 SCG | 174 |  | 174 |  | 2016-08-26 09:45 | 2016-08-30 | CATERSOLAR INC | Retrofit | WOODLAND HILLS | Los Angeles | 91364 | Host Customer is System Owner | 4 |  | 2009147A | Apricus Inc. | APSS_CLOSED_AP30_FTW_TBGB | APSS_CLOSED_AP30_FTW_TBGB | Indirect Forced Circulation (IF) | 47.33 |  | ETC-30 / ETC-30C | Glycol | Advanced Controller with a Vacation or Holiday Mode | Solar Storage with Tankless Auxiliary Water Heater | 81.1 | 1 | 1 | 55 | Z09 | [18 empty] | CITY OF LOS ANGELES | FALSE | 60.11 |  | 2011-06-01: 2016-07-25; 2011-08-03: 2016-08-26; 2011-09-20: 2016-08-30 | 2966 | 10460 | Up-front Payment
SCG-005975 | Single Family Residential | Domestic Hot Water | Gas | Southern California Gas Company | Incentive:Paid | 10238 | 70 |  | 1 SCG | 181 |  | 170 |  | 2016-09-29 08:24 | 2016-10-31 | Self Installer | Retrofit | Santa Barbara | Santa Barbara | 93111 | Host Customer is System Owner | 6 |  | 30004025 | SunEarth, Inc. | Cascade 2 | C2-64-120-TLG | Indirect Forced Circulation (IF) | 65.67 |  | EC-32 / EC-32-0.75 | Automatic Drainback | Drainback (Water) | Solar Storage with Tankless Auxiliary Water Heater | 120 | 0.94 | 1 | 75 | Z06 | [18 empty] | County of Santa Barbara | FALSE | 59.36 |  | 2011-06-01: 2016-07-26; 2011-08-03: 2016-09-29; 2011-09-20: 2016-10-31 | 2914 | 10744.56 | Up-front Payment
SCG-005976 | Single Family Residential | Domestic Hot Water | Gas | Southern California Gas Company | Incentive:Paid | 9937 | 70 |  | 1 SCG | 167 |  | 142 |  | 2016-10-04 11:48 | 2016-11-08 | EVOLUTION ENERGY SOLUTIONS L L C | Retrofit | Los Angeles | Los Angeles | 90003 | Host Customer is System Owner | 6 |  | 2008024F | SunEarth, Inc. | SOLARAY | TE40P-80-TLG | Indirect Forced Circulation (IF) | 40.9 |  | EP-40 / EP-40-0.75 | Glycol | Advanced Controller with a Vacation or Holiday Mode | Solar Storage with Tankless Auxiliary Water Heater | 80 | 1 | 0.85 | 75 | Z08 | [18 empty] | Los Angeles | FALSE | 59.51 |  | 2011-06-01: 2016-07-26; 2011-08-03: 2016-10-04; 2011-09-20: 2016-11-08 | 2900 | 9938 | Up-front Payment
SCG-005977 | Single Family Residential | Domestic Hot Water | Gas | Southern California Gas Company | Incentive:Paid | 9310 | 70 |  | 1 SCG | 133 |  | 133 |  | 2016-08-12 10:15 | 2016-08-16 | EVOLUTION ENERGY SOLUTIONS L L C | Retrofit | Los Angeles | Los Angeles | 90003 | Host Customer is System Owner | 6 |  | 2001001A | SunEarth, Inc. | SOLARAY | TE40P-80-2G | Indirect Forced Circulation (IF) | 40.9 |  | EP-40 / EP-40-0.75 | Glycol | Advanced Controller with a Vacation or Holiday Mode | Solar Storage and Auxiliary Tanks are separate | 80 | 1 | 1 | 75 | Z08 | [18 empty] | Los Angeles | FALSE | 70.53 |  | 2011-06-01: 2016-07-26; 2011-08-03: 2016-08-12; 2011-09-20: 2016-08-16 | 2971 | 9380 | Up-front Payment
SCG-005978 | Single Family Residential | Domestic Hot Water | Gas | Southern California Gas Company | Incentive:Paid | 9310 | 70 |  | 1 SCG | 133 |  | 133 |  | 2016-10-05 12:39 | 2016-11-03 | EVOLUTION ENERGY SOLUTIONS L L C | Retrofit | Los Angeles | Los Angeles | 90003 | Owner/Tenant | 5 |  | 2001001A | SunEarth, Inc. | SOLARAY | TE40P-80-2G | Indirect Forced Circulation (IF) | 40.9 |  | EP-40 / EP-40-0.75 | Glycol | Advanced Controller with a Vacation or Holiday Mode | Solar Storage and Auxiliary Tanks are separate | 80 | 1 | 1 | 65 | Z08 | [18 empty] | Los Angeles | FALSE | 70.53 |  | 2011-06-01: 2016-07-26; 2011-08-03: 2016-10-05; 2011-09-20: 2016-11-03 | 2909 | 9380 | Up-front Payment
SCG-005979 | Single Family Residential | Domestic Hot Water | Gas | Southern California Gas Company | Incentive:Paid | 7910 | 70 |  | 1 SCG | 113 |  | 113 |  | 2016-08-23 11:03 | 2016-08-25 | SUNTREK INDUSTRIES INC | Retrofit | Garden Grove | Orange | 92841 | Host Customer is System Owner | 4 |  | 2012012D | GREENoneTEC Solarindustrie GmbH | SOLPAL (formerly Solcrafte) | SOLPAL L-GT | Direct Integral Collector Storage (DI) | 26.11 |  | Solpal L |  |  | Solar Storage with Tankless Auxiliary Water Heater | 0 | 1 | 1 | 55 | Z08 | [18 empty] | Garden Grove | FALSE | 97.35 |  | 2011-06-01: 2016-07-26; 2011-08-03: 2016-08-23; 2011-09-20: 2016-08-25 | 2976 | 11000 | Up-front Payment
SCG-005980 | Single Family Residential | Domestic Hot Water | Gas | Southern California Gas Company | Incentive:Paid | 9310 | 70 |  | 1 SCG | 133 |  | 133 |  | 2016-08-11 14:46 | 2016-08-26 | EVOLUTION ENERGY SOLUTIONS L L C | Retrofit | Los Angeles | Los Angeles | 90002 | Host Customer is System Owner | 4 |  | 2001001A | SunEarth, Inc. | SOLARAY | TE40P-80-2G | Indirect Forced Circulation (IF) | 40.9 |  | EP-40 / EP-40-0.75 | Glycol | Advanced Controller with a Vacation or Holiday Mode | Solar Storage and Auxiliary Tanks are separate | 80 | 1 | 1 | 55 | Z08 | [18 empty] | Los Angeles | FALSE | 70.53 |  | 2016-07-26 | 2016-08-26 |  |  | 2016-08-11 | 2016-08-26 | 2979 | 9380 | Up-front Payment
SCG-005981 | Single Family Residential | Domestic Hot Water | Gas | Southern California Gas Company | Incentive:Paid | 9310 | 70 |  | 1 SCG | 133 |  | 133 |  | 2016-08-23 10:07 | 2016-08-25 | EVOLUTION ENERGY SOLUTIONS L L C | Retrofit | Los Angeles | Los Angeles | 90002 | Host Customer is System Owner | 5 |  | 2001001A | SunEarth, Inc. | SOLARAY | TE40P-80-2G | Indirect Forced Circulation (IF) | 40.9 |  | EP-40 / EP-40-0.75 | Glycol | Advanced Controller with a Vacation or Holiday Mode | Solar Storage and Auxiliary Tanks are separate | 80 | 1 | 1 | 65 | Z08 | [18 empty] | Los Angeles | FALSE | 70.53 |  | 2011-06-01: 2016-07-26; 2011-08-03: 2016-08-23; 2011-09-20: 2016-08-25 | 2976 | 9380 | Up-front Payment
SCG-005982 | Single Family Residential | Domestic Hot Water | Gas | Southern California Gas Company | Incentive:Paid | 9310 | 70 |  | 1 SCG | 133 |  | 133 |  | 2016-08-15 10:37 | 2016-08-17 | EVOLUTION ENERGY SOLUTIONS L L C | Retrofit | Los Angeles | Los Angeles | 90003 | Host Customer is System Owner | 6 |  | 2001001A | SunEarth, Inc. | SOLARAY | TE40P-80-2G | Indirect Forced Circulation (IF) | 40.9 |  | EP-40 / EP-40-0.75 | Glycol | Advanced Controller with a Vacation or Holiday Mode | Solar Storage and Auxiliary Tanks are separate | 80 | 1 | 1 | 75 | Z08 | [18 empty] | Los Angeles | FALSE | 70.53 |  | 2011-06-01: 2016-07-26; 2011-08-03: 2016-08-15; 2011-09-20: 2016-08-17 | 2979 | 9380 | Up-front Payment
SCG-005983 | Single Family Residential | Domestic Hot Water | Gas | Southern California Gas Company | Incentive:Paid | 7490 | 70 |  | 1 SCG | 107 |  | 107 |  | 2016-08-02 13:13 | 2016-08-11 | ZERO ENERGY CONTRACTING INC | Retrofit | Covina | Los Angeles | 91723 | Host Customer is System Owner | 2 |  | 30003970 | Agua Del Sol | RADCO DRAINBACK HEAT EXCHANGER | R-DBHX-8-40-50GD-40P | Indirect Forced Circulation (IF) | 39.9 |  | 410P-HP | Automatic Drainback |  | Solar Storage and Auxiliary Tanks are separate | 50 | 1 | 1 | 35 | Z09 | [18 empty] | Los Angeles | FALSE | 93.27 |  | 2011-06-01: 2016-07-26; 2011-08-03: 2016-08-02; 2011-09-20: 2016-08-11 | 2992 | 9980 | Up-front Payment
SCG-005984 | Single Family Residential | Domestic Hot Water | Gas | Southern California Gas Company | Incentive:Paid | 9031 | 70 |  | 1 SCG | 133 |  | 129 |  | 2016-08-11 14:38 | 2016-08-12 | EVOLUTION ENERGY SOLUTIONS L L C | Retrofit | Los Angeles | Los Angeles | 90002 | Host Customer is System Owner | 5 |  | 2001001A | SunEarth, Inc. | SOLARAY | TE40P-80-2G | Indirect Forced Circulation (IF) | 40.9 |  | EP-40 / EP-40-0.75 | Glycol | Advanced Controller with a Vacation or Holiday Mode | Solar Storage and Auxiliary Tanks are separate | 80 | 0.97 | 1 | 65 | Z08 | [18 empty] | Los Angeles | FALSE | 70.53 |  | 2011-06-01: 2016-07-27; 2011-08-03: 2016-08-11; 2011-09-20: 2016-08-12 | 2983 | 9380 | Up-front Payment
SCG-005985 | Single Family Residential | Domestic Hot Water | Gas | Southern California Gas Company | Incentive:Paid | 9031 | 70 |  | 1 SCG | 133 |  | 129 |  | 2016-08-17 10:04 | 2016-08-22 | EVOLUTION ENERGY SOLUTIONS L L C | Retrofit | Los Angeles | Los Angeles | 90003 | Host Customer is System Owner | 5 |  | 2001001A | SunEarth, Inc. | SOLARAY | TE40P-80-2G | Indirect Forced Circulation (IF) | 40.9 |  | EP-40 / EP-40-0.75 | Glycol | Advanced Controller with a Vacation or Holiday Mode | Solar Storage and Auxiliary Tanks are separate | 80 | 0.97 | 1 | 65 | Z08 | [18 empty] | Los Angeles | FALSE | 70.53 |  | 2011-06-01: 2016-07-27; 2011-08-03: 2016-08-17; 2011-09-20: 2016-08-22 | 2979 | 9380 | Up-front Payment
SCG-005986 | Single Family Residential | Domestic Hot Water | Gas | Southern California Gas Company | Incentive:Paid | 4988 | 70 |  | 1 SCG | 75 |  | 71 |  | 2016-07-28 12:08 | 2016-08-01 | SUNTREK INDUSTRIES INC | Retrofit | Los Angeles | Los Angeles | 91364 | Host Customer is System Owner | 7 |  | 2012012B | GREENoneTEC Solarindustrie GmbH | SOLPAL (formerly Solcrafte) | SOLPAL L-G | Direct Integral Collector Storage (DI) | 26.11 |  | Solpal L |  |  | Solar Storage and Auxiliary Tanks are separate | 50 | 1 | 0.95 | 85 | Z09 | [18 empty] | Los Angeles | FALSE | 180 |  | 2011-06-01: 2016-07-27; 2011-08-03: 2016-07-28; 2011-09-20: 2016-08-01 | 3005 | 13500 | Up-front Payment
SCG-005987 | Single Family Residential | Domestic Hot Water | Gas | Southern California Gas Company | Incentive:Paid | 8512 | 70 |  | 1 SCG | 128 |  | 122 |  | 2016-08-19 16:46 | 2016-08-24 | SUNTREK INDUSTRIES INC | Retrofit | Los Angeles | Los Angeles | 90024 | Host Customer is System Owner | 4 |  | 2011079A | Apricus Inc. | APSS_CLOSED_AP30_FTB-3_STD-G | APSS_CLOSED_AP30_FTB-3_STD-G | Indirect Forced Circulation (IF) | 47.33 |  | ETC-30 / ETC-30C | Glycol | Advanced Controller with a Vacation or Holiday Mode | Solar Storage with Tankless Auxiliary Water Heater | 80 | 1 | 0.95 | 55 | Z09 | [18 empty] | Los Angeles | FALSE | 121.09 |  | 2011-06-01: 2016-07-27; 2011-08-03: 2016-08-19; 2011-09-20: 2016-08-24 | 2980 | 15500 | Up-front Payment
SCG-005988 | Single Family Residential | Domestic Hot Water | Gas | Southern California Gas Company | Incentive:Paid | 8960 | 70 |  | 1 SCG | 128 |  | 128 |  | 2016-08-01 13:41 | 2016-08-22 | SUNTREK INDUSTRIES INC | Retrofit | Winnetka | Los Angeles | 91306 | Host Customer is System Owner | 4 |  | 2011079A | Apricus Inc. | APSS_CLOSED_AP30_FTB-3_STD-G | APSS_CLOSED_AP30_FTB-3_STD-G | Indirect Forced Circulation (IF) | 47.33 |  | ETC-30 / ETC-30C | Glycol | Advanced Controller with a Vacation or Holiday Mode | Solar Storage and Auxiliary Tanks are separate | 80 | 1 | 1 | 55 | Z09 | [18 empty] | Los Angeles | FALSE | 117.19 |  | 2016-07-27 | 2016-08-26 |  |  | 2016-08-01 | 2016-08-22 | 2977 | 15000 | Up-front Payment
SCG-005989 | Single Family Residential | Domestic Hot Water | Gas | Southern California Gas Company | Incentive:Paid | 9380 | 70 |  | 1 SCG | 134 |  | 134 |  | 2016-08-04 15:40 | 2016-08-05 | ADVANCED CONSERVATION SYSTEMS INC | Retrofit | Lancaster | Lancaster | 93536 | Host Customer is System Owner | 5 |  | 30004012 | SunEarth, Inc. | Cascade 2 | C2-64-80-2G | Indirect Forced Circulation (IF) | 65.67 |  | EP-32 / EP-32-0.75 | Automatic Drainback | Drainback (Water) | Solar Storage and Auxiliary Tanks are separate | 80 | 1 | 1 | 65 | Z14 | [18 empty] | Lancaster | FALSE | 76.12 |  | 2011-06-01: 2016-07-27; 2011-08-03: 2016-08-04; 2011-09-20: 2016-08-05 | 2983 | 10200 | Up-front Payment
SCG-005991 | Single Family Residential | Domestic Hot Water | Gas | Southern California Gas Company | Incentive:Paid | 10220 | 70 |  | 1 SCG | 146 |  | 146 |  | 2016-08-24 13:42 | 2016-08-30 | THE SOLAR ENERGY COMPANY INC | Retrofit | Goleta | Santa Barbara | 93117 | Host Customer is System Owner | 4 |  | 2001001D | SunEarth, Inc. | SOLARAY | TE48C-80-2G | Indirect Forced Circulation (IF) | 49.48 |  | EC-24 / EC-24-0.75 | Glycol | Advanced Controller with a Vacation or Holiday Mode | Solar Storage and Auxiliary Tanks are separate | 80 | 1 | 1 | 55 | Z06 | [18 empty] | City of Goleta | FALSE | 70 |  | 2011-06-01: 2016-07-27; 2011-08-03: 2016-08-24; 2011-09-20: 2016-08-30 | 2976 | 10220 | Up-front Payment
SCG-005992 | Single Family Residential | Domestic Hot Water | Gas | Southern California Gas Company | Incentive:Paid | 10238 | 70 |  | 1 SCG | 186 |  | 158 |  | 2016-09-13 09:55 | 2016-09-16 | CATERSOLAR INC | Retrofit | Beverly Hills | Los Angeles | 90210 | Host Customer is System Owner | 4 |  | 2011118A | Stiebel Eltron | SOLAR HOT WATER PACKAGE | SOLKIT-2N-B | Indirect Forced Circulation (IF) | 54.81 |  | SOL 27 Premium S | Glycol | Advanced Controller with a Vacation or Holiday Mode | Solar Storage with Tankless Auxiliary Water Heater | 81.1 | 1 | 0.85 | 55 | Z09 | [18 empty] | los angeles | FALSE | 56.24 |  | 2011-06-01: 2016-07-27; 2011-08-03: 2016-09-13; 2011-09-20: 2016-09-16 | 2952 | 10460 | Up-front Payment
SCG-005993 | Single Family Residential | Domestic Hot Water | Gas | Southern California Gas Company | Incentive:Paid | 10220 | 70 |  | 1 SCG | 146 |  | 146 |  | 2016-10-10 09:32 | 2016-11-14 | THE SOLAR ENERGY COMPANY INC | Retrofit | Goleta | Santa Barbara | 93117 | Owner/Tenant | 4 |  | 2001001D | SunEarth, Inc. | SOLARAY | TE48C-80-2G | Indirect Forced Circulation (IF) | 49.48 |  | EC-24 / EC-24-0.75 | Glycol | Advanced Controller with a Vacation or Holiday Mode | Solar Storage and Auxiliary Tanks are separate | 80 | 1 | 1 | 55 | Z06 | [18 empty] | City of Goleta | FALSE | 70 |  | 2011-06-01: 2016-07-27; 2011-08-03: 2016-10-10; 2011-09-20: 2016-11-14 | 2900 | 10220 | Up-front Payment
SCG-005995 | Single Family Residential | Domestic Hot Water | Gas | Southern California Gas Company | Incentive:Paid | 9310 | 70 |  | 1 SCG | 133 |  | 133 |  | 2016-08-31 14:50 | 2016-09-02 | EVOLUTION ENERGY SOLUTIONS L L C | Retrofit | Los Angeles | Los Angeles | 90002 | Host Customer is System Owner | 5 |  | 2001001A | SunEarth, Inc. | SOLARAY | TE40P-80-2G | Indirect Forced Circulation (IF) | 40.9 |  | EP-40 / EP-40-0.75 | Glycol | Advanced Controller with a Vacation or Holiday Mode | Solar Storage and Auxiliary Tanks are separate | 80 | 1 | 1 | 65 | Z08 | [18 empty] | Los Angeles | FALSE | 70.53 |  | 2011-06-01: 2016-07-28; 2011-08-03: 2016-08-31; 2011-09-20: 2016-09-02 | 2959 | 9380 | Up-front Payment
SCG-005996 | Commercial Pools | Pool Heating | Gas | Southern California Gas Company | Incentive:Paid | 18105 | 5 |  | 1 | 3621 |  | 3621 |  | 2016-08-17 14:49 | 2016-08-18 | ENERGY SERVICES | New Construction | palm springs | Riverdale | 92264 | Host Customer is System Owner | [7 empty] | 1165.75 | 46.63 |  | Drainback |  |  |  | 1 | 1 |  | Z15 |  |  |  | 10204-12 | 25 | 1 | [5 empty] | FALSE |  |  |  | SunEarth - SETR A503 TTR U + VFS 20-400 |  | SunEarth - SETR A503 TTR U + VFS 20-400 | PALM SPRINGS | FALSE | 5.03 |  | 2016-08-12 |  | 2016-08-17 | 2016-08-18 | 2016-12-27 | 2017-01-06 | 2838 | 18205 | Up-front Payment
SCG-005997 | Single Family Residential | Domestic Hot Water | Gas | Southern California Gas Company | Incentive:Paid | 10238 | 70 |  | 1 SCG | 180 |  | 180 |  | 2016-08-02 13:02 | 2016-08-05 | ALL VALLEY SOLAR INC | Retrofit | Los Angeles | Los Angeles | 90046 | Host Customer is System Owner | 4 |  | 30004021 | SunEarth, Inc. | Cascade 2 | C2-32-80-TLG | Indirect Forced Circulation (IF) | 32.84 |  | EC-32 / EC-32-0.75 | Automatic Drainback |  | Solar Storage with Tankless Auxiliary Water Heater | 80 | 1 | 1 | 55 | Z09 | [18 empty] | LADBS | FALSE | 57.28 |  | 2011-06-01: 2016-07-28; 2011-08-03: 2016-08-02; 2011-09-20: 2016-08-05 | 2992 | 10310 | Up-front Payment
PGE-005998 | Low Income Multifamily Residential | Domestic Hot Water | Gas | Pacific Gas and Electric | Incentive:Paid | 35344 | 24.89 |  | 1 | 1420 |  | 1420 |  | 2016-08-02 15:10 | 2016-08-17 | SUN LIGHT & POWER | New Construction | Berkeley | Alameda | 94703 | Host Customer is System Owner | [7 empty] | 401.7 | 40.17 |  | Glycol | Pressure Stagnation Protection (PSP) | Solar Storage and Auxiliary Tanks are separate |  | 1 | 1 | 1680 | Z03 | 42 | Units | Apartments/Condos | 2010115A | 10 | 2 | 600 | 1 | 400 | 2 | 1470000 | TRUE | 145 | 125 |  |  |  |  | City of Berkeley | FALSE | 52.28 |  | 2016-07-28 | 2016-08-04 | 2016-08-02 | 2016-08-17 | 2017-10-23 | 2017-10-31 | 2535 | 74236 | Up-front Payment
SCG-006000 | Single Family Residential | Domestic Hot Water | Gas | Southern California Gas Company | Incentive:Paid | 9030 | 70 |  | 1 SCG | 129 |  | 129 |  | 2016-12-02 10:39 | 2017-03-13 | THE SOLAR ENERGY COMPANY INC | Retrofit | Oxnard | Ventura | 93036 | Host Customer is System Owner | 4 |  | 2001003B | SunEarth, Inc. | SOLARAY | TE40C-80-2G-PV | Indirect Forced Circulation (IF) | 40.86 |  | EC-40 / EC-40-0.75 | Glycol | Advanced Controller with a Thermal Cycling Function | Solar Storage and Auxiliary Tanks are separate | 80 | 1 | 1 | 55 | Z06 | [18 empty] | City of Oxnard | FALSE | 73.64 |  | 2011-06-01: 2016-07-28; 2011-08-03: 2016-12-02; 2011-09-20: 2017-03-13 | 2777 | 9500 | Up-front Payment
SCG-006002 | Single Family Residential | Domestic Hot Water | Gas | Southern California Gas Company | Incentive:Paid | 7557 | 70 |  | 1 SCG | 127 |  | 108 |  | 2016-10-19 11:04 | 2016-11-22 | MOHR POWER SOLAR INC | Retrofit | Buena Park | Orange | 90620 | Host Customer is System Owner | 3 |  | 2010143A | Solene | AURORA/AO SMITH | SLAR40DC-80HE-XG | Indirect Forced Circulation (IF) | 40 |  | SLAR-40 | Glycol | Advanced Controller with a Vacation or Holiday Mode | Solar Storage and Auxiliary Tanks are separate | 80 | 1 | 0.85 | 45 | Z08 | [18 empty] | City of Buena Park | FALSE | 70.87 |  | 2011-06-01: 2016-07-29; 2011-08-03: 2016-10-19; 2011-09-20: 2016-11-22 | 2888 | 9000 | Up-front Payment
SCG-006003 | Single Family Residential | Domestic Hot Water | Gas | Southern California Gas Company | Incentive:Paid | 9590 | 70 |  | 1 SCG | 137 |  | 137 |  | 2017-01-17 08:17 | 2017-04-04 | MOHR POWER SOLAR INC | Retrofit | Norco | Riverside | 92860 | Host Customer is System Owner | 6 |  | 2010143B | Solene | AURORA/AO SMITH | SLAR64DC-80HE-XG | Indirect Forced Circulation (IF) | 64 |  | SLAR-32 | Glycol | Advanced Controller with a Vacation or Holiday Mode | Solar Storage and Auxiliary Tanks are separate | 80 | 1 | 1 | 75 | Z10 | [18 empty] | City of Norco | FALSE | 70 |  | 2011-06-01: 2016-07-29; 2011-08-03: 2017-01-17; 2011-09-20: 2017-04-04 | 2747 | 9590 | Up-front Payment
SCG-006004 | Single Family Residential | Domestic Hot Water | Gas | Southern California Gas Company | Incentive:Paid | 9310 | 70 |  | 1 SCG | 140 |  | 133 |  | 2016-08-10 12:01 | 2016-08-12 | SUNTREK INDUSTRIES INC | Retrofit | Sun City | Riverside | 92586 | Host Customer is System Owner | 4 |  | 2001001B | SunEarth, Inc. | SOLARAY | TE40C-80-2G | Indirect Forced Circulation (IF) | 40.86 |  | EC-40 / EC-40-0.75 | Glycol | Advanced Controller with a Vacation or Holiday Mode | Solar Storage and Auxiliary Tanks are separate | 80 | 1 | 0.95 | 55 | Z10 | [18 empty] | Manifee | FALSE | 66.5 |  | 2011-06-01: 2016-07-29; 2011-08-03: 2016-08-10; 2011-09-20: 2016-08-12 | 2984 | 9310 | Up-front Payment
SCG-006005 | Single Family Residential | Domestic Hot Water | Gas | Southern California Gas Company | Incentive:Paid | 10238 | 70 |  | 1 SCG | 166 |  | 166 |  | 2017-06-20 16:54 | 2017-06-23 | THE SOLAR ENERGY COMPANY INC | Retrofit | CHATSWORTH | Los Angeles | 91311 | Host Customer is System Owner | 6 |  | 2001003R | SunEarth, Inc. | SOLARAY | TE80P-120-2G-PV | Indirect Forced Circulation (IF) | 81.81 |  | EP-40 / EP-40-0.75 | Glycol | Advanced Controller with a Vacation or Holiday Mode | Solar Storage and Auxiliary Tanks are separate | 120 | 1 | 1 | 75 | Z09 | [18 empty] | City of Los Angeles | FALSE | 61.67 |  | 2011-06-01: 2016-07-29; 2011-08-03: 2017-06-20; 2011-09-20: 2017-06-23 | 2657 | 10238 | Up-front Payment
PGE-006006 | Commercial/Multifamily Residential | Domestic Hot Water | Gas | Pacific Gas and Electric | Incentive:Paid | 37796 | 20.19 |  | 1 | 1872 |  | 1872 |  | 2016-09-04 12:58 | 2016-09-19 | CORONA SOLAR | Retrofit | MENLO PARK | San Mateo | 94025 | Host Customer is System Owner | [7 empty] | 718.38 | 39.91 |  | Glycol | Advanced Controller with a Vacation or Holiday Mode | Solar Storage and Auxiliary Tanks are separate |  | 1 | 1 | 1840 | Z03 | 46 | Units | Apartments/Condos | 2009061E | 18 | 1 | 900 | 1 | 319 | 2 | 499900 | TRUE | 140 | 140 |  | Maktinta Energy - Solar Brain MKTCT1006 |  | Maktinta Energy - Solar Brain MKTCT1006 | City Of Menlo Park | FALSE | 52.76 |  | 2016-07-29 | 2016-09-07 | 2016-09-04 | 2016-09-19 | 2016-10-28 | 2016-12-07 | 2864 | 98774 | Up-front Payment
SCG-006008 | Single Family Residential | Domestic Hot Water | Gas | Southern California Gas Company | Incentive:Paid | 8512 | 70 |  | 1 SCG | 152 |  | 122 |  | 2017-01-18 12:55 | 2017-04-19 | NEW AIR INC | Retrofit | Los Angeles | Los Angeles | 90007 | Host Customer is System Owner | 4 |  | 2009151A | Apricus Inc. | APSS_CLOSED_BPHE_AP30_DT-FTD-TBGT | APSS_CLOSED_BPHE_AP30_DT-FTD-TBGT | Indirect Forced Circulation (IF) | 47.33 |  | ETC-30 / ETC-30C | Glycol | Advanced Controller with a Vacation or Holiday Mode | Solar Storage with Tankless Auxiliary Water Heater | 80 | 1 | 0.8 | 55 | Z08 | [18 empty] | Los Angeles | FALSE | 69.08 |  | 2011-06-01: 2016-07-29; 2011-08-03: 2017-01-18; 2011-09-20: 2017-04-19 | 2725 | 10500 | Up-front Payment
SCG-006010 | Single Family Residential | Domestic Hot Water | Gas | Southern California Gas Company | Incentive:Paid | 9500 | 70 |  | 1 SCG | 137 |  | 137 |  | 2016-12-01 10:02 | 2017-03-13 | SUNX SOLAR INC | Retrofit | Temecula | Riverside | 92592 | Host Customer is System Owner | 6 |  | 2006025C | Solene | SOLENE DC CLOSED LOOP | SLCO64DC-80HE-XG | Indirect Forced Circulation (IF) | 64 |  | SLAR-32 | Glycol | Pressure Stagnation Protection (PSP) | Solar Storage and Auxiliary Tanks are separate | 80 | 1 | 1 | 75 | Z10 | [18 empty] | County of Riverside | FALSE | 69.34 |  | 2011-06-01: 2016-07-29; 2011-08-03: 2016-12-01; 2011-09-20: 2017-03-13 | 2780 | 9500 | Up-front Payment
SCG-006011 | Single Family Residential | Domestic Hot Water | Gas | Southern California Gas Company | Incentive:Paid | 9240 | 70 |  | 1 SCG | 132 |  | 132 |  | 2016-08-15 09:01 | 2016-08-16 | ENVIRONMENTAL SOLAR DESIGN INC | Retrofit | Riverside | Riverside | 92509 | Host Customer is System Owner | 4 |  | 2001001A | SunEarth, Inc. | SOLARAY | TE40P-80-2G | Indirect Forced Circulation (IF) | 40.9 |  | EP-40 / EP-40-0.75 | Glycol | Advanced Controller with a Vacation or Holiday Mode | Solar Storage and Auxiliary Tanks are separate | 80 | 1 | 1 | 55 | Z10 | [18 empty] | City of Jurupa Valley | FALSE | 71.97 |  | 2011-06-01: 2016-08-01; 2011-08-03: 2016-08-15; 2011-09-20: 2016-08-16 | 2984 | 9500 | Up-front Payment
SCG-006012 | Single Family Residential | Domestic Hot Water | Gas | Southern California Gas Company | Incentive:Paid | 9282 | 70 |  | 1 SCG | 156 |  | 133 |  | 2016-08-09 09:18 | 2016-08-12 | DOCTOR PIPER INC | Retrofit | Manhattan Beach | Los Angeles | 90266 | Host Customer is System Owner | 4 |  | 2009036H | Heliodyne, Inc. | HELIOPAK | HPAK 016 2 406 G 80 ACD Z | Indirect Forced Circulation (IF) | 53.88 |  | 406 001 | Glycol | Steam Back | Solar Storage and Auxiliary Tanks are separate | 80 | 1 | 0.85 | 55 | Z06 | [18 empty] | City of Manhattan Beach | FALSE | 66.35 |  | 2011-06-01: 2016-08-01; 2011-08-03: 2016-08-09; 2011-09-20: 2016-08-12 | 2964 | 10350 | Up-front Payment
PGE-006013 | Low Income Multifamily Residential | Domestic Hot Water | Gas | Pacific Gas and Electric | Incentive:Paid | 72086 | 24.89 |  | 1 | 3218 |  | 2896 |  | 2016-08-11 10:12 | 2016-08-29 | SUN LIGHT & POWER | New Construction | LODI | San Joaquin | 95242 | Host Customer is System Owner | [7 empty] | 803.4 | 40.17 |  | Glycol | Pressure Stagnation Protection (PSP) | Solar Storage and Auxiliary Tanks are separate |  | 0.9 | 1 | 3040 | Z12 | 80 | Units | Apartments/Condos | 2010115A | 20 | 2 | 1250 | 1 | 238 | 2 | 399000 | TRUE | 120 | 120 |  | Heliodyne - Delta-T Pro Ethernet |  | Heliodyne - Delta-T Pro Ethernet | City of Lodi | FALSE | 46.38 |  | 2016-08-04 | 2016-08-15 | 2016-08-11 | 2016-08-29 | 2017-05-17 | 2017-06-02 | 2686 | 149244 | Up-front Payment
SCG-006014 | Single Family Residential | Domestic Hot Water | Gas | Southern California Gas Company | Incentive:Paid | 9377 | 70 |  | 1 SCG | 141 |  | 134 |  | 2016-08-09 16:22 | 2016-08-25 | TITANIUM POWER INC | Retrofit | Thousand Oaks | Ventura | 91360 | Owner/Tenant | 5 |  | 2001001B | SunEarth, Inc. | SOLARAY | TE40C-80-2G | Indirect Forced Circulation (IF) | 40.86 |  | EC-40 / EC-40-0.75 | Glycol | Advanced Controller with a Vacation or Holiday Mode | Solar Storage and Auxiliary Tanks are separate | 80 | 0.95 | 1 | 65 | Z09 | [18 empty] | Thousand Oaks | FALSE | 69.6 |  | 2011-06-01: 2016-08-02; 2011-08-03: 2016-08-09; 2011-09-20: 2016-08-25 | 2971 | 9814 | Up-front Payment
SCG-006015 | Single Family Residential | Domestic Hot Water | Gas | Southern California Gas Company | Incentive:Canceled | 9870 | 25.37 |  | 2 | 141 |  | 141 |  |  |  |  | Retrofit | Thousand Oaks | Ventura | 91360 | Owner/Tenant | 5 |  | 2001001B | SunEarth, Inc. | SOLARAY | TE40C-80-2G | Indirect Forced Circulation (IF) | 40.86 |  | EC-40 / EC-40-0.75 | Glycol | Advanced Controller with a Vacation or Holiday Mode | Solar Storage and Auxiliary Tanks are separate | 80 | 1 | 1 | 65 | Z09 | [18 empty] | Thousand Oaks | FALSE | 70.17 |  | 2011-06-01: 2016-08-02 | 3007 | 9894 | Up-front Payment
SCG-006016 | Single Family Residential | Domestic Hot Water | Gas | Southern California Gas Company | Incentive:Canceled | 9870 | 25.37 |  | 2 | 141 |  | 141 |  |  |  |  | Retrofit | Thousand Oaks | Ventura | 91360 | Owner/Tenant | 5 |  | 2001001B | SunEarth, Inc. | SOLARAY | TE40C-80-2G | Indirect Forced Circulation (IF) | 40.86 |  | EC-40 / EC-40-0.75 | Glycol | Advanced Controller with a Vacation or Holiday Mode | Solar Storage and Auxiliary Tanks are separate | 80 | 1 | 1 | 65 | Z09 | [18 empty] | Thousand Oaks | FALSE | 70.17 |  | 2011-06-01: 2016-08-02 | 3007 | 9894 | Up-front Payment
PGE-006018 | Single Family Residential | Domestic Hot Water | Gas | Pacific Gas and Electric | Incentive:Paid | 3298 | 29.85 |  | 1 | 130 |  | 110 |  | 2016-08-02 17:45 | 2016-08-05 | AZTEC SOLAR INC | Retrofit | STOCKTON | San Joaquin | 95206 | Host Customer is System Owner | 3 |  | 2001001A | SunEarth, Inc. | SOLARAY | TE40P-80-2G | Indirect Forced Circulation (IF) | 40.9 |  | EP-40 / EP-40-0.75 | Glycol | Advanced Controller with a Vacation or Holiday Mode | Solar Storage and Auxiliary Tanks are separate | 80 | 1 | 0.85 | 45 | Z12 | [18 empty] | City of Stockton | FALSE | 76.32 |  | 2016-08-02 | 2016-08-04 |  |  | 2016-08-02 | 2016-08-05 | 2951 | 9921 | Up-front Payment
SCG-006019 | Single Family Residential | Domestic Hot Water | Gas | Southern California Gas Company | Incentive:Paid | 10238 | 70 |  | 1 SCG | 186 |  | 158 |  | 2016-10-15 19:47 | 2016-11-22 | CATERSOLAR INC | Retrofit | Woodland Hills | Los Angeles | 91364 | Host Customer is System Owner | 4 |  | 2011118A | Stiebel Eltron | SOLAR HOT WATER PACKAGE | SOLKIT-2N-B | Indirect Forced Circulation (IF) | 54.81 |  | SOL 27 Premium S | Glycol | Advanced Controller with a Vacation or Holiday Mode | Solar Storage with Tankless Auxiliary Water Heater | 81.1 | 1 | 0.85 | 55 | Z09 | [18 empty] | CITY OF LOS ANGELES | FALSE | 56.24 |  | 2011-06-01: 2016-08-03; 2011-08-03: 2016-10-15; 2011-09-20: 2016-11-22 | 2886 | 10460 | Up-front Payment
SCG-006020 | Single Family Residential | Domestic Hot Water | Gas | Southern California Gas Company | Incentive:Paid | 8890 | 70 |  | 1 SCG | 127 |  | 127 |  | 2016-10-21 14:55 | 2016-12-16 | MOHR POWER SOLAR INC | Retrofit | Los Angeles | Los Angeles | 90032 | Host Customer is System Owner | 1 |  | 2010143A | Solene | AURORA/AO SMITH | SLAR40DC-80HE-XG | Indirect Forced Circulation (IF) | 40 |  | SLAR-40 | Glycol | Advanced Controller with a Vacation or Holiday Mode | Solar Storage and Auxiliary Tanks are separate | 80 | 1 | 1 | 20 | Z09 | [18 empty] | City of Los Angeles | FALSE | 78.74 |  | 2011-06-01: 2016-08-03; 2011-08-03: 2016-10-21; 2011-09-20: 2016-12-16 | 2868 | 10000 | Up-front Payment
SCG-006021 | Single Family Residential | Domestic Hot Water | Gas | Southern California Gas Company | Incentive:Paid | 10010 | 70 |  | 1 SCG | 143 |  | 143 |  | 2016-10-24 11:03 | 2016-12-08 | MOHR POWER SOLAR INC | Retrofit | Upland | San Bernadino | 91786 | Host Customer is System Owner | 3 |  | 2001005H | SunEarth, Inc. | SUNSIPHON | EPGX80-64-2G | Indirect Thermosyphon (IT) | 65.67 |  | EP-32 / EP-32-0.75 | Glycol | Advanced Controller with a Vacation or Holiday Mode | Solar Storage and Auxiliary Tanks are separate | 80 | 1 | 1 | 45 | Z10 | [18 empty] | City of Upland | FALSE | 90.21 |  | 2011-06-01: 2016-08-03; 2011-08-03: 2016-10-24; 2011-09-20: 2016-12-08 | 2875 | 12900 | Up-front Payment
PGE-006022 | Commercial Pools | Pool Heating | Gas | Pacific Gas and Electric | Incentive:Paid | 4690 | 5 |  | 1 | 938 |  | 938 |  | 2016-08-24 14:10 | 2016-09-01 | SIERRA PACIFIC HOME & COMFORT INC | Retrofit | OAKDALE | Stanislaus | 95361 | Host Customer is System Owner | [7 empty] | 338.1 | 48.3 |  | Drainback |  |  |  | 1 | 1 |  | Z12 |  |  |  | 10001888 | 7 | 1 | [5 empty] | FALSE | [6 empty] | City of Oakdale | FALSE | 10.08 |  | 2016-08-03 | 2016-08-29 | 2016-08-24 | 2016-09-01 | 2016-11-03 | 2016-12-07 | 2864 | 9458 | Up-front Payment
PGE-006023 | Low Income Single Family Residential | Domestic Hot Water | Gas | Pacific Gas and Electric | Incentive:Paid | 2044 | 36.9 |  | 1 | 147 |  | 147 |  | 2016-08-12 10:00 | 2016-08-15 | CENTRAL VALLEY OPPORTUNITY CENTER INCORPORATED | Retrofit | RIVERBANK | Stanislaus | 95367 | Host Customer is System Owner | 6 |  | 2010017C | Alternate Energy Technologies | EAGLESUN | DBS-G2-80-64 | Indirect Forced Circulation (IF) | 65.34 |  | MSC-32 | Automatic Drainback |  | Solar Storage and Auxiliary Tanks are separate | 80 | 1 | 1 | 75 | Z12 | [18 empty] | STANISLAUS | FALSE | 37.73 |  | 2016-08-03 | 2016-08-15 |  |  | 2016-08-12 | 2016-08-15 | 2951 | 5546 | Up-front Payment
SCG-006024 | Single Family Residential | Domestic Hot Water | Gas | Southern California Gas Company | Incentive:Paid | 10238 | 70 |  | 1 SCG | 158 |  | 150 |  | 2016-08-26 10:21 | 2016-08-29 | ENVIRONMENTAL SOLAR DESIGN INC | Retrofit | Santa Monica | Santa Monica | 90405 | Host Customer is System Owner | 5 |  | 2001001R | SunEarth, Inc. | SOLARAY | TE64P-120-2G | Indirect Forced Circulation (IF) | 65.67 |  | EP-32 / EP-32-0.75 | Glycol | Advanced Controller with a Vacation or Holiday Mode | Solar Storage and Auxiliary Tanks are separate | 120 | 1 | 0.95 | 65 | Z06 | [18 empty] | City of Santa Monica | FALSE | 69.37 |  | 2011-06-01: 2016-08-03; 2011-08-03: 2016-08-26; 2011-09-20: 2016-08-29 | 2971 | 10960 | Up-front Payment
SCG-006025 | Single Family Residential | Domestic Hot Water | Gas | Southern California Gas Company | Incentive:Paid | 9310 | 70 |  | 1 SCG | 133 |  | 133 |  | 2016-09-21 13:10 | 2016-10-04 | EVOLUTION ENERGY SOLUTIONS L L C | Retrofit | Los Angeles | Los Angeles | 90003 | Host Customer is System Owner | 3 |  | 2001001A | SunEarth, Inc. | SOLARAY | TE40P-80-2G | Indirect Forced Circulation (IF) | 40.9 |  | EP-40 / EP-40-0.75 | Glycol | Advanced Controller with a Vacation or Holiday Mode | Solar Storage and Auxiliary Tanks are separate | 80 | 1 | 1 | 45 | Z08 | [18 empty] | Los Angeles | FALSE | 70.53 |  | 2011-06-01: 2016-08-03; 2011-08-03: 2016-09-21; 2011-09-20: 2016-10-04 | 2941 | 9380 | Up-front Payment
SCG-006026 | Single Family Residential | Domestic Hot Water | Gas | Southern California Gas Company | Incentive:Paid | 9380 | 70 |  | 1 SCG | 134 |  | 134 |  | 2016-08-26 10:29 | 2016-08-31 | ENVIRONMENTAL SOLAR DESIGN INC | Retrofit | Van Nuys | Van Nuys | 91402 | Host Customer is System Owner | 4 |  | 2001001A | SunEarth, Inc. | SOLARAY | TE40P-80-2G | Indirect Forced Circulation (IF) | 40.9 |  | EP-40 / EP-40-0.75 | Glycol | Advanced Controller with a Vacation or Holiday Mode | Solar Storage and Auxiliary Tanks are separate | 80 | 1 | 1 | 55 | Z09 | [18 empty] | City of Los Angeles | FALSE | 70.9 |  | 2011-06-01: 2016-08-04; 2011-08-03: 2016-08-26; 2011-09-20: 2016-08-31 | 2966 | 9500 | Up-front Payment
SCG-006027 | Single Family Residential | Domestic Hot Water | Gas | Southern California Gas Company | Incentive:Paid | 9310 | 70 |  | 1 SCG | 133 |  | 133 |  | 2016-08-23 10:01 | 2016-08-25 | EVOLUTION ENERGY SOLUTIONS L L C | Retrofit | Los Angeles | Los Angeles | 90003 | Host Customer is System Owner | 6 |  | 2001001A | SunEarth, Inc. | SOLARAY | TE40P-80-2G | Indirect Forced Circulation (IF) | 40.9 |  | EP-40 / EP-40-0.75 | Glycol | Advanced Controller with a Vacation or Holiday Mode | Solar Storage and Auxiliary Tanks are separate | 80 | 1 | 1 | 75 | Z08 | [18 empty] | Los Angeles | FALSE | 70.53 |  | 2011-06-01: 2016-08-04; 2011-08-03: 2016-08-23; 2011-09-20: 2016-08-25 | 2980 | 9380 | Up-front Payment
SCG-006028 | Single Family Residential | Domestic Hot Water | Gas | Southern California Gas Company | Incentive:Paid | 9310 | 70 |  | 1 SCG | 133 |  | 133 |  | 2016-09-13 13:50 | 2016-09-16 | EVOLUTION ENERGY SOLUTIONS L L C | Retrofit | Los Angeles | Los Angeles | 90011 | Host Customer is System Owner | 5 |  | 2001001A | SunEarth, Inc. | SOLARAY | TE40P-80-2G | Indirect Forced Circulation (IF) | 40.9 |  | EP-40 / EP-40-0.75 | Glycol | Advanced Controller with a Vacation or Holiday Mode | Solar Storage and Auxiliary Tanks are separate | 80 | 1 | 1 | 65 | Z08 | [18 empty] | Los Angeles | FALSE | 70.53 |  | 2011-06-01: 2016-08-04; 2011-08-03: 2016-09-13; 2011-09-20: 2016-09-16 | 2951 | 9380 | Up-front Payment
SCG-006029 | Single Family Residential | Domestic Hot Water | Gas | Southern California Gas Company | Incentive:Paid | 9310 | 70 |  | 1 SCG | 133 |  | 133 |  | 2016-09-13 13:54 | 2016-09-16 | EVOLUTION ENERGY SOLUTIONS L L C | Retrofit | Los Angeles | Los Angeles | 90011 | Host Customer is System Owner | 12 |  | 2001001A | SunEarth, Inc. | SOLARAY | TE40P-80-2G | Indirect Forced Circulation (IF) | 40.9 |  | EP-40 / EP-40-0.75 | Glycol | Advanced Controller with a Vacation or Holiday Mode | Solar Storage and Auxiliary Tanks are separate | 80 | 1 | 1 | 135 | Z08 | [18 empty] | Los Angeles | FALSE | 70.53 |  | 2011-06-01: 2016-08-04; 2011-08-03: 2016-09-13; 2011-09-20: 2016-09-16 | 2951 | 9380 | Up-front Payment
SCG-006030 | Single Family Residential | Domestic Hot Water | Gas | Southern California Gas Company | Incentive:Paid | 9310 | 70 |  | 1 SCG | 133 |  | 133 |  | 2016-09-13 11:12 | 2016-09-20 | EVOLUTION ENERGY SOLUTIONS L L C | Retrofit | Los Angeles | Los Angeles | 90003 | Host Customer is System Owner | 4 |  | 2001001A | SunEarth, Inc. | SOLARAY | TE40P-80-2G | Indirect Forced Circulation (IF) | 40.9 |  | EP-40 / EP-40-0.75 | Glycol | Advanced Controller with a Vacation or Holiday Mode | Solar Storage and Auxiliary Tanks are separate | 80 | 1 | 1 | 55 | Z08 | [18 empty] | Los Angeles | FALSE | 70.53 |  | 2011-06-01: 2016-08-04; 2011-08-03: 2016-09-13; 2011-09-20: 2016-09-20 | 2951 | 9380 | Up-front Payment
SCG-006031 | Single Family Residential | Domestic Hot Water | Gas | Southern California Gas Company | Incentive:Paid | 8911 | 70 |  | 1 SCG | 134 |  | 127 |  | 2016-08-31 14:21 | 2016-09-02 | EVOLUTION ENERGY SOLUTIONS L L C | Retrofit | Los Angeles | Los Angeles | 90063 | Host Customer is System Owner | 2 |  | 2001001A | SunEarth, Inc. | SOLARAY | TE40P-80-2G | Indirect Forced Circulation (IF) | 40.9 |  | EP-40 / EP-40-0.75 | Glycol | Advanced Controller with a Vacation or Holiday Mode | Solar Storage and Auxiliary Tanks are separate | 80 | 1 | 0.95 | 35 | Z09 | [18 empty] | Los Angeles | FALSE | 70 |  | 2011-06-01: 2016-08-04; 2011-08-03: 2016-08-31; 2011-09-20: 2016-09-02 | 2965 | 9380 | Up-front Payment
SCG-006032 | Single Family Residential | Domestic Hot Water | Gas | Southern California Gas Company | Incentive:Paid | 9310 | 70 |  | 1 SCG | 133 |  | 133 |  | 2016-08-31 09:58 | 2016-09-02 | EVOLUTION ENERGY SOLUTIONS L L C | Retrofit | Los Angeles | Los Angeles | 90011 | Host Customer is System Owner | 5 |  | 2001001A | SunEarth, Inc. | SOLARAY | TE40P-80-2G | Indirect Forced Circulation (IF) | 40.9 |  | EP-40 / EP-40-0.75 | Glycol | Advanced Controller with a Vacation or Holiday Mode | Solar Storage and Auxiliary Tanks are separate | 80 | 1 | 1 | 65 | Z08 | [18 empty] | Los Angeles | FALSE | 70.53 |  | 2011-06-01: 2016-08-04; 2011-08-03: 2016-08-31; 2011-09-20: 2016-09-02 | 2965 | 9380 | Up-front Payment
SCG-006034 | Single Family Residential | Domestic Hot Water | Gas | Southern California Gas Company | Incentive:Paid | 9310 | 70 |  | 1 SCG | 133 |  | 133 |  | 2016-08-31 14:25 | 2016-09-01 | EVOLUTION ENERGY SOLUTIONS L L C | Retrofit | Los Angeles | Los Angeles | 90011 | Host Customer is System Owner | 3 |  | 2001001A | SunEarth, Inc. | SOLARAY | TE40P-80-2G | Indirect Forced Circulation (IF) | 40.9 |  | EP-40 / EP-40-0.75 | Glycol | Advanced Controller with a Vacation or Holiday Mode | Solar Storage and Auxiliary Tanks are separate | 80 | 1 | 1 | 45 | Z08 | [18 empty] | Los Angeles | FALSE | 70.53 |  | 2011-06-01: 2016-08-04; 2011-08-03: 2016-08-31; 2011-09-20: 2016-09-01 | 2965 | 9380 | Up-front Payment
SCG-006035 | Single Family Residential | Domestic Hot Water | Gas | Southern California Gas Company | Incentive:Paid | 9111 | 70 |  | 1 SCG | 139 |  | 132 |  | 2016-10-18 14:40 | 2016-11-22 | MOHR POWER SOLAR INC | Retrofit | Riverside | Riverside | 92503 | Host Customer is System Owner | 2 |  | 2010143B | Solene | AURORA/AO SMITH | SLAR64DC-80HE-XG | Indirect Forced Circulation (IF) | 64 |  | SLAR-32 | Glycol | Advanced Controller with a Vacation or Holiday Mode | Solar Storage and Auxiliary Tanks are separate | 80 | 1 | 0.95 | 35 | Z10 | [18 empty] | City of Riverside | FALSE | 65.55 |  | 2011-06-01: 2016-08-04; 2011-08-03: 2016-10-18; 2011-09-20: 2016-11-22 | 2889 | 9111 | Up-front Payment
SCG-006036 | Single Family Residential | Domestic Hot Water | Gas | Southern California Gas Company | Incentive:Paid | 9310 | 70 |  | 1 SCG | 133 |  | 133 |  | 2016-09-20 13:35 | 2016-10-20 | EVOLUTION ENERGY SOLUTIONS L L C | Retrofit | Los Angeles | Los Angeles | 90011 | Host Customer is System Owner | 3 |  | 2001001A | SunEarth, Inc. | SOLARAY | TE40P-80-2G | Indirect Forced Circulation (IF) | 40.9 |  | EP-40 / EP-40-0.75 | Glycol | Advanced Controller with a Vacation or Holiday Mode | Solar Storage and Auxiliary Tanks are separate | 80 | 1 | 1 | 45 | Z08 | [18 empty] | Los Angeles | FALSE | 70.53 |  | 2011-06-01: 2016-08-04; 2011-08-03: 2016-09-20; 2011-09-20: 2016-10-20 | 2923 | 9380 | Up-front Payment
PGE-006038 | Low Income Multifamily Residential | Domestic Hot Water | Gas | Pacific Gas and Electric | Incentive:Paid | 74322 | 24.89 |  | 1 | 2986 |  | 2986 |  | 2016-08-31 13:31 | 2016-09-27 | SUN LIGHT & POWER | New Construction | Pleasanton | Alameda | 94566 | Host Customer is System Owner | [7 empty] | 803.4 | 40.17 |  | Glycol | Pressure Stagnation Protection (PSP) | Solar Storage and Auxiliary Tanks are separate |  | 1 | 1 | 3040 | Z12 | 80 | Units | Apartments/Condos | 2010115A | 20 | 2 | 1250 | 1 | 360 | 3 | 1000000 | TRUE | 140 | 125 |  | Heliodyne - Delta-T Pro Ethernet |  | Heliodyne - Delta-T Pro Ethernet | City of Pleasanton | FALSE | 59.61 |  | 2016-08-04 | 2016-09-06 | 2016-08-31 | 2016-09-27 | 2017-09-11 | 2017-09-28 | 2567 | 178007 | Up-front Payment
SCG-006039 | Single Family Residential | Domestic Hot Water | Gas | Southern California Gas Company | Incentive:Paid | 7501 | 70 |  | 1 SCG | 141 |  | 107 |  | 2016-08-09 13:55 | 2016-08-26 | SUNTREK INDUSTRIES INC | Retrofit | Encino | Los Angeles | 91316 | Host Customer is System Owner | 4 |  | 2001001B | SunEarth, Inc. | SOLARAY | TE40C-80-2G | Indirect Forced Circulation (IF) | 40.86 |  | EC-40 / EC-40-0.75 | Glycol | Advanced Controller with a Vacation or Holiday Mode | Solar Storage and Auxiliary Tanks are separate | 80 | 0.76 | 1 | 55 | Z09 | [18 empty] | Los Angeles | FALSE | 88.65 |  | 2016-08-04 | 2016-08-26 |  |  | 2016-08-09 | 2016-08-26 | 2977 | 12500 | Up-front Payment
SCG-006040 | Single Family Residential | Domestic Hot Water | Gas | Southern California Gas Company | Incentive:Paid | 7973 | 70 |  | 1 SCG | 134 |  | 114 |  | 2016-08-15 09:04 | 2016-08-25 | ENVIRONMENTAL SOLAR DESIGN INC | Retrofit | Los Angeles | Los Angeles | 90065 | Host Customer is System Owner | 3 |  | 2001001A | SunEarth, Inc. | SOLARAY | TE40P-80-2G | Indirect Forced Circulation (IF) | 40.9 |  | EP-40 / EP-40-0.75 | Glycol | Advanced Controller with a Vacation or Holiday Mode | Solar Storage and Auxiliary Tanks are separate | 80 | 1 | 0.85 | 45 | Z09 | [18 empty] | City of Los Angeles | FALSE | 74.63 |  | 2011-06-01: 2016-08-04; 2011-08-03: 2016-08-15; 2011-09-20: 2016-08-25 | 2977 | 10000 | Up-front Payment
SCG-006041 | Commercial Pools | Pool Heating | Gas | Southern California Gas Company | Incentive:Paid | 8855 | 5 |  | 1 | 1771 |  | 1771 |  | 2016-08-11 14:36 | 2016-08-16 | ENERGY SERVICES | Retrofit | palm springs | Riverdale | 92264 | Host Customer is System Owner | [7 empty] | 510.77 | 39.29 |  | Drainback |  |  |  | 1 | 1 |  | Z15 |  |  |  | 10204-10 | 13 | 1 | [5 empty] | FALSE |  |  |  | SunEarth - SETR A503 TTR U + VFS 20-400 |  | SunEarth - SETR A503 TTR U + VFS 20-400 | PALM SPRINGS | FALSE | 5.06 |  | 2016-08-11 |  | 2016-08-11 | 2016-08-16 | 2016-09-02 | 2016-09-07 | 2969 | 8955 | Up-front Payment
SCG-006042 | Single Family Residential | Domestic Hot Water | Gas | Southern California Gas Company | Incentive:Paid | 6641 | 70 |  | 1 SCG | 159 |  | 159 |  | 2016-08-23 12:56 | 2016-09-02 | ART CRAFT BUILDING CONSTRUCTION | Retrofit | Moreno Valley | Riverside | 92553 | Host Customer is System Owner | 1 |  | 2010017C | Alternate Energy Technologies | EAGLESUN | DBS-G2-80-64 | Indirect Forced Circulation (IF) | 65.34 |  | MSC-32 | Automatic Drainback | Drainback (Water) | Solar Storage and Auxiliary Tanks are separate |  | 1 | 1 | 20 | Z10 | [18 empty] | City of Moreno Valley | FALSE | 41.77 |  | 2011-06-01: 2016-08-04; 2011-08-03: 2016-08-23; 2011-09-20: 2016-09-02 | 2969 | 6641.47 | Up-front Payment
SCG-006043 | Single Family Residential | Domestic Hot Water | Gas | Southern California Gas Company | Incentive:Paid | 10238 | 70 |  | 1 SCG | 174 |  | 174 |  | 2016-08-17 14:50 | 2016-08-22 | CATERSOLAR INC | Retrofit | Woodland Hills | Los Angeles | 91364 | Host Customer is System Owner | 4 |  | 2009147A | Apricus Inc. | APSS_CLOSED_AP30_FTW_TBGB | APSS_CLOSED_AP30_FTW_TBGB | Indirect Forced Circulation (IF) | 47.33 |  | ETC-30 / ETC-30C | Glycol | Advanced Controller with a Vacation or Holiday Mode | Solar Storage with Tankless Auxiliary Water Heater | 81.1 | 1 | 1 | 55 | Z09 | [18 empty] | CITY OF LOS ANGELES | FALSE | 60.11 |  | 2011-06-01: 2016-08-04; 2011-08-03: 2016-08-17; 2011-09-20: 2016-08-22 | 2979 | 10460 | Up-front Payment
SCG-006044 | Single Family Residential | Domestic Hot Water | Gas | Southern California Gas Company | Incentive:Paid | 9170 | 70 |  | 1 SCG | 131 |  | 131 |  | 2016-09-28 17:09 | 2016-10-19 | MOHR POWER SOLAR INC | Retrofit | Chino Hills | San Bernadino | 91709 | Host Customer is System Owner | 4 |  | 2010143F | Solene | AURORA/AO SMITH | SLAR48DC-80HE-XG | Indirect Forced Circulation (IF) | 49.03 |  | SLCO-30 | Glycol | Advanced Controller with a Vacation or Holiday Mode | Solar Storage and Auxiliary Tanks are separate | 80 | 1 | 1 | 55 | Z10 | [18 empty] | City of Chino Hills | FALSE | 112.54 |  | 2011-06-01: 2016-08-05; 2011-08-03: 2016-09-28; 2011-09-20: 2016-10-19 | 2924 | 14743 | Up-front Payment
SCG-006045 | Single Family Residential | Domestic Hot Water | Gas | Southern California Gas Company | Incentive:Paid | 10238 | 70 |  | 1 SCG | 163 |  | 163 |  | 2016-08-09 11:20 | 2016-08-12 | ALL VALLEY SOLAR INC | Retrofit | La Habra | La Habra | 90631 | Host Customer is System Owner | 4 |  | 2001028H | SunEarth, Inc. | CASCADE | ECRD-64-80-2G | Indirect Forced Circulation (IF) | 65.67 |  | EC-32 / EC-32-0.75 | Automatic Drainback |  | Solar Storage and Auxiliary Tanks are separate | 80 | 1 | 1 | 55 | Z08 | [18 empty] | City of La Habra | FALSE | 71.31 |  | 2011-06-01: 2016-08-05; 2011-08-03: 2016-08-09; 2011-09-20: 2016-08-12 | 2984 | 11624 | Up-front Payment
SCG-006046 | Single Family Residential | Domestic Hot Water | Gas | Southern California Gas Company | Incentive:Paid | 4678 | 70 |  | 1 SCG | 75 |  | 67 |  | 2016-10-04 11:26 | 2016-12-07 | ZERO ENERGY CONTRACTING INC | Retrofit | West Covina | Los Angeles | 91790 | Host Customer is System Owner | 4 |  | 2012012B | GREENoneTEC Solarindustrie GmbH | SOLPAL (formerly Solcrafte) | SOLPAL L-G | Direct Integral Collector Storage (DI) | 26.11 |  | Solpal L |  |  | Solar Storage and Auxiliary Tanks are separate | 51 | 0.99 | 0.9 | 55 | Z09 | [18 empty] | West Covina | FALSE | 133.07 |  | 2011-06-01: 2016-08-05; 2011-08-03: 2016-10-04; 2011-09-20: 2016-12-07 | 2875 | 9980 | Up-front Payment
SCG-006047 | Single Family Residential | Domestic Hot Water | Gas | Southern California Gas Company | Incentive:Paid | 9475 | 70 |  | 1 SCG | 141 |  | 135 |  | 2016-08-09 16:20 | 2016-08-25 | TITANIUM POWER INC | Retrofit | Thousand Oaks | Thousand Oaks | 91360 | Owner/Tenant | 6 |  | 2001001B | SunEarth, Inc. | SOLARAY | TE40C-80-2G | Indirect Forced Circulation (IF) | 40.86 |  | EC-40 / EC-40-0.75 | Glycol | Advanced Controller with a Vacation or Holiday Mode | Solar Storage and Auxiliary Tanks are separate | 80 | 0.96 | 1 | 75 | Z09 | [18 empty] | Thousand Oaks | FALSE | 69.6 |  | 2011-06-01: 2016-08-05; 2011-08-03: 2016-08-09; 2011-09-20: 2016-08-25 | 2971 | 9814 | Up-front Payment
PGE-006048 | Low Income Multifamily Residential | Domestic Hot Water | Gas | Pacific Gas and Electric | Incentive:Paid | 182024 | 24.89 |  | 1 | 7387 |  | 7313 |  | 2016-12-22 15:17 | 2017-01-13 | SUN LIGHT & POWER | New Construction | San Francisco | San Francisco | 94124 | Host Customer is System Owner | [7 empty] | 2570.88 | 40.17 |  | Glycol | Pressure Stagnation Protection (PSP) | Solar and Auxiliary Storage are the same Tank |  | 0.99 | 1 | 4514 | Z03 | 122 | Units | Apartments/Condos | 2010115A | 64 | 2 | 3800 | 1 | 1000 | 1 | 170000000 | TRUE | 130 | 120 |  | Heliodyne - Delta-T Pro Ethernet |  | Heliodyne - Delta-T Pro Ethernet | City and County of San Francisco | FALSE | 48.7 |  | 2016-12-22 | 2016-12-28 | 2016-12-22 | 2017-01-13 | 2017-12-20 | 2017-12-28 | 2466 | 359717 | Up-front Payment
SCG-006050 | Single Family Residential | Domestic Hot Water | Gas | Southern California Gas Company | Incentive:Paid | 9310 | 70 |  | 1 SCG | 133 |  | 133 |  | 2016-08-31 10:21 | 2016-09-01 | EVOLUTION ENERGY SOLUTIONS L L C | Retrofit | Gardena | Los Angeles | 90248 | Host Customer is System Owner | 6 |  | 2001001A | SunEarth, Inc. | SOLARAY | TE40P-80-2G | Indirect Forced Circulation (IF) | 40.9 |  | EP-40 / EP-40-0.75 | Glycol | Advanced Controller with a Vacation or Holiday Mode | Solar Storage and Auxiliary Tanks are separate | 80 | 1 | 1 | 75 | Z08 | [18 empty] | Los Angeles | FALSE | 70.53 |  | 2011-06-01: 2016-08-08; 2011-08-03: 2016-08-31; 2011-09-20: 2016-09-01 | 2958 | 9380 | Up-front Payment
SCG-006051 | Single Family Residential | Domestic Hot Water | Gas | Southern California Gas Company | Incentive:Paid | 9310 | 70 |  | 1 SCG | 133 |  | 133 |  | 2016-08-23 10:04 | 2016-08-25 | EVOLUTION ENERGY SOLUTIONS L L C | Retrofit | Los Angeles | Los Angeles | 90002 | Host Customer is System Owner | 5 |  | 2001001A | SunEarth, Inc. | SOLARAY | TE40P-80-2G | Indirect Forced Circulation (IF) | 40.9 |  | EP-40 / EP-40-0.75 | Glycol | Advanced Controller with a Vacation or Holiday Mode | Solar Storage and Auxiliary Tanks are separate | 80 | 1 | 1 | 65 | Z08 | [18 empty] | Los Angeles | FALSE | 70.53 |  | 2011-06-01: 2016-08-08; 2011-08-03: 2016-08-23; 2011-09-20: 2016-08-25 | 2971 | 9380 | Up-front Payment
SCG-006052 | Single Family Residential | Domestic Hot Water | Gas | Southern California Gas Company | Incentive:Paid | 8911 | 70 |  | 1 SCG | 134 |  | 127 |  | 2016-09-01 09:18 | 2016-09-06 | ENVIRONMENTAL SOLAR DESIGN INC | Retrofit | Thousand Oaks | Thousand Oaks | 91360 | Host Customer is System Owner | 4 |  | 2001001A | SunEarth, Inc. | SOLARAY | TE40P-80-2G | Indirect Forced Circulation (IF) | 40.9 |  | EP-40 / EP-40-0.75 | Glycol | Advanced Controller with a Vacation or Holiday Mode | Solar Storage and Auxiliary Tanks are separate | 80 | 1 | 0.95 | 55 | Z09 | [18 empty] | City of Thousand Oaks | FALSE | 73.13 |  | 2011-06-01: 2016-08-08; 2011-08-03: 2016-09-01; 2011-09-20: 2016-09-06 | 2959 | 9800 | Up-front Payment
PGE-006053 | Single Family Residential | Domestic Hot Water | Gas | Pacific Gas and Electric | Incentive:Paid | 2866 | 29.85 |  | 1 | 96 |  | 96 |  | 2016-08-18 15:51 | 2016-08-26 | ACR SOLAR INTERNATIONAL CORP | Retrofit | DAVIS | Yolo | 95618 | Host Customer is System Owner | 4 |  | 2001019A | ACR Solar International | SKYLINE SYSTEM 5 | 200152C80EX2TG | Indirect Forced Circulation (IF) | 40.64 |  | 20-01 | Glycol | Advanced Controller with a Vacation or Holiday Mode | Solar Storage and Auxiliary Tanks are separate | 80 | 1 | 1 | 55 | Z12 | [18 empty] | Davis | FALSE | 72.92 |  | 2016-08-08 | 2016-08-19 |  |  | 2016-08-18 | 2016-08-26 | 2951 | 7000 | Up-front Payment
SCG-006054 | Single Family Residential | Domestic Hot Water | Gas | Southern California Gas Company | Incentive:Paid | 10238 | 70 |  | 1 SCG | 156 |  | 148 |  | 2016-09-02 12:11 | 2016-09-07 | DOCTOR PIPER INC | Retrofit | Manhattan Beach | Los Angeles | 90266 | Host Customer is System Owner | 4 |  | 2009036H | Heliodyne, Inc. | HELIOPAK | HPAK 016 2 406 G 80 ACD Z | Indirect Forced Circulation (IF) | 53.88 |  | 406 001 | Glycol | Steam Back | Solar Storage and Auxiliary Tanks are separate | 80 | 1 | 0.95 | 55 | Z06 | [18 empty] | City of Manhattan Beach | FALSE | 66.35 |  | 2011-06-01: 2016-08-08; 2011-08-03: 2016-09-02; 2011-09-20: 2016-09-07 | 2959 | 10350 | Up-front Payment
SCG-006055 | Single Family Residential | Domestic Hot Water | Gas | Southern California Gas Company | Incentive:Paid | 10238 | 70 |  | 1 SCG | 162 |  | 162 |  | 2016-08-09 11:16 | 2016-08-12 | ALL VALLEY SOLAR INC | Retrofit | Sherman Oaks | Sherman Oaks | 91403 | Host Customer is System Owner | 4 |  | 2001028H | SunEarth, Inc. | CASCADE | ECRD-64-80-2G | Indirect Forced Circulation (IF) | 65.67 |  | EC-32 / EC-32-0.75 | Automatic Drainback |  | Solar Storage and Auxiliary Tanks are separate | 80 | 1 | 1 | 55 | Z09 | [18 empty] | LADBS | FALSE | 65.19 |  | 2011-06-01: 2016-08-08; 2011-08-03: 2016-08-09; 2011-09-20: 2016-08-12 | 2984 | 10560 | Up-front Payment
SCG-006056 | Single Family Residential | Domestic Hot Water | Gas | Southern California Gas Company | Incentive:Paid | 10220 | 70 |  | 1 SCG | 146 |  | 146 |  | 2016-08-22 15:25 | 2016-08-26 | FEREIDOUN TAHMASBI | Retrofit | Tarzana | Los Angeles | 91356 | Host Customer is System Owner | 4 |  | 2001001C | SunEarth, Inc. | SOLARAY | TE48P-80-2G | Indirect Forced Circulation (IF) | 49.3 |  | EP-24 / EP-24-0.75 | Glycol | Steam Back | Solar Storage and Auxiliary Tanks are separate | 80 | 1 | 1 | 55 | Z09 | [18 empty] | Tarzana, los angeles, | FALSE | 79.55 |  | 2011-06-01: 2016-08-08; 2011-08-03: 2016-08-22; 2011-09-20: 2016-08-26 | 2971 | 11615 | Up-front Payment
SCG-006057 | Single Family Residential | Domestic Hot Water | Gas | Southern California Gas Company | Incentive:Paid | 10238 | 70 |  | 1 SCG | 156 |  | 148 |  | 2016-09-02 12:16 | 2016-09-08 | DOCTOR PIPER INC | Retrofit | Manhattan Beach | Los Angeles | 90266 | Host Customer is System Owner | 5 |  | 2009036H | Heliodyne, Inc. | HELIOPAK | HPAK 016 2 406 G 80 ACD Z | Indirect Forced Circulation (IF) | 53.88 |  | 406 001 | Glycol | Steam Back | Solar Storage and Auxiliary Tanks are separate | 80 | 1 | 0.95 | 65 | Z06 | [18 empty] | City of Manhattan Beach | FALSE | 66.35 |  | 2011-06-01: 2016-08-08; 2011-08-03: 2016-09-02; 2011-09-20: 2016-09-08 | 2959 | 10350 | Up-front Payment
SCG-006058 | Single Family Residential | Domestic Hot Water | Gas | Southern California Gas Company | Incentive:Canceled | 10238 | 25.37 |  | 2 | 156 |  | 148 |  |  |  |  | Retrofit | Manhattan Beach | Los Angeles | 90266 | Host Customer is System Owner | 4 |  | 2009036H | Heliodyne, Inc. | HELIOPAK | HPAK 016 2 406 G 80 ACD Z | Indirect Forced Circulation (IF) | 53.88 |  | 406 001 | Glycol | Steam Back | Solar Storage and Auxiliary Tanks are separate | 80 | 1 | 0.95 | 55 | Z06 | [18 empty] | City of Manhattan Beach | FALSE | 66.35 |  | 2011-06-01: 2016-08-08 | 2992 | 10350 | Up-front Payment
SCG-006059 | Single Family Residential | Domestic Hot Water | Gas | Southern California Gas Company | Incentive:Paid | 10220 | 70 |  | 1 SCG | 146 |  | 146 |  | 2017-06-30 11:22 | 2017-07-05 | THE SOLAR ENERGY COMPANY INC | Retrofit | Santa Barbara | Santa Barbara | 93111 | Host Customer is System Owner | 4 |  | 2001001D | SunEarth, Inc. | SOLARAY | TE48C-80-2G | Indirect Forced Circulation (IF) | 49.48 |  | EC-24 / EC-24-0.75 | Glycol | Advanced Controller with a Vacation or Holiday Mode | Solar Storage and Auxiliary Tanks are separate | 80 | 1 | 1 | 55 | Z06 | [18 empty] | County of Santa Barbara | FALSE | 70 |  | 2011-06-01: 2016-08-08; 2011-08-03: 2017-06-30; 2011-09-20: 2017-07-05 | 2658 | 10220 | Up-front Payment
SCG-006060 | Single Family Residential | Domestic Hot Water | Gas | Southern California Gas Company | Incentive:Paid | 10220 | 70 |  | 1 SCG | 155 |  | 155 |  | 2016-09-22 13:32 | 2016-09-30 | THE SOLAR ENERGY COMPANY INC | Retrofit | Santa Barbara | Santa Barbara | 93105 | Host Customer is System Owner | 4 |  | 2001001D | SunEarth, Inc. | SOLARAY | TE48C-80-2G | Indirect Forced Circulation (IF) | 49.48 |  | EC-24 / EC-24-0.75 | Glycol | Advanced Controller with a Vacation or Holiday Mode | Solar Storage and Auxiliary Tanks are separate | 80 | 1 | 1 | 55 | Z05 | [18 empty] | City of Santa Barbara | FALSE | 65.94 |  | 2011-06-01: 2016-08-08; 2011-08-03: 2016-09-22; 2011-09-20: 2016-09-30 | 2941 | 10220 | Up-front Payment
SCG-006061 | Single Family Residential | Domestic Hot Water | Gas | Southern California Gas Company | Incentive:Paid | 10238 | 70 |  | 1 SCG | 186 |  | 149 |  | 2016-09-01 11:23 | 2016-09-06 | CATERSOLAR INC | Retrofit | West Hills | Los Angeles | 91304 | Host Customer is System Owner | 5 |  | 2011118A | Stiebel Eltron | SOLAR HOT WATER PACKAGE | SOLKIT-2N-B | Indirect Forced Circulation (IF) | 54.81 |  | SOL 27 Premium S | Glycol | Advanced Controller with a Vacation or Holiday Mode | Solar Storage with Tankless Auxiliary Water Heater | 81.1 | 0.8 | 1 | 65 | Z09 | [18 empty] | CITY OF LOS ANGELES | FALSE | 56.24 |  | 2011-06-01: 2016-08-08; 2011-08-03: 2016-09-01; 2011-09-20: 2016-09-06 | 2950 | 10460 | Up-front Payment
SCG-006062 | Single Family Residential | Domestic Hot Water | Gas | Southern California Gas Company | Incentive:Canceled | 10238 | 70 |  | 1 SCG | 186 |  | 167 |  | 2016-08-18 22:44 |  |  | Retrofit | WOODLAND HILLS | Los Angeles | 91364 | Host Customer is System Owner | 5 |  | 2011118A | Stiebel Eltron | SOLAR HOT WATER PACKAGE | SOLKIT-2N-B | Indirect Forced Circulation (IF) | 54.81 |  | SOL 27 Premium S | Glycol | Advanced Controller with a Vacation or Holiday Mode | Solar Storage with Tankless Auxiliary Water Heater | 81.1 | 0.9 | 1 | 65 | Z09 | [18 empty] | CITY OF LOS ANGELES | FALSE | 56.24 |  | 2011-06-01: 2016-08-08; 2011-08-03: 2016-08-18 | 2986 | 10460 | Up-front Payment
SCG-006063 | Single Family Residential | Domestic Hot Water | Gas | Southern California Gas Company | Incentive:Paid | 10238 | 70 |  | 1 SCG | 186 |  | 158 |  | 2016-10-07 13:27 | 2016-10-31 | CATERSOLAR INC | Retrofit | Van Nuys | Los Angeles | 91405 | Host Customer is System Owner | 5 |  | 2011118A | Stiebel Eltron | SOLAR HOT WATER PACKAGE | SOLKIT-2N-B | Indirect Forced Circulation (IF) | 54.81 |  | SOL 27 Premium S | Glycol | Advanced Controller with a Vacation or Holiday Mode | Solar Storage with Tankless Auxiliary Water Heater | 81.1 | 1 | 0.85 | 65 | Z09 | [18 empty] | CITY OF LOS ANGELES | FALSE | 56.24 |  | 2011-06-01: 2016-08-08; 2011-08-03: 2016-10-07; 2011-09-20: 2016-10-31 | 2915 | 10460 | Up-front Payment
SCG-006064 | Commercial/Multifamily Residential | Domestic Hot Water | Gas | Southern California Gas Company | Incentive:Paid | 15300 | 25 |  | 1 SCG | 612 |  | 612 |  | 2016-08-09 15:14 | 2016-08-25 | SUN LIGHT & POWER | New Construction | San Luis Obispo | San Luis Obispo | 93401 | Host Customer is System Owner | [7 empty] | 160.68 | 40.17 |  | Glycol | Pressure Stagnation Protection (PSP) | Solar and Auxiliary Storage are the same Tank |  | 1 | 1 | 960 | Z03 | 24 | Units | Apartments/Condos | 2010115A | 4 | 1 | 238 | 2 | 0 | 0 | 260000 | TRUE | 120 | 120 |  |  |  |  | City of San Luis Obispo | FALSE | 71.08 |  | 2016-08-09 | 2016-08-25 | 2016-08-09 | 2016-08-25 | 2016-11-01 | 2016-11-10 | 2888 | 43499 | Up-front Payment
SCG-006065 | Single Family Residential | Domestic Hot Water | Gas | Southern California Gas Company | Incentive:Paid | 10220 | 70 |  | 1 SCG | 146 |  | 146 |  | 2016-10-11 16:16 | 2016-11-14 | THE SOLAR ENERGY COMPANY INC | Retrofit | Goleta | Santa Barbara | 93117 | Host Customer is System Owner | 4 |  | 2001001D | SunEarth, Inc. | SOLARAY | TE48C-80-2G | Indirect Forced Circulation (IF) | 49.48 |  | EC-24 / EC-24-0.75 | Glycol | Advanced Controller with a Vacation or Holiday Mode | Solar Storage and Auxiliary Tanks are separate | 80 | 1 | 1 | 55 | Z06 | [18 empty] | City of Goleta | FALSE | 70 |  | 2011-06-01: 2016-08-09; 2011-08-03: 2016-10-11; 2011-09-20: 2016-11-14 | 2900 | 10220 | Up-front Payment
SCG-006066 | Commercial/Multifamily Residential | Domestic Hot Water | Gas | Southern California Gas Company | Incentive:Paid | 6975 | 25 |  | 1 SCG | 279 |  | 279 |  | 2016-08-09 15:13 | 2016-08-22 | SUN LIGHT & POWER | New Construction | San Luis Obispo | San Luis Obispo | 93401 | Host Customer is System Owner | [7 empty] | 80.34 | 40.17 |  | Glycol | Advanced Controller with a Vacation or Holiday Mode | Solar and Auxiliary Storage are the same Tank |  | 1 | 1 | 378 | Z05 | 10 | Units | Apartments/Condos | 2010115A | 2 | 1 | 119 | 1 | 0 | 0 | 130000 | TRUE | 120 | 120 |  |  |  |  | City of San Luis Obispo | FALSE | 155.91 |  | 2016-08-09 |  | 2016-08-09 | 2016-08-22 | 2016-11-01 | 2016-11-14 | 2888 | 43498 | Up-front Payment
SCG-006067 | Commercial/Multifamily Residential | Domestic Hot Water | Gas | Southern California Gas Company | Incentive:Paid | 6475 | 25 |  | 1 SCG | 259 |  | 259 |  | 2016-08-09 15:13 | 2016-08-22 | SUN LIGHT & POWER | New Construction | San Luis Obispo | San Luis Obispo | 93401 | Host Customer is System Owner | [7 empty] | 80.34 | 40.17 |  | Glycol | Advanced Controller with a Vacation or Holiday Mode | Solar and Auxiliary Storage are the same Tank |  | 1 | 1 | 378 | Z05 | 10 | Units | Apartments/Condos | 2010115A | 2 | 1 | 119 | 1 | 0 | 0 | 130000 | TRUE | 120 | 120 |  |  |  |  | City of San Luis Obispo | FALSE | 167.95 |  | 2016-08-09 |  | 2016-08-09 | 2016-08-22 | 2016-11-01 | 2016-11-14 | 2888 | 43499 | Up-front Payment
SCG-006068 | Single Family Residential | Domestic Hot Water | Gas | Southern California Gas Company | Incentive:Paid | 10238 | 70 |  | 1 SCG | 189 |  | 170 |  | 2016-09-08 12:11 | 2016-09-26 | ENVIRONMENTAL SOLAR DESIGN INC | Retrofit | Culver City | Culver City | 90232 | Host Customer is System Owner | 5 |  | 2008024Q | SunEarth, Inc. | SOLARAY | TE64P-120-TLG | Indirect Forced Circulation (IF) | 65.67 |  | EP-32 / EP-32-0.75 | Glycol | Advanced Controller with a Vacation or Holiday Mode | Solar Storage with Tankless Auxiliary Water Heater | 120 | 1 | 0.9 | 65 | Z08 | [18 empty] | Culver City | FALSE | 57.14 |  | 2011-06-01: 2016-08-09; 2011-08-03: 2016-09-08; 2011-09-20: 2016-09-26 | 2942 | 10800 | Up-front Payment
SCG-006069 | Single Family Residential | Domestic Hot Water | Gas | Southern California Gas Company | Incentive:Paid | 8593 | 70 |  | 1 SCG | 132 |  | 123 |  | 2016-08-31 13:50 | 2016-09-21 | SOLARPONICS INC | Retrofit | Los Alamos | Santa Barbara | 93440 | Host Customer is System Owner | 2 |  | 30004074 | Solene | Solene | SLSG40DC-80HE-XG | Indirect Forced Circulation (IF) | 40.01 |  | SLSG-40 | Glycol | Advanced Controller with a Thermal Cycling Function | Solar Storage and Auxiliary Tanks are separate | 80 | 0.93 | 1 | 35 | Z05 | [18 empty] | Santa Barbara County | FALSE | 74.2 |  | 2011-06-01: 2016-08-09; 2011-08-03: 2016-08-31; 2011-09-20: 2016-09-21 | 2951 | 9794 | Up-front Payment
SCG-006070 | Single Family Residential | Domestic Hot Water | Gas | Southern California Gas Company | Incentive:Paid | 8515 | 70 |  | 1 SCG | 132 |  | 122 |  | 2016-08-25 08:36 | 2016-08-26 | SOLARPONICS INC | Retrofit | Morro Bay | San Luis Obispo | 93442 | Host Customer is System Owner | 2 |  | 30004074 | Solene | Solene | SLSG40DC-80HE-XG | Indirect Forced Circulation (IF) | 40.01 |  | SLSG-40 | Glycol | Advanced Controller with a Thermal Cycling Function | Solar Storage and Auxiliary Tanks are separate | 80 | 0.97 | 0.95 | 35 | Z05 | [18 empty] | City of Morro Bay | FALSE | 68.14 |  | 2011-06-01: 2016-08-09; 2011-08-03: 2016-08-25; 2011-09-20: 2016-08-26 | 2971 | 8994 | Up-front Payment
SCG-006071 | Single Family Residential | Domestic Hot Water | Gas | Southern California Gas Company | Incentive:Paid | 10220 | 70 |  | 1 SCG | 146 |  | 146 |  | 2017-05-19 16:54 | 2017-06-05 | THE SOLAR ENERGY COMPANY INC | Retrofit | Santa Barbara | Santa Barbara | 93103 | Host Customer is System Owner | 4 |  | 2001001D | SunEarth, Inc. | SOLARAY | TE48C-80-2G | Indirect Forced Circulation (IF) | 49.48 |  | EC-24 / EC-24-0.75 | Glycol | Advanced Controller with a Vacation or Holiday Mode | Solar Storage and Auxiliary Tanks are separate | 80 | 1 | 1 | 55 | Z06 | [18 empty] | City of Santa Barbara | FALSE | 70 |  | 2011-06-01: 2016-08-09; 2011-08-03: 2017-05-19; 2011-09-20: 2017-06-05 | 2692 | 10220 | Up-front Payment
SCG-006073 | Single Family Residential | Domestic Hot Water | Gas | Southern California Gas Company | Incentive:Paid | 10220 | 70 |  | 1 SCG | 146 |  | 146 |  | 2017-05-26 13:29 | 2017-06-08 | THE SOLAR ENERGY COMPANY INC | Retrofit | Santa Barbara | Santa Barbara | 93103 | Host Customer is System Owner | 4 |  | 2001001D | SunEarth, Inc. | SOLARAY | TE48C-80-2G | Indirect Forced Circulation (IF) | 49.48 |  | EC-24 / EC-24-0.75 | Glycol | Advanced Controller with a Vacation or Holiday Mode | Solar Storage and Auxiliary Tanks are separate | 80 | 1 | 1 | 55 | Z06 | [18 empty] | City of Santa Barbara | FALSE | 70 |  | 2011-06-01: 2016-08-09; 2011-08-03: 2017-05-26; 2011-09-20: 2017-06-08 | 2692 | 10220 | Up-front Payment
SCG-006076 | Single Family Residential | Domestic Hot Water | Gas | Southern California Gas Company | Incentive:Paid | 10220 | 70 |  | 1 SCG | 146 |  | 146 |  | 2017-06-27 10:23 | 2017-06-29 | THE SOLAR ENERGY COMPANY INC | Retrofit | Goleta | Santa Barbara | 93117 | Host Customer is System Owner | 4 |  | 2001001D | SunEarth, Inc. | SOLARAY | TE48C-80-2G | Indirect Forced Circulation (IF) | 49.48 |  | EC-24 / EC-24-0.75 | Glycol | Advanced Controller with a Vacation or Holiday Mode | Solar Storage and Auxiliary Tanks are separate | 80 | 1 | 1 | 55 | Z06 | [18 empty] | City of Goleta | FALSE | 70 |  | 2011-06-01: 2016-08-09; 2011-08-03: 2017-06-27; 2011-09-20: 2017-06-29 | 2665 | 10220 | Up-front Payment
SCG-006078 | Single Family Residential | Domestic Hot Water | Gas | Southern California Gas Company | Incentive:Paid | 10238 | 70 |  | 1 SCG | 186 |  | 186 |  | 2016-08-30 19:53 | 2016-09-09 | CATERSOLAR INC | Retrofit | West Hills | Los Angeles | 91307 | Host Customer is System Owner | 5 |  | 2011118A | Stiebel Eltron | SOLAR HOT WATER PACKAGE | SOLKIT-2N-B | Indirect Forced Circulation (IF) | 54.81 |  | SOL 27 Premium S | Glycol | Advanced Controller with a Vacation or Holiday Mode | Solar Storage with Tankless Auxiliary Water Heater | 81.1 | 1 | 1 | 65 | Z09 | [18 empty] | CITY OF LOS ANGELES | FALSE | 56.24 |  | 2011-06-01: 2016-08-09; 2011-08-03: 2016-08-30; 2011-09-20: 2016-09-09 | 2958 | 10460 | Up-front Payment
PGE-006079 | Low Income Multifamily Residential | Domestic Hot Water | Gas | Pacific Gas and Electric | Incentive:Paid | 82933 | 24.89 |  | 1 | 3332 |  | 3332 |  | 2017-01-27 15:17 | 2017-02-01 | SUN LIGHT & POWER | New Construction | San Francisco | San Francisco | 94124 | Host Customer is System Owner | [7 empty] | 964.08 | 40.17 |  | Glycol | Pressure Stagnation Protection (PSP) | Solar Storage and Auxiliary Tanks are separate |  | 1 | 1 | 2736 | Z03 | 72 | Units | Apartments/Condos | 2010115A | 24 | 2 | 1440 | 1 | 800 | 4 | 1000000 | TRUE | 125 | 115 |  | Heliodyne - Delta-T Pro Ethernet |  | Heliodyne - Delta-T Pro Ethernet | City and County of San Francisco | FALSE | 35.79 |  | 2017-01-26 |  | 2017-01-27 | 2017-02-01 | 2017-11-08 | 2017-11-14 | 2523 | 119259 | Up-front Payment
SCG-006080 | Single Family Residential | Domestic Hot Water | Gas | Southern California Gas Company | Incentive:Paid | 10200 | 70 |  | 1 SCG | 146 |  | 146 |  | 2017-06-22 11:42 | 2017-06-27 | THE SOLAR ENERGY COMPANY INC | Retrofit | Camarillo | Ventura | 93010 | Owner/Tenant | 4 |  | 2001001D | SunEarth, Inc. | SOLARAY | TE48C-80-2G | Indirect Forced Circulation (IF) | 49.48 |  | EC-24 / EC-24-0.75 | Glycol | Advanced Controller with a Vacation or Holiday Mode | Solar Storage and Auxiliary Tanks are separate | 80 | 1 | 1 | 55 | Z06 | [18 empty] | City of Camarillo | FALSE | 69.86 |  | 2011-06-01: 2016-08-10; 2011-08-03: 2017-06-22; 2011-09-20: 2017-06-27 | 2665 | 10200 | Up-front Payment
SCG-006081 | Single Family Residential | Domestic Hot Water | Gas | Southern California Gas Company | Incentive:Paid | 10238 | 70 |  | 1 SCG | 147 |  | 147 |  | 2016-12-06 13:50 | 2017-03-14 | SUNX SOLAR INC | Retrofit | PALM DESERT | Riverside | 92260 | Host Customer is System Owner | 4 |  | 30004220 | Solene | SOLENE DC CLOSED LOOP | SLAR64DC-75HE-G | Indirect Forced Circulation (IF) | 64 |  | SLAR-32 | Glycol | Pressure Stagnation Protection (PSP) | Solar and Auxiliary Storage are the same Tank | 75 | 1 | 1 | 55 | Z15 | [18 empty] | CITY OF PALM DESERT | FALSE | 69.65 |  | 2011-06-01: 2016-08-11; 2011-08-03: 2016-12-06; 2011-09-20: 2017-03-14 | 2777 | 10238 | Up-front Payment
SCG-006082 | Single Family Residential | Domestic Hot Water | Gas | Southern California Gas Company | Incentive:Paid | 8845 | 70 |  | 1 SCG | 140 |  | 126 |  | 2016-11-28 13:08 | 2017-03-10 | TITANIUM POWER INC | Retrofit | Los Angeles | Los Angeles | 90011 | Owner/Tenant | 4 |  | 2001001B | SunEarth, Inc. | SOLARAY | TE40C-80-2G | Indirect Forced Circulation (IF) | 40.86 |  | EC-40 / EC-40-0.75 | Glycol | Advanced Controller with a Vacation or Holiday Mode | Solar Storage and Auxiliary Tanks are separate | 80 | 0.95 | 0.95 | 55 | Z08 | [18 empty] | Los Angeles | FALSE | 64.71 |  | 2011-06-01: 2016-08-11; 2011-08-03: 2016-11-28; 2011-09-20: 2017-03-10 | 2783 | 9059 | Up-front Payment
SCG-006083 | Single Family Residential | Domestic Hot Water | Gas | Southern California Gas Company | Incentive:Paid | 9210 | 70 |  | 1 SCG | 134 |  | 134 |  | 2016-08-23 11:49 | 2016-08-23 | ENVIRONMENTAL SOLAR DESIGN INC | Retrofit | Sherman Oaks | Sherman Oaks | 91423 | Host Customer is System Owner | 3 |  | 2001001A | SunEarth, Inc. | SOLARAY | TE40P-80-2G | Indirect Forced Circulation (IF) | 40.9 |  | EP-40 / EP-40-0.75 | Glycol | Advanced Controller with a Vacation or Holiday Mode | Solar Storage and Auxiliary Tanks are separate | 80 | 1 | 1 | 45 | Z09 | [18 empty] | City of Los Angeles | FALSE | 68.73 |  | 2011-06-01: 2016-08-11; 2011-08-03: 2016-08-23; 2011-09-20: 2016-08-23 | 2980 | 9210 | Up-front Payment
SCG-006084 | Single Family Residential | Domestic Hot Water | Gas | Southern California Gas Company | Incentive:Paid | 6536 | 70 |  | 1 SCG | 156 |  | 134 |  | 2016-10-14 14:53 | 2016-12-07 | FUTURA ENERGY INC | Retrofit | Wilmington | Los Angeles | 90744 | Host Customer is System Owner | 4 |  | 2010017C | Alternate Energy Technologies | EAGLESUN | DBS-G2-80-64 | Indirect Forced Circulation (IF) | 65.34 |  | MSC-32 | Automatic Drainback | Drainback (Water) | Solar Storage and Auxiliary Tanks are separate | 80 | 0.86 | 1 | 55 | Z06 | [18 empty] | City of Los Angeles Department of Building and Safety | FALSE | 41.9 |  | 2011-06-01: 2016-08-11; 2011-08-03: 2016-10-14; 2011-09-20: 2016-12-07 | 2831 | 6536.4 | Up-front Payment
SCG-006085 | Single Family Residential | Domestic Hot Water | Gas | Southern California Gas Company | Incentive:Paid | 9031 | 70 |  | 1 SCG | 140 |  | 129 |  | 2016-11-28 13:07 | 2017-03-10 | TITANIUM POWER INC | Retrofit | Los Angeles | Los Angeles | 90011 | Host Customer is System Owner | 9 |  | 2001001B | SunEarth, Inc. | SOLARAY | TE40C-80-2G | Indirect Forced Circulation (IF) | 40.86 |  | EC-40 / EC-40-0.75 | Glycol | Advanced Controller with a Vacation or Holiday Mode | Solar Storage and Auxiliary Tanks are separate | 80 | 0.97 | 0.95 | 105 | Z08 | [18 empty] | Los Angeles | FALSE | 65.42 |  | 2011-06-01: 2016-08-11; 2011-08-03: 2016-11-28; 2011-09-20: 2017-03-10 | 2783 | 9159 | Up-front Payment
SCG-006086 | Single Family Residential | Domestic Hot Water | Gas | Southern California Gas Company | Incentive:Paid | 9244 | 70 |  | 1 SCG | 139 |  | 132 |  | 2016-09-30 13:01 | 2016-11-07 | SUNX SOLAR INC | Retrofit | Mission Viejo | Orange | 92692 | Host Customer is System Owner | 4 |  | 2006025C | Solene | SOLENE DC CLOSED LOOP | SLCO64DC-80HE-XG | Indirect Forced Circulation (IF) | 64 |  | SLAR-32 | Glycol | Pressure Stagnation Protection (PSP) | Solar Storage and Auxiliary Tanks are separate | 80 | 1 | 0.95 | 55 | Z08 | [18 empty] | City of Mission Viejo | FALSE | 66.5 |  | 2011-06-01: 2016-08-11; 2011-08-03: 2016-09-30; 2011-09-20: 2016-11-07 | 2902 | 9244 | Up-front Payment
SCG-006087 | Single Family Residential | Domestic Hot Water | Gas | Southern California Gas Company | Incentive:Paid | 10238 | 70 |  | 1 SCG | 187 |  | 187 |  | 2016-08-29 13:43 | 2016-08-31 | ENVIRONMENTAL SOLAR DESIGN INC | Retrofit | Van Nuys | Van Nuys | 91605 | Host Customer is System Owner | 6 |  | 2008024Q | SunEarth, Inc. | SOLARAY | TE64P-120-TLG | Indirect Forced Circulation (IF) | 65.67 |  | EP-32 / EP-32-0.75 | Glycol | Advanced Controller with a Vacation or Holiday Mode | Solar Storage with Tankless Auxiliary Water Heater | 120 | 1 | 1 | 75 | Z09 | [18 empty] | City of Los Angeles | FALSE | 56.15 |  | 2011-06-01: 2016-08-12; 2011-08-03: 2016-08-29; 2011-09-20: 2016-08-31 | 2966 | 10500 | Up-front Payment
SCG-006088 | Single Family Residential | Domestic Hot Water | Gas | Southern California Gas Company | Incentive:Paid | 7796 | 70 |  | 1 SCG | 125 |  | 111 |  | 2016-08-30 11:27 | 2016-09-01 | SOLARPONICS INC | Retrofit | Templeton | San Luis Obispo | 93446 | Host Customer is System Owner | 3 |  | 30004074 | Solene | Solene | SLSG40DC-80HE-XG | Indirect Forced Circulation (IF) | 40.01 |  | SLSG-40 | Glycol | Advanced Controller with a Thermal Cycling Function | Solar Storage and Auxiliary Tanks are separate | 80 | 0.99 | 0.9 | 45 | Z04 | [18 empty] | San Luis Obispo County | FALSE | 78.35 |  | 2011-06-01: 2016-08-12; 2011-08-03: 2016-08-30; 2011-09-20: 2016-09-01 | 2964 | 9794 | Up-front Payment
SCG-006089 | Single Family Residential | Domestic Hot Water | Gas | Southern California Gas Company | Incentive:Paid | 10080 | 70 |  | 1 SCG | 144 |  | 144 |  | 2016-10-31 10:14 | 2016-12-21 | MOHR POWER SOLAR INC | Retrofit | Lakewood | Los Angeles | 90715 | Host Customer is System Owner | 2 |  | 2010143B | Solene | AURORA/AO SMITH | SLAR64DC-80HE-XG | Indirect Forced Circulation (IF) | 64 |  | SLAR-32 | Glycol | Advanced Controller with a Vacation or Holiday Mode | Solar Storage and Auxiliary Tanks are separate | 80 | 1 | 1 | 35 | Z08 | [18 empty] | County of Los Angeles | FALSE | 70 |  | 2011-06-01: 2016-08-12; 2011-08-03: 2016-10-31; 2011-09-20: 2016-12-21 | 2860 | 10080 | Up-front Payment
SCG-006090 | Single Family Residential | Domestic Hot Water | Gas | Southern California Gas Company | Incentive:Paid | 10220 | 70 |  | 1 SCG | 146 |  | 146 |  | 2017-06-28 09:07 | 2017-08-07 | THE SOLAR ENERGY COMPANY INC | Retrofit | Santa Barbara | Santa Barbara | 93108 | Host Customer is System Owner | 4 |  | 2001001D | SunEarth, Inc. | SOLARAY | TE48C-80-2G | Indirect Forced Circulation (IF) | 49.48 |  | EC-24 / EC-24-0.75 | Glycol | Advanced Controller with a Vacation or Holiday Mode | Solar Storage and Auxiliary Tanks are separate | 80 | 1 | 1 | 55 | Z06 | [18 empty] | County of Santa Barbara | FALSE | 70 |  | 2011-06-01: 2016-08-12; 2011-08-03: 2017-06-28; 2011-09-20: 2017-08-07 | 2629 | 10220 | Up-front Payment
PGE-006091 | Commercial Pools | Pool Heating | Gas | Pacific Gas and Electric | Incentive:Paid | 5355 | 5 |  | 1 | 1071 |  | 1071 |  | 2016-10-19 18:44 | 2016-10-27 | CORONA SOLAR | Retrofit | MENLO PARK | San Mateo | 94025 | Host Customer is System Owner | [7 empty] | 767.52 | 42.64 |  | Drainback |  |  |  | 1 | 1 |  | Z03 |  |  |  | 10001781 | 18 | 1 | [5 empty] | FALSE |  |  |  | Maktinta Energy - Solar Brain MKTCT1006 |  | Maktinta Energy - Solar Brain MKTCT1006 | City Of Menlo Park | FALSE | 22.24 |  | 2016-08-12 | 2016-10-24 | 2016-10-19 | 2016-10-27 | 2016-11-10 | 2016-12-07 | 2864 | 23822 | Up-front Payment
SCG-006092 | Single Family Residential | Domestic Hot Water | Gas | Southern California Gas Company | Incentive:Paid | 10220 | 70 |  | 1 SCG | 146 |  | 146 |  | 2016-08-16 15:02 | 2016-08-30 | THE SOLAR ENERGY COMPANY INC | Retrofit | Carpinteria | Carpinteria | 93013 | Host Customer is System Owner | 4 |  | 2001001D | SunEarth, Inc. | SOLARAY | TE48C-80-2G | Indirect Forced Circulation (IF) | 49.48 |  | EC-24 / EC-24-0.75 | Glycol | Advanced Controller with a Vacation or Holiday Mode | Solar Storage and Auxiliary Tanks are separate | 80 | 1 | 1 | 55 | Z06 | [18 empty] | City of Carpinteria | FALSE | 70 |  | 2011-06-01: 2016-08-12; 2011-08-03: 2016-08-16; 2011-09-20: 2016-08-30 | 2971 | 10220 | Up-front Payment
SCG-006093 | Single Family Residential | Domestic Hot Water | Gas | Southern California Gas Company | Incentive:Paid | 9000 | 70 |  | 1 SCG | 129 |  | 129 |  | 2016-08-16 14:46 | 2016-08-24 | THE SOLAR ENERGY COMPANY INC | Retrofit | Carpinteria | Carpinteria | 93013 | Host Customer is System Owner | 4 |  | 2001003B | SunEarth, Inc. | SOLARAY | TE40C-80-2G-PV | Indirect Forced Circulation (IF) | 40.86 |  | EC-40 / EC-40-0.75 | Glycol | Steam Back | Solar Storage and Auxiliary Tanks are separate | 80 | 1 | 1 | 55 | Z06 | [18 empty] | City of Carpinteria | FALSE | 69.77 |  | 2011-06-01: 2016-08-12; 2011-08-03: 2016-08-16; 2011-09-20: 2016-08-24 | 2979 | 9000 | Up-front Payment
SCG-006094 | Single Family Residential | Domestic Hot Water | Gas | Southern California Gas Company | Incentive:Paid | 9660 | 70 |  | 1 SCG | 138 |  | 138 |  | 2016-08-17 09:01 | 2016-08-22 | SUNLIGHT ENERGY SYSTEMS INC | Retrofit | FOUNTAIN VALLEY | Orange | 92708 | Host Customer is System Owner | 3 |  | 2001001C | SunEarth, Inc. | SOLARAY | TE48P-80-2G | Indirect Forced Circulation (IF) | 49.3 |  | EP-24 / EP-24-0.75 | Glycol | Advanced Controller with a Vacation or Holiday Mode | Solar Storage and Auxiliary Tanks are separate | 80 | 1 | 1 | 45 | Z06 | [18 empty] | FOUNTAIN VALLEY | FALSE | 71.01 |  | 2011-06-01: 2016-08-14; 2011-08-03: 2016-08-17; 2011-09-20: 2016-08-22 | 2962 | 9800 | Up-front Payment
SCG-006095 | Single Family Residential | Domestic Hot Water | Gas | Southern California Gas Company | Incentive:Paid | 10220 | 70 |  | 1 SCG | 146 |  | 146 |  | 2016-09-06 15:34 | 2016-09-09 | SUNLIGHT ENERGY SYSTEMS INC | Retrofit | HUNTINGTON BEACH | Orange | 92647 | Host Customer is System Owner | 3 |  | 2001001D | SunEarth, Inc. | SOLARAY | TE48C-80-2G | Indirect Forced Circulation (IF) | 49.48 |  | EC-24 / EC-24-0.75 | Glycol | Advanced Controller with a Vacation or Holiday Mode | Solar Storage and Auxiliary Tanks are separate | 80 | 1 | 1 | 45 | Z06 | [18 empty] | HUNTINGTON BEACH | FALSE | 70 |  | 2011-06-01: 2016-08-14; 2011-08-03: 2016-09-06; 2011-09-20: 2016-09-09 | 2955 | 10220 | Up-front Payment
SCG-006096 | Single Family Residential | Domestic Hot Water | Gas | Southern California Gas Company | Incentive:Paid | 10238 | 70 |  | 1 SCG | 147 |  | 147 |  | 2016-08-26 17:01 | 2016-09-20 | SUNTREK INDUSTRIES INC | Retrofit | Indio | Riverside | 92201 | Owner/Tenant | 4 |  | 2001001B | SunEarth, Inc. | SOLARAY | TE40C-80-2G | Indirect Forced Circulation (IF) | 40.86 |  | EC-40 / EC-40-0.75 | Glycol | Advanced Controller with a Vacation or Holiday Mode | Solar Storage and Auxiliary Tanks are separate | 80 | 1 | 1 | 55 | Z15 | [18 empty] | City of Indio | FALSE | 69.65 |  | 2011-06-01: 2016-08-15; 2011-08-03: 2016-08-26; 2011-09-20: 2016-09-20 | 2950 | 10238 | Up-front Payment
SCG-006097 | Single Family Residential | Domestic Hot Water | Gas | Southern California Gas Company | Incentive:Paid | 10238 | 70 |  | 1 SCG | 168 |  | 160 |  | 2016-08-18 11:51 | 2016-08-22 | SUNTREK INDUSTRIES INC | Retrofit | Laguna Niguel | Orange | 92677 | Host Customer is System Owner | 4 |  | 2001001F | SunEarth, Inc. | SOLARAY | TE64C-80-2G | Indirect Forced Circulation (IF) | 65.67 |  | EC-32 / EC-32-0.75 | Glycol | Advanced Controller with a Vacation or Holiday Mode | Solar Storage and Auxiliary Tanks are separate | 80 | 1 | 0.95 | 55 | Z06 | [18 empty] | Laguna Niguel | FALSE | 60.94 |  | 2011-06-01: 2016-08-15; 2011-08-03: 2016-08-18; 2011-09-20: 2016-08-22 | 2980 | 10238 | Up-front Payment
SCG-006098 | Single Family Residential | Domestic Hot Water | Gas | Southern California Gas Company | Incentive:Paid | 10238 | 70 |  | 1 SCG | 147 |  | 147 |  | 2016-08-25 10:09 | 2016-08-26 | SUNTREK INDUSTRIES INC | Retrofit | Indio | Riverside | 92211 | Owner/Tenant | 4 |  | 2001001B | SunEarth, Inc. | SOLARAY | TE40C-80-2G | Indirect Forced Circulation (IF) | 40.86 |  | EC-40 / EC-40-0.75 | Glycol | Advanced Controller with a Vacation or Holiday Mode | Solar Storage and Auxiliary Tanks are separate | 80 | 1 | 1 | 55 | Z15 | [18 empty] | Indio | FALSE | 69.65 |  | 2011-06-01: 2016-08-15; 2011-08-03: 2016-08-25; 2011-09-20: 2016-08-26 | 2976 | 10238 | Up-front Payment
PGE-006099 | Commercial/Multifamily Residential | Domestic Hot Water | Gas | Pacific Gas and Electric | Incentive:Paid | 25564 | 20.19 |  | 1 | 1292 |  | 1266 |  | 2016-08-23 13:41 | 2016-08-29 | OXYPOWER INC | Retrofit | SAN FRANCISCO | San Francisco | 94131 | Host Customer is System Owner | [7 empty] | 401.7 | 40.17 |  | Glycol | Pressure Stagnation Protection (PSP) | Solar Storage and Auxiliary Tanks are separate |  | 0.98 | 1 | 756 | Z03 | 18 | Units | Apartments/Condos | 2010115A | 10 | 1 | 600 | 5 | 100 | 1 | 250000 | TRUE | 130 | 130 |  |  |  |  | San Francisco, San Francisco, CA | FALSE | 54.09 |  | 2016-08-15 |  | 2016-08-23 | 2016-08-29 | 2016-10-05 | 2016-10-18 | 2917 | 69889 | Up-front Payment
SCG-006100 | Single Family Residential | Domestic Hot Water | Gas | Southern California Gas Company | Incentive:Paid | 10238 | 70 |  | 1 SCG | 181 |  | 172 |  | 2016-08-16 19:09 | 2016-08-17 | ALL VALLEY SOLAR INC | Retrofit | Granada Hills | Granada Hills | 91344 | Host Customer is System Owner | 5 |  | 30004020 | SunEarth, Inc. | Cascade 2 | C2-64-80-TLG | Indirect Forced Circulation (IF) | 65.67 |  | EC-32 / EC-32-0.75 | Automatic Drainback |  | Solar Storage with Tankless Auxiliary Water Heater | 80 | 1 | 0.95 | 65 | Z09 | [18 empty] | LADBS | FALSE | 56.91 |  | 2011-06-01: 2016-08-16; 2011-08-03: 2016-08-16; 2011-09-20: 2016-08-17 | 2984 | 10300 | Up-front Payment
SCG-006101 | Commercial Pools | Pool Heating | Gas | Southern California Gas Company | Incentive:Paid | 18960 | 5 |  | 1 | 3792 |  | 3792 |  | 2016-10-19 13:13 | 2016-10-31 | CALIFORNIA SOLAR THERMAL INC | Retrofit | Fullerton | Orange | 92833 | Host Customer is System Owner | [7 empty] | 1465.2 | 40.7 |  | Drainback | Steam Back |  |  | 1 | 1 |  | Z08 |  |  |  | 10001888 | 36 | 1 | [5 empty] | FALSE |  |  |  | SunEarth - SETR A503 TTR U + VFS 20-400 |  | SunEarth - SETR A503 TTR U + VFS 20-400 | County of Orange | FALSE | 9.23 |  | 2016-09-11 |  | 2016-10-19 | 2016-10-31 | 2016-12-26 | 2017-01-06 | 2838 | 35018 | Up-front Payment
SCG-006102 | Commercial Pools | Pool Heating | Gas | Southern California Gas Company | Incentive:Paid | 12338 | 5 |  | 1 | 2974 |  | 2974 |  | 2016-10-19 13:11 | 2016-10-31 | CALIFORNIA SOLAR THERMAL INC | Retrofit | Stevenson Ranch | Los Angeles | 91381 | Host Customer is System Owner | [7 empty] | 966 | 48.3 |  | Drainback | Steam Back |  |  | 1 | 1 |  | Z09 |  |  |  | 10001888 | 20 | 1 | [5 empty] | FALSE |  |  |  | SunEarth - SETR A503 TTR U + VFS 20-400 |  | SunEarth - SETR A503 TTR U + VFS 20-400 | Los Angeles County | FALSE | 8.3 |  | 2016-09-11 |  | 2016-10-19 | 2016-10-31 | 2017-02-21 | 2017-03-13 | 2778 | 24676 | Up-front Payment
SCG-006103 | Single Family Residential | Domestic Hot Water | Gas | Southern California Gas Company | Incentive:Paid | 9310 | 70 |  | 1 SCG | 133 |  | 133 |  | 2016-09-16 15:52 | 2016-10-10 | EVOLUTION ENERGY SOLUTIONS L L C | Retrofit | Los Angeles | Los Angeles | 90011 | Host Customer is System Owner | 3 |  | 2001001A | SunEarth, Inc. | SOLARAY | TE40P-80-2G | Indirect Forced Circulation (IF) | 40.9 |  | EP-40 / EP-40-0.75 | Glycol | Advanced Controller with a Vacation or Holiday Mode | Solar Storage and Auxiliary Tanks are separate | 80 | 1 | 1 | 45 | Z08 | [18 empty] | Los Angeles | FALSE | 70.53 |  | 2011-06-01: 2016-08-16; 2011-08-03: 2016-09-16; 2011-09-20: 2016-10-10 | 2928 | 9380 | Up-front Payment
SCG-006104 | Single Family Residential | Domestic Hot Water | Gas | Southern California Gas Company | Incentive:Paid | 9310 | 70 |  | 1 SCG | 133 |  | 133 |  | 2016-09-08 14:19 | 2016-09-12 | EVOLUTION ENERGY SOLUTIONS L L C | Retrofit | Los Angeles | Los Angeles | 90011 | Host Customer is System Owner | 5 |  | 2001001A | SunEarth, Inc. | SOLARAY | TE40P-80-2G | Indirect Forced Circulation (IF) | 40.9 |  | EP-40 / EP-40-0.75 | Glycol | Advanced Controller with a Vacation or Holiday Mode | Solar Storage and Auxiliary Tanks are separate | 80 | 1 | 1 | 65 | Z08 | [18 empty] | Los Angeles | FALSE | 70.53 |  | 2011-06-01: 2016-08-16; 2011-08-03: 2016-09-08; 2011-09-20: 2016-09-12 | 2962 | 9380 | Up-front Payment
SCG-006105 | Single Family Residential | Domestic Hot Water | Gas | Southern California Gas Company | Incentive:Paid | 9310 | 70 |  | 1 SCG | 133 |  | 133 |  | 2016-08-31 14:44 | 2016-09-20 | EVOLUTION ENERGY SOLUTIONS L L C | Retrofit | Los Angeles | Los Angeles | 90011 | Host Customer is System Owner | 6 |  | 2001001A | SunEarth, Inc. | SOLARAY | TE40P-80-2G | Indirect Forced Circulation (IF) | 40.9 |  | EP-40 / EP-40-0.75 | Glycol | Advanced Controller with a Vacation or Holiday Mode | Solar Storage and Auxiliary Tanks are separate | 80 | 1 | 1 | 75 | Z08 | [18 empty] | Los Angeles | FALSE | 70.53 |  | 2011-06-01: 2016-08-16; 2011-08-03: 2016-08-31; 2011-09-20: 2016-09-20 | 2951 | 9380 | Up-front Payment
SCG-006106 | Single Family Residential | Domestic Hot Water | Gas | Southern California Gas Company | Incentive:Paid | 9310 | 70 |  | 1 SCG | 133 |  | 133 |  | 2016-08-31 14:24 | 2016-09-01 | EVOLUTION ENERGY SOLUTIONS L L C | Retrofit | Los Angeles | Los Angeles | 90018 | Host Customer is System Owner | 8 |  | 2001001A | SunEarth, Inc. | SOLARAY | TE40P-80-2G | Indirect Forced Circulation (IF) | 40.9 |  | EP-40 / EP-40-0.75 | Glycol | Advanced Controller with a Vacation or Holiday Mode | Solar Storage and Auxiliary Tanks are separate | 80 | 1 | 1 | 95 | Z08 | [18 empty] | Los Angeles | FALSE | 70.53 |  | 2011-06-01: 2016-08-16; 2011-08-03: 2016-08-31; 2011-09-20: 2016-09-01 | 2965 | 9380 | Up-front Payment
SCG-006107 | Single Family Residential | Domestic Hot Water | Gas | Southern California Gas Company | Incentive:Paid | 9310 | 70 |  | 1 SCG | 133 |  | 133 |  | 2016-08-31 14:15 | 2016-09-01 | EVOLUTION ENERGY SOLUTIONS L L C | Retrofit | Los Angeles | Los Angeles | 90003 | Host Customer is System Owner | 5 |  | 2001001A | SunEarth, Inc. | SOLARAY | TE40P-80-2G | Indirect Forced Circulation (IF) | 40.9 |  | EP-40 / EP-40-0.75 | Glycol | Advanced Controller with a Vacation or Holiday Mode | Solar Storage and Auxiliary Tanks are separate | 80 | 1 | 1 | 65 | Z08 | [18 empty] | Los Angeles | FALSE | 70.53 |  | 2011-06-01: 2016-08-17; 2011-08-03: 2016-08-31; 2011-09-20: 2016-09-01 | 2965 | 9380 | Up-front Payment
PGE-006108 | Low Income Single Family Residential | Domestic Hot Water | Gas | Pacific Gas and Electric | Incentive:Paid | 4426 | 36.9 |  | 1 | 147 |  | 120 |  | 2016-08-30 11:29 | 2016-09-20 | COMMUNITY RESOURCE PROJECT INC | Retrofit | SACRAMENTO | Sacramento | 95838 | Host Customer is System Owner | 3 |  | 2010017C | Alternate Energy Technologies | EAGLESUN | DBS-G2-80-64 | Indirect Forced Circulation (IF) | 65.34 |  | MSC-32 | Automatic Drainback | Drainback (Water) | Solar Storage and Auxiliary Tanks are separate | 80 | 0.96 | 0.85 | 45 | Z12 | [18 empty] | City of Sacramento | FALSE | 43.76 |  | 2016-08-17 | 2016-08-31 |  |  | 2016-08-30 | 2016-09-20 | 2917 | 6432.68 | Up-front Payment
SCG-006109 | Commercial Pools | Pool Heating | Gas | Southern California Gas Company | Incentive:Paid | 11880 | 5 |  | 1 | 2376 |  | 2376 |  | 2016-08-25 05:35 | 2016-08-26 | ENERGY SERVICES | Retrofit | palm springs | Riverside | 92264 | Host Customer is System Owner | [7 empty] | 652.82 | 46.63 |  | Drainback |  |  |  | 1 | 1 |  | Z15 |  |  |  | 10204-12 | 14 | 1 | [5 empty] | FALSE |  |  |  | SunEarth - SETR A503 TTR U + VFS 20-400 |  | SunEarth - SETR A503 TTR U + VFS 20-400 | PALM SPRINGS | FALSE | 5.04 |  | 2016-08-18 |  | 2016-08-25 | 2016-08-26 | 2016-10-11 | 2016-10-14 | 2920 | 11980 | Up-front Payment
SCG-006110 | Commercial Pools | Pool Heating | Gas | Southern California Gas Company | Incentive:Paid | 11880 | 5 |  | 1 | 2376 |  | 2376 |  | 2016-08-25 05:36 | 2016-08-26 | ENERGY SERVICES | Retrofit | palm springs | Riverside | 92264 | Host Customer is System Owner | [7 empty] | 652.82 | 46.63 |  | Drainback |  |  |  | 1 | 1 |  | Z15 |  |  |  | 10204-12 | 14 | 1 | [5 empty] | FALSE |  |  |  | SunEarth - SETR A503 TTR U + VFS 2-40 |  | SunEarth - SETR A503 TTR U + VFS 2-40 | PALM SPRINGS | FALSE | 5.04 |  | 2016-08-18 |  | 2016-08-25 | 2016-08-26 | 2016-10-06 | 2016-10-07 | 2920 | 11980 | Up-front Payment
SCG-006111 | Single Family Residential | Domestic Hot Water | Gas | Southern California Gas Company | Incentive:Paid | 7914 | 70 |  | 1 SCG | 133 |  | 113 |  | 2016-08-31 14:17 | 2016-09-01 | EVOLUTION ENERGY SOLUTIONS L L C | Retrofit | Los Angeles | Los Angeles | 90003 | Host Customer is System Owner | 10 |  | 2001001A | SunEarth, Inc. | SOLARAY | TE40P-80-2G | Indirect Forced Circulation (IF) | 40.9 |  | EP-40 / EP-40-0.75 | Glycol | Advanced Controller with a Vacation or Holiday Mode | Solar Storage and Auxiliary Tanks are separate | 80 | 1 | 0.85 | 115 | Z08 | [18 empty] | Los Angeles | FALSE | 70.53 |  | 2011-06-01: 2016-08-18; 2011-08-03: 2016-08-31; 2011-09-20: 2016-09-01 | 2958 | 9380 | Up-front Payment
SCG-006112 | Single Family Residential | Domestic Hot Water | Gas | Southern California Gas Company | Incentive:Paid | 8379 | 70 |  | 1 SCG | 133 |  | 120 |  | 2016-09-19 12:05 | 2016-10-20 | EVOLUTION ENERGY SOLUTIONS L L C | Retrofit | Los Angeles | Los Angeles | 90011 | Host Customer is System Owner | 4 |  | 2001001A | SunEarth, Inc. | SOLARAY | TE40P-80-2G | Indirect Forced Circulation (IF) | 40.9 |  | EP-40 / EP-40-0.75 | Glycol | Advanced Controller with a Vacation or Holiday Mode | Solar Storage and Auxiliary Tanks are separate | 80 | 1 | 0.9 | 55 | Z08 | [18 empty] | Los Angeles | FALSE | 70.53 |  | 2011-06-01: 2016-08-18; 2011-08-03: 2016-09-19; 2011-09-20: 2016-10-20 | 2923 | 9380 | Up-front Payment
SCG-006113 | Single Family Residential | Domestic Hot Water | Gas | Southern California Gas Company | Incentive:Paid | 9310 | 70 |  | 1 SCG | 133 |  | 133 |  | 2016-09-14 12:06 | 2016-09-19 | EVOLUTION ENERGY SOLUTIONS L L C | Retrofit | Los Angeles | Los Angeles | 90011 | Host Customer is System Owner | 8 |  | 2001001A | SunEarth, Inc. | SOLARAY | TE40P-80-2G | Indirect Forced Circulation (IF) | 40.9 |  | EP-40 / EP-40-0.75 | Glycol | Advanced Controller with a Vacation or Holiday Mode | Solar Storage and Auxiliary Tanks are separate | 80 | 1 | 1 | 95 | Z08 | [18 empty] | Los Angeles | FALSE | 70.53 |  | 2011-06-01: 2016-08-18; 2011-08-03: 2016-09-14; 2011-09-20: 2016-09-19 | 2942 | 9380 | Up-front Payment
SCG-006114 | Single Family Residential | Domestic Hot Water | Gas | Southern California Gas Company | Incentive:Paid | 9310 | 70 |  | 1 SCG | 133 |  | 133 |  | 2016-10-05 12:56 | 2016-10-28 | EVOLUTION ENERGY SOLUTIONS L L C | Retrofit | Los Angeles | Los Angeles | 90011 | Host Customer is System Owner | 3 |  | 2001001A | SunEarth, Inc. | SOLARAY | TE40P-80-2G | Indirect Forced Circulation (IF) | 40.9 |  | EP-40 / EP-40-0.75 | Glycol | Advanced Controller with a Vacation or Holiday Mode | Solar Storage and Auxiliary Tanks are separate | 80 | 1 | 1 | 45 | Z08 | [18 empty] | Los Angeles | FALSE | 70.53 |  | 2011-06-01: 2016-08-18; 2011-08-03: 2016-10-05; 2011-09-20: 2016-10-28 | 2915 | 9380 | Up-front Payment
SCG-006115 | Single Family Residential | Domestic Hot Water | Gas | Southern California Gas Company | Incentive:Paid | 9310 | 70 |  | 1 SCG | 133 |  | 133 |  | 2016-10-05 12:44 | 2016-10-25 | EVOLUTION ENERGY SOLUTIONS L L C | Retrofit | Los Angeles | Los Angeles | 90011 | Host Customer is System Owner | 3 |  | 2001001A | SunEarth, Inc. | SOLARAY | TE40P-80-2G | Indirect Forced Circulation (IF) | 40.9 |  | EP-40 / EP-40-0.75 | Glycol | Advanced Controller with a Vacation or Holiday Mode | Solar Storage and Auxiliary Tanks are separate | 80 | 1 | 1 | 45 | Z08 | [18 empty] | Los Angeles | FALSE | 70.53 |  | 2011-06-01: 2016-08-18; 2011-08-03: 2016-10-05; 2011-09-20: 2016-10-25 | 2920 | 9380 | Up-front Payment
SCG-006116 | Single Family Residential | Domestic Hot Water | Gas | Southern California Gas Company | Incentive:Paid | 9310 | 70 |  | 1 SCG | 133 |  | 133 |  | 2016-09-22 11:42 | 2016-10-07 | EVOLUTION ENERGY SOLUTIONS L L C | Retrofit | Los Angeles | Los Angeles | 90018 | Host Customer is System Owner | 6 |  | 2001001A | SunEarth, Inc. | SOLARAY | TE40P-80-2G | Indirect Forced Circulation (IF) | 40.9 |  | EP-40 / EP-40-0.75 | Glycol | Advanced Controller with a Vacation or Holiday Mode | Solar Storage and Auxiliary Tanks are separate | 80 | 1 | 1 | 75 | Z08 | [18 empty] | Los Angeles | FALSE | 70.53 |  | 2011-06-01: 2016-08-18; 2011-08-03: 2016-09-22; 2011-09-20: 2016-10-07 | 2929 | 9380 | Up-front Payment
SCG-006117 | Single Family Residential | Domestic Hot Water | Gas | Southern California Gas Company | Incentive:Paid | 9310 | 70 |  | 1 SCG | 133 |  | 133 |  | 2016-09-19 11:27 | 2016-10-07 | EVOLUTION ENERGY SOLUTIONS L L C | Retrofit | Los Angeles | Los Angeles | 90011 | Host Customer is System Owner | 7 |  | 2001001A | SunEarth, Inc. | SOLARAY | TE40P-80-2G | Indirect Forced Circulation (IF) | 40.9 |  | EP-40 / EP-40-0.75 | Glycol | Advanced Controller with a Vacation or Holiday Mode | Solar Storage and Auxiliary Tanks are separate | 80 | 1 | 1 | 85 | Z08 | [18 empty] | Los Angeles | FALSE | 70.53 |  | 2011-06-01: 2016-08-18; 2011-08-03: 2016-09-19; 2011-09-20: 2016-10-07 | 2928 | 9380 | Up-front Payment
SCG-006118 | Single Family Residential | Domestic Hot Water | Gas | Southern California Gas Company | Incentive:Paid | 7914 | 70 |  | 1 SCG | 133 |  | 113 |  | 2016-09-20 13:34 | 2016-10-11 | EVOLUTION ENERGY SOLUTIONS L L C | Retrofit | Los Angeles | Los Angeles | 90003 | Host Customer is System Owner | 6 |  | 2001001A | SunEarth, Inc. | SOLARAY | TE40P-80-2G | Indirect Forced Circulation (IF) | 40.9 |  | EP-40 / EP-40-0.75 | Glycol | Advanced Controller with a Vacation or Holiday Mode | Solar Storage and Auxiliary Tanks are separate | 80 | 1 | 0.85 | 75 | Z08 | [18 empty] | Los Angeles | FALSE | 70.53 |  | 2011-06-01: 2016-08-18; 2011-08-03: 2016-09-20; 2011-09-20: 2016-10-11 | 2928 | 9380 | Up-front Payment
SCG-006119 | Single Family Residential | Domestic Hot Water | Gas | Southern California Gas Company | Incentive:Paid | 9310 | 70 |  | 1 SCG | 133 |  | 133 |  | 2016-09-19 11:28 | 2016-09-30 | EVOLUTION ENERGY SOLUTIONS L L C | Retrofit | Los Angeles | Los Angeles | 90018 | Host Customer is System Owner | 6 |  | 2001001A | SunEarth, Inc. | SOLARAY | TE40P-80-2G | Indirect Forced Circulation (IF) | 40.9 |  | EP-40 / EP-40-0.75 | Glycol | Advanced Controller with a Vacation or Holiday Mode | Solar Storage and Auxiliary Tanks are separate | 80 | 1 | 1 | 75 | Z08 | [18 empty] | Los Angeles | FALSE | 70.53 |  | 2011-06-01: 2016-08-18; 2011-08-03: 2016-09-19; 2011-09-20: 2016-09-30 | 2941 | 9380 | Up-front Payment
SCG-006120 | Single Family Residential | Domestic Hot Water | Gas | Southern California Gas Company | Incentive:Canceled | 10238 | 25.37 |  | 2 | 156 |  | 148 |  |  |  |  | Retrofit | Manhattan Beach | Los Angeles | 90266 | Host Customer is System Owner | 4 |  | 2009036H | Heliodyne, Inc. | HELIOPAK | HPAK 016 2 406 G 80 ACD Z | Indirect Forced Circulation (IF) | 53.88 |  | 406 001 | Glycol | Steam Back | Solar Storage and Auxiliary Tanks are separate | 80 | 1 | 0.95 | 55 | Z06 | [18 empty] | City of Manhattan Beach | FALSE | 66.35 |  | 2011-06-01: 2016-08-18 | 2992 | 10350 | Up-front Payment
SCG-006121 | Single Family Residential | Domestic Hot Water | Gas | Southern California Gas Company | Incentive:Paid | 9310 | 70 |  | 1 SCG | 133 |  | 133 |  | 2016-09-02 10:26 | 2016-09-07 | EVOLUTION ENERGY SOLUTIONS L L C | Retrofit | Los Angeles | Los Angeles | 90011 | Host Customer is System Owner | 4 |  | 2001001A | SunEarth, Inc. | SOLARAY | TE40P-80-2G | Indirect Forced Circulation (IF) | 40.9 |  | EP-40 / EP-40-0.75 | Glycol | Advanced Controller with a Vacation or Holiday Mode | Solar Storage and Auxiliary Tanks are separate | 80 | 1 | 1 | 55 | Z08 | [18 empty] | Los Angeles | FALSE | 70.53 |  | 2011-06-01: 2016-08-18; 2011-08-03: 2016-09-02; 2011-09-20: 2016-09-07 | 2959 | 9380 | Up-front Payment
SCG-006122 | Single Family Residential | Domestic Hot Water | Gas | Southern California Gas Company | Incentive:Paid | 9310 | 70 |  | 1 SCG | 133 |  | 133 |  | 2016-09-02 09:55 | 2016-09-26 | EVOLUTION ENERGY SOLUTIONS L L C | Retrofit | Los Angeles | Los Angeles | 90011 | Host Customer is System Owner | 7 |  | 2001001A | SunEarth, Inc. | SOLARAY | TE40P-80-2G | Indirect Forced Circulation (IF) | 40.9 |  | EP-40 / EP-40-0.75 | Glycol | Advanced Controller with a Vacation or Holiday Mode | Solar Storage and Auxiliary Tanks are separate | 80 | 1 | 1 | 85 | Z08 | [18 empty] | Los Angeles | FALSE | 70.53 |  | 2011-06-01: 2016-08-18; 2011-08-03: 2016-09-02; 2011-09-20: 2016-09-26 | 2942 | 9380 | Up-front Payment
SCG-006124 | Single Family Residential | Domestic Hot Water | Gas | Southern California Gas Company | Incentive:Paid | 10238 | 70 |  | 1 SCG | 156 |  | 156 |  | 2016-08-18 15:27 | 2016-08-26 | ALL VALLEY SOLAR INC | Retrofit | Chatsworth | Chatsworth | 91311 | Host Customer is System Owner | 4 |  | 2001028G | SunEarth, Inc. | CASCADE | EPRD-64-80-2G | Indirect Forced Circulation (IF) | 65.67 |  | EP-32 / EP-32-0.75 | Automatic Drainback |  | Solar Storage and Auxiliary Tanks are separate | 80 | 1 | 1 | 55 | Z09 | [18 empty] | LADBS | FALSE | 66.03 |  | 2016-08-18 | 2016-08-26 |  |  | 2016-08-18 | 2016-08-26 | 2979 | 10300 | Up-front Payment
SCG-006125 | Single Family Residential | Domestic Hot Water | Gas | Southern California Gas Company | Incentive:Paid | 9310 | 70 |  | 1 SCG | 133 |  | 133 |  | 2016-10-06 15:48 | 2016-10-28 | EVOLUTION ENERGY SOLUTIONS L L C | Retrofit | Los Angeles | Los Angeles | 90011 | Host Customer is System Owner | 6 |  | 2001001A | SunEarth, Inc. | SOLARAY | TE40P-80-2G | Indirect Forced Circulation (IF) | 40.9 |  | EP-40 / EP-40-0.75 | Glycol | Advanced Controller with a Vacation or Holiday Mode | Solar Storage and Auxiliary Tanks are separate | 80 | 1 | 1 | 75 | Z08 | [18 empty] | Los Angeles | FALSE | 70.53 |  | 2011-06-01: 2016-08-18; 2011-08-03: 2016-10-06; 2011-09-20: 2016-10-28 | 2915 | 9380 | Up-front Payment
SCG-006126 | Single Family Residential | Domestic Hot Water | Gas | Southern California Gas Company | Incentive:Paid | 10238 | 70 |  | 1 SCG | 156 |  | 148 |  | 2016-08-30 10:37 | 2016-09-22 | DOCTOR PIPER INC | Retrofit | Manhattan Beach | Los Angeles | 90266 | Host Customer is System Owner | 4 |  | 2009036H | Heliodyne, Inc. | HELIOPAK | HPAK 016 2 406 G 80 ACD Z | Indirect Forced Circulation (IF) | 53.88 |  | 406 001 | Glycol | Steam Back | Solar Storage and Auxiliary Tanks are separate | 80 | 1 | 0.95 | 55 | Z06 | [18 empty] | City of Manhattan Beach | FALSE | 71.09 |  | 2011-06-01: 2016-08-18; 2011-08-03: 2016-08-30; 2011-09-20: 2016-09-22 | 2951 | 11090 | Up-front Payment
SCG-006129 | Single Family Residential | Domestic Hot Water | Gas | Southern California Gas Company | Incentive:Paid | 10238 | 70 |  | 1 SCG | 156 |  | 156 |  | 2016-08-24 12:56 | 2016-08-25 | ALL VALLEY SOLAR INC | Retrofit | Woodland Hills | Woodland Hills | 91367 | Host Customer is System Owner | 4 |  | 2001028G | SunEarth, Inc. | CASCADE | EPRD-64-80-2G | Indirect Forced Circulation (IF) | 65.67 |  | EP-32 / EP-32-0.75 | Automatic Drainback |  | Solar Storage and Auxiliary Tanks are separate | 80 | 1 | 1 | 55 | Z09 | [18 empty] | LADBS | FALSE | 66.03 |  | 2011-06-01: 2016-08-18; 2011-08-03: 2016-08-24; 2011-09-20: 2016-08-25 | 2980 | 10300 | Up-front Payment
SCG-006130 | Single Family Residential | Domestic Hot Water | Gas | Southern California Gas Company | Incentive:Paid | 10238 | 70 |  | 1 SCG | 186 |  | 186 |  | 2016-09-26 18:36 | 2016-10-06 | CATERSOLAR INC | Retrofit | Lake Balboa | Los Angeles | 91406 | Host Customer is System Owner | 5 |  | 2011118A | Stiebel Eltron | SOLAR HOT WATER PACKAGE | SOLKIT-2N-B | Indirect Forced Circulation (IF) | 54.81 |  | SOL 27 Premium S | Glycol | Advanced Controller with a Vacation or Holiday Mode | Solar Storage with Tankless Auxiliary Water Heater | 81.1 | 1 | 1 | 65 | Z09 | [18 empty] | CITY OF LOS ANGELES | FALSE | 56.24 |  | 2011-06-01: 2016-08-18; 2011-08-03: 2016-09-26; 2011-09-20: 2016-10-06 | 2929 | 10460 | Up-front Payment
SCG-006131 | Single Family Residential | Domestic Hot Water | Gas | Southern California Gas Company | Incentive:Paid | 10238 | 70 |  | 1 SCG | 186 |  | 158 |  | 2016-10-04 14:54 | 2016-11-04 | CATERSOLAR INC | Retrofit | Woodland Hills | Los Angeles | 91364 | Host Customer is System Owner | 5 |  | 2011118A | Stiebel Eltron | SOLAR HOT WATER PACKAGE | SOLKIT-2N-B | Indirect Forced Circulation (IF) | 54.81 |  | SOL 27 Premium S | Glycol | Advanced Controller with a Vacation or Holiday Mode | Solar Storage with Tankless Auxiliary Water Heater | 81.1 | 1 | 0.85 | 65 | Z09 | [18 empty] | CITY OF LOS ANGELES | FALSE | 56.24 |  | 2011-06-01: 2016-08-18; 2011-08-03: 2016-10-04; 2011-09-20: 2016-11-04 | 2886 | 10460 | Up-front Payment
SCG-006132 | Single Family Residential | Domestic Hot Water | Gas | Southern California Gas Company | Incentive:Paid | 9310 | 70 |  | 1 SCG | 133 |  | 133 |  | 2016-08-31 14:48 | 2016-09-01 | EVOLUTION ENERGY SOLUTIONS L L C | Retrofit | Los Angeles | Los Angeles | 90011 | Host Customer is System Owner | 4 |  | 2001001A | SunEarth, Inc. | SOLARAY | TE40P-80-2G | Indirect Forced Circulation (IF) | 40.9 |  | EP-40 / EP-40-0.75 | Glycol | Advanced Controller with a Vacation or Holiday Mode | Solar Storage and Auxiliary Tanks are separate | 80 | 1 | 1 | 55 | Z08 | [18 empty] | Los Angeles | FALSE | 70.53 |  | 2011-06-01: 2016-08-19; 2011-08-03: 2016-08-31; 2011-09-20: 2016-09-01 | 2965 | 9380 | Up-front Payment
SCG-006133 | Single Family Residential | Domestic Hot Water | Gas | Southern California Gas Company | Incentive:Paid | 9310 | 70 |  | 1 SCG | 133 |  | 133 |  | 2016-08-31 14:42 | 2016-09-01 | EVOLUTION ENERGY SOLUTIONS L L C | Retrofit | Los Angeles | Los Angeles | 90011 | Host Customer is System Owner | 3 |  | 2001001A | SunEarth, Inc. | SOLARAY | TE40P-80-2G | Indirect Forced Circulation (IF) | 40.9 |  | EP-40 / EP-40-0.75 | Glycol | Advanced Controller with a Vacation or Holiday Mode | Solar Storage and Auxiliary Tanks are separate | 80 | 1 | 1 | 45 | Z08 | [18 empty] | Los Angeles | FALSE | 70.53 |  | 2011-06-01: 2016-08-19; 2011-08-03: 2016-08-31; 2011-09-20: 2016-09-01 | 2965 | 9380 | Up-front Payment
SCG-006134 | Single Family Residential | Domestic Hot Water | Gas | Southern California Gas Company | Incentive:Paid | 9380 | 70 |  | 1 SCG | 134 |  | 134 |  | 2016-08-22 11:37 | 2016-08-26 | ENVIRONMENTAL SOLAR DESIGN INC | Retrofit | Studio City | Studio City | 91602 | Host Customer is System Owner | 5 |  | 2001001A | SunEarth, Inc. | SOLARAY | TE40P-80-2G | Indirect Forced Circulation (IF) | 40.9 |  | EP-40 / EP-40-0.75 | Glycol | Advanced Controller with a Vacation or Holiday Mode | Solar Storage and Auxiliary Tanks are separate | 80 | 1 | 1 | 65 | Z09 | [18 empty] | City of Los Angeles | FALSE | 73.13 |  | 2011-06-01: 2016-08-22; 2011-08-03: 2016-08-22; 2011-09-20: 2016-08-26 | 2971 | 9800 | Up-front Payment
SCG-006135 | Single Family Residential | Domestic Hot Water | Gas | Southern California Gas Company | Incentive:Paid | 9800 | 70 |  | 1 SCG | 140 |  | 140 |  | 2016-09-19 13:26 | 2016-10-06 | ALL VALLEY SOLAR INC | Retrofit | Studio City | Studio City | 91602 | Host Customer is System Owner | 4 |  | 2001028F | SunEarth, Inc. | CASCADE | ECRD-48-80-2G | Indirect Forced Circulation (IF) | 49.48 |  | EC-24 / EC-24-0.75 | Automatic Drainback |  | Solar Storage and Auxiliary Tanks are separate | 80 | 1 | 1 | 55 | Z09 | [18 empty] | LADBS | FALSE | 70.53 |  | 2011-06-01: 2016-08-22; 2011-08-03: 2016-09-19; 2011-09-20: 2016-10-06 | 2928 | 9874 | Up-front Payment
SCG-006136 | Single Family Residential | Domestic Hot Water | Gas | Southern California Gas Company | Incentive:Paid | 10238 | 70 |  | 1 SCG | 162 |  | 154 |  | 2016-09-23 13:28 | 2016-10-03 | ALL VALLEY SOLAR INC | Retrofit | Santa Monica | Santa Monica | 91405 | Host Customer is System Owner | 4 |  | 2001028H | SunEarth, Inc. | CASCADE | ECRD-64-80-2G | Indirect Forced Circulation (IF) | 65.67 |  | EC-32 / EC-32-0.75 | Automatic Drainback |  | Solar Storage and Auxiliary Tanks are separate | 80 | 1 | 0.95 | 55 | Z09 | [18 empty] | City of Santa Monica | FALSE | 63.21 |  | 2011-06-01: 2016-08-22; 2011-08-03: 2016-09-23; 2011-09-20: 2016-10-03 | 2941 | 10240 | Up-front Payment
SCG-006137 | Single Family Residential | Domestic Hot Water | Gas | Southern California Gas Company | Incentive:Paid | 10238 | 70 |  | 1 SCG | 156 |  | 156 |  | 2016-10-10 14:12 | 2016-11-14 | ALL VALLEY SOLAR INC | Retrofit | Arleta | Los Angeles | 91331 | Host Customer is System Owner | 4 |  | 2001028G | SunEarth, Inc. | CASCADE | EPRD-64-80-2G | Indirect Forced Circulation (IF) | 65.67 |  | EP-32 / EP-32-0.75 | Automatic Drainback |  | Solar Storage and Auxiliary Tanks are separate | 80 | 1 | 1 | 55 | Z09 | [18 empty] | LADBS | FALSE | 66.03 |  | 2011-06-01: 2016-08-22; 2011-08-03: 2016-10-10; 2011-09-20: 2016-11-14 | 2900 | 10300 | Up-front Payment
SCG-006138 | Single Family Residential | Domestic Hot Water | Gas | Southern California Gas Company | Incentive:Paid | 9730 | 70 |  | 1 SCG | 139 |  | 139 |  | 2016-12-19 16:48 | 2017-03-21 | MOHR POWER SOLAR INC | Retrofit | Corona | Riverside | 92882 | Host Customer is System Owner | 5 |  | 2010143B | Solene | AURORA/AO SMITH | SLAR64DC-80HE-XG | Indirect Forced Circulation (IF) | 64 |  | SLAR-32 | Glycol | Advanced Controller with a Vacation or Holiday Mode | Solar Storage and Auxiliary Tanks are separate | 80 | 1 | 1 | 65 | Z10 | [18 empty] | City of Corona | FALSE | 77.41 |  | 2011-06-01: 2016-08-22; 2011-08-03: 2016-12-19; 2011-09-20: 2017-03-21 | 2774 | 10760 | Up-front Payment
SCG-006139 | Commercial/Multifamily Residential | Domestic Hot Water | Gas | Southern California Gas Company | Incentive:Paid | 84296 | 25 |  | 1 SCG | 3378 |  | 3378 |  | 2016-09-27 07:49 | 2016-10-05 | ALL VALLEY SOLAR INC | Retrofit | Tarzana | Tarzana | 91356 | Host Customer is System Owner | [7 empty] | 859.95 | 40.95 |  | Drainback |  | Solar Storage and Auxiliary Tanks are separate |  | 1 | 1 | 1960 | Z09 | 49 | Units | Apartments/Condos | TRB-40 | 21 | 1 | 1220 | 1 | 85 | 1 | 390000 | TRUE | 135 | 140 |  | SunEarth - SETR A503 TTR U + VFS 5-100 |  | SunEarth - SETR A503 TTR U + VFS 5-100 | LADBS | FALSE | 24.95 |  | 2016-08-22 |  | 2016-09-27 | 2016-10-05 | 2016-10-10 | 2016-10-14 | 2920 | 84296 | Up-front Payment
SCG-006140 | Single Family Residential | Domestic Hot Water | Gas | Southern California Gas Company | Incentive:Paid | 7914 | 70 |  | 1 SCG | 133 |  | 113 |  | 2016-08-31 14:18 | 2016-09-20 | EVOLUTION ENERGY SOLUTIONS L L C | Retrofit | Los Angeles | Los Angeles | 90011 | Host Customer is System Owner | 5 |  | 2001001A | SunEarth, Inc. | SOLARAY | TE40P-80-2G | Indirect Forced Circulation (IF) | 40.9 |  | EP-40 / EP-40-0.75 | Glycol | Advanced Controller with a Vacation or Holiday Mode | Solar Storage and Auxiliary Tanks are separate | 80 | 1 | 0.85 | 65 | Z08 | [18 empty] | Los Angeles | FALSE | 70.53 |  | 2011-06-01: 2016-08-22; 2011-08-03: 2016-08-31; 2011-09-20: 2016-09-20 | 2951 | 9380 | Up-front Payment
SCG-006141 | Single Family Residential | Domestic Hot Water | Gas | Southern California Gas Company | Incentive:Paid | 10220 | 70 |  | 1 SCG | 146 |  | 146 |  | 2016-10-06 08:55 | 2016-10-25 | THE SOLAR ENERGY COMPANY INC | Retrofit | Goleta | Goleta | 93117 | Host Customer is System Owner | 4 |  | 2001001D | SunEarth, Inc. | SOLARAY | TE48C-80-2G | Indirect Forced Circulation (IF) | 49.48 |  | EC-24 / EC-24-0.75 | Glycol | Advanced Controller with a Vacation or Holiday Mode | Solar Storage and Auxiliary Tanks are separate | 80 | 1 | 1 | 55 | Z06 | [18 empty] | City of Goleta | FALSE | 70 |  | 2011-06-01: 2016-08-22; 2011-08-03: 2016-10-06; 2011-09-20: 2016-10-25 | 2920 | 10220 | Up-front Payment
SCG-006142 | Single Family Residential | Domestic Hot Water | Gas | Southern California Gas Company | Incentive:Paid | 9590 | 70 |  | 1 SCG | 137 |  | 137 |  | 2016-08-24 12:28 | 2016-08-29 | ALL VALLEY SOLAR INC | Retrofit | Bell Canyon | West Hills | 91307 | Host Customer is System Owner | 5 |  | 30004012 | SunEarth, Inc. | Cascade 2 | C2-64-80-2G | Indirect Forced Circulation (IF) | 65.67 |  | EP-32 / EP-32-0.75 | Automatic Drainback |  | Solar Storage and Auxiliary Tanks are separate | 80 | 1 | 1 | 65 | Z09 | [18 empty] | County of Ventura | FALSE | 70.78 |  | 2011-06-01: 2016-08-22; 2011-08-03: 2016-08-24; 2011-09-20: 2016-08-29 | 2976 | 9697 | Up-front Payment
SCG-006143 | Single Family Residential | Domestic Hot Water | Gas | Southern California Gas Company | Incentive:Paid | 8470 | 70 |  | 1 SCG | 121 |  | 121 |  | 2016-10-27 18:03 | 2016-12-21 | SUNX SOLAR INC | Retrofit | Palm Springs | Riverside | 92262 | Host Customer is System Owner | 4 |  | 2006025C | Solene | SOLENE DC CLOSED LOOP | SLCO64DC-80HE-XG | Indirect Forced Circulation (IF) | 64 |  | SLCO-32 | Glycol | Pressure Stagnation Protection (PSP) | Solar Storage and Auxiliary Tanks are separate | 80 | 1 | 1 | 55 | Z15 | [18 empty] | City of Palm Springs | FALSE | 70 |  | 2011-06-01: 2016-08-22; 2011-08-03: 2016-10-27; 2011-09-20: 2016-12-21 | 2860 | 8470 | Up-front Payment
SCG-006144 | Single Family Residential | Domestic Hot Water | Gas | Southern California Gas Company | Incentive:Paid | 10238 | 70 |  | 1 SCG | 162 |  | 154 |  | 2016-09-23 09:55 | 2016-09-30 | ALL VALLEY SOLAR INC | Retrofit | Simi Valley | Simi Valley | 93063 | Host Customer is System Owner | 4 |  | 2001028H | SunEarth, Inc. | CASCADE | ECRD-64-80-2G | Indirect Forced Circulation (IF) | 65.67 |  | EC-32 / EC-32-0.75 | Automatic Drainback |  | Solar Storage and Auxiliary Tanks are separate | 80 | 1 | 0.95 | 55 | Z09 | [18 empty] | City of Simi Valley | FALSE | 63.58 |  | 2011-06-01: 2016-08-23; 2011-08-03: 2016-09-23; 2011-09-20: 2016-09-30 | 2941 | 10300 | Up-front Payment
SCG-006145 | Single Family Residential | Domestic Hot Water | Gas | Southern California Gas Company | Incentive:Paid | 10238 | 70 |  | 1 SCG | 186 |  | 158 |  | 2016-10-03 09:48 | 2016-11-01 | CATERSOLAR INC | Retrofit | Encino | Los Angeles | 91436 | Host Customer is System Owner | 5 |  | 2011118A | Stiebel Eltron | SOLAR HOT WATER PACKAGE | SOLKIT-2N-B | Indirect Forced Circulation (IF) | 54.81 |  | SOL 27 Premium S | Glycol | Advanced Controller with a Vacation or Holiday Mode | Solar Storage with Tankless Auxiliary Water Heater | 81.1 | 1 | 0.85 | 65 | Z09 | [18 empty] | CITY OF LOS ANGELES | FALSE | 56.24 |  | 2011-06-01: 2016-08-23; 2011-08-03: 2016-10-03; 2011-09-20: 2016-11-01 | 2908 | 10460 | Up-front Payment
PGE-006146 | Low Income Single Family Residential | Domestic Hot Water | Gas | Pacific Gas and Electric | Incentive:Paid | 3677 | 36.9 |  | 1 | 143 |  | 122 |  | 2016-09-12 14:13 | 2016-10-25 | COMMUNITY ACTION AGENCY OF BUTTE COUNTY INC | Retrofit | OROVILLE | Butte | 95965 | Host Customer is System Owner | 4 |  | 2010017C | Alternate Energy Technologies | EAGLESUN | DBS-G2-80-64 | Indirect Forced Circulation (IF) | 65.34 |  | MSC-32 | Automatic Drainback |  | Solar Storage and Auxiliary Tanks are separate | 80 | 1 | 0.85 | 55 | Z11 | [18 empty] | Butte County | FALSE | 39.55 |  | 2011-06-01: 2016-08-23; 2011-08-03: 2016-09-12; 2011-09-20: 2016-10-25 | 2888 | 5656.32 | Up-front Payment
SCG-006147 | Single Family Residential | Domestic Hot Water | Gas | Southern California Gas Company | Incentive:Paid | 10238 | 70 |  | 1 SCG | 186 |  | 150 |  | 2016-08-23 15:53 | 2016-08-30 | CATERSOLAR INC | Retrofit | Woodland Hills | Los Angeles | 91364 | Host Customer is System Owner | 5 |  | 2011118A | Stiebel Eltron | SOLAR HOT WATER PACKAGE | SOLKIT-2N-B | Indirect Forced Circulation (IF) | 54.81 |  | SOL 27 Premium S | Glycol | Advanced Controller with a Vacation or Holiday Mode | Solar Storage with Tankless Auxiliary Water Heater | 81.1 | 0.95 | 0.85 | 65 | Z09 | [18 empty] | CITY OF LOS ANGELES | FALSE | 56.24 |  | 2011-06-01: 2016-08-23; 2011-08-03: 2016-08-23; 2011-09-20: 2016-08-30 | 2971 | 10460 | Up-front Payment
SCG-006148 | Single Family Residential | Domestic Hot Water | Gas | Southern California Gas Company | Incentive:Paid | 10238 | 70 |  | 1 SCG | 186 |  | 158 |  | 2016-10-07 15:33 | 2016-11-02 | CATERSOLAR INC | Retrofit | Burbank | Los Angeles | 91504 | Host Customer is System Owner | 5 |  | 2011118A | Stiebel Eltron | SOLAR HOT WATER PACKAGE | SOLKIT-2N-B | Indirect Forced Circulation (IF) | 54.81 |  | SOL 27 Premium S | Glycol | Advanced Controller with a Vacation or Holiday Mode | Solar Storage with Tankless Auxiliary Water Heater | 81.1 | 1 | 0.85 | 65 | Z09 | [18 empty] | CITY OF Burbank | FALSE | 56.24 |  | 2011-06-01: 2016-08-23; 2011-08-03: 2016-10-07; 2011-09-20: 2016-11-02 | 2902 | 10460 | Up-front Payment
SCG-006149 | Single Family Residential | Domestic Hot Water | Gas | Southern California Gas Company | Incentive:Paid | 9157 | 70 |  | 1 SCG | 162 |  | 131 |  | 2016-08-24 11:37 | 2016-08-29 | ALL VALLEY SOLAR INC | Retrofit | Pasadena | Pasadena | 91107 | Host Customer is System Owner | 4 |  | 2001028H | SunEarth, Inc. | CASCADE | ECRD-64-80-2G | Indirect Forced Circulation (IF) | 65.67 |  | EC-32 / EC-32-0.75 | Automatic Drainback |  | Solar Storage and Auxiliary Tanks are separate | 80 | 0.85 | 0.95 | 55 | Z09 | [18 empty] | City of Pasadena | FALSE | 58.12 |  | 2011-06-01: 2016-08-23; 2011-08-03: 2016-08-24; 2011-09-20: 2016-08-29 | 2976 | 9415 | Up-front Payment
SCG-006150 | Single Family Residential | Domestic Hot Water | Gas | Southern California Gas Company | Incentive:Paid | 10238 | 70 |  | 1 SCG | 186 |  | 150 |  | 2016-09-30 13:03 | 2016-10-28 | CATERSOLAR INC | Retrofit | Los Angeles | Los Angeles | 90069 | Host Customer is System Owner | 5 |  | 2011118A | Stiebel Eltron | SOLAR HOT WATER PACKAGE | SOLKIT-2N-B | Indirect Forced Circulation (IF) | 54.81 |  | SOL 27 Premium S | Glycol | Advanced Controller with a Vacation or Holiday Mode | Solar Storage with Tankless Auxiliary Water Heater | 81.1 | 0.95 | 0.85 | 65 | Z09 | [18 empty] | CITY OF LOS ANGELES | FALSE | 56.24 |  | 2011-06-01: 2016-08-23; 2011-08-03: 2016-09-30; 2011-09-20: 2016-10-28 | 2915 | 10460 | Up-front Payment
SCG-006151 | Commercial Pools | Pool Heating | Gas | Southern California Gas Company | Incentive:Paid | 53285 | 5 |  | 1 | 10657 |  | 10657 |  | 2016-09-02 08:03 | 2016-10-05 | SUNTREK INDUSTRIES INC | Retrofit | Bellflower | Los Angeles | 90706 | Host Customer is System Owner | [7 empty] | 4992 | 64 |  | Drainback |  |  |  | 1 | 1 |  | Z08 |  |  |  | 2007048A | 78 | 1 | [5 empty] | FALSE |  |  |  | SunEarth - SETR A503 TTR U + VFS 20-400 |  | SunEarth - SETR A503 TTR U + VFS 20-400 | Bellflower | FALSE | 9.39 |  | 2016-08-24 |  | 2016-09-02 | 2016-10-05 | 2018-10-09 | 2018-11-07 | 2154 | 100105 | Up-front Payment
SCG-006152 | Single Family Residential | Domestic Hot Water | Gas | Southern California Gas Company | Incentive:Paid | 10238 | 70 |  | 1 SCG | 156 |  | 156 |  | 2016-08-31 10:14 | 2016-08-31 | ALL VALLEY SOLAR INC | Retrofit | Porter Ranch | Porter Ranch | 91326 | Host Customer is System Owner | 4 |  | 2001028G | SunEarth, Inc. | CASCADE | EPRD-64-80-2G | Indirect Forced Circulation (IF) | 65.67 |  | EP-32 / EP-32-0.75 | Automatic Drainback |  | Solar Storage and Auxiliary Tanks are separate | 80 | 1 | 1 | 55 | Z09 | [18 empty] | LADBS | FALSE | 66.01 |  | 2011-06-01: 2016-08-24; 2011-08-03: 2016-08-31; 2011-09-20: 2016-08-31 | 2964 | 10298 | Up-front Payment
SCG-006153 | Single Family Residential | Domestic Hot Water | Gas | Southern California Gas Company | Incentive:Paid | 9310 | 70 |  | 1 SCG | 133 |  | 133 |  | 2016-12-01 07:48 | 2017-03-13 | EVOLUTION ENERGY SOLUTIONS L L C | Retrofit | Compton | Compton | 90220 | Host Customer is System Owner | 5 |  | 2001001A | SunEarth, Inc. | SOLARAY | TE40P-80-2G | Indirect Forced Circulation (IF) | 40.9 |  | EP-40 / EP-40-0.75 | Glycol | Advanced Controller with a Vacation or Holiday Mode | Solar Storage and Auxiliary Tanks are separate | 80 | 1 | 1 | 65 | Z08 | [18 empty] | Compton | FALSE | 70 |  | 2011-06-01: 2016-08-24; 2011-08-03: 2016-12-01; 2011-09-20: 2017-03-13 | 2782 | 9310 | Up-front Payment
SCG-006154 | Single Family Residential | Domestic Hot Water | Gas | Southern California Gas Company | Incentive:Paid | 9310 | 70 |  | 1 SCG | 133 |  | 133 |  | 2016-09-01 09:18 | 2016-09-20 | EVOLUTION ENERGY SOLUTIONS L L C | Retrofit | Los Angeles | Los Angeles | 90011 | Host Customer is System Owner | 4 |  | 2001001A | SunEarth, Inc. | SOLARAY | TE40P-80-2G | Indirect Forced Circulation (IF) | 40.9 |  | EP-40 / EP-40-0.75 | Glycol | Advanced Controller with a Vacation or Holiday Mode | Solar Storage and Auxiliary Tanks are separate | 80 | 1 | 1 | 55 | Z08 | [18 empty] | Los Angeles | FALSE | 70.53 |  | 2011-06-01: 2016-08-24; 2011-08-03: 2016-09-01; 2011-09-20: 2016-09-20 | 2951 | 9380 | Up-front Payment
SCG-006155 | Single Family Residential | Domestic Hot Water | Gas | Southern California Gas Company | Incentive:Paid | 10234 | 70 |  | 1 SCG | 162 |  | 146 |  | 2016-09-19 10:33 | 2016-09-28 | ALL VALLEY SOLAR INC | Retrofit | Studio City | Studio City | 91604 | Host Customer is System Owner | 4 |  | 2001028H | SunEarth, Inc. | CASCADE | ECRD-64-80-2G | Indirect Forced Circulation (IF) | 65.67 |  | EC-32 / EC-32-0.75 | Automatic Drainback |  | Solar Storage and Auxiliary Tanks are separate | 80 | 0.95 | 0.95 | 55 | Z09 | [18 empty] | LADBS | FALSE | 63.58 |  | 2011-06-01: 2016-08-24; 2011-08-03: 2016-09-19; 2011-09-20: 2016-09-28 | 2941 | 10300 | Up-front Payment
SCG-006156 | Single Family Residential | Domestic Hot Water | Gas | Southern California Gas Company | Incentive:Paid | 9310 | 70 |  | 1 SCG | 133 |  | 133 |  | 2016-09-19 11:27 | 2016-10-04 | EVOLUTION ENERGY SOLUTIONS L L C | Retrofit | Los Angeles | Los Angeles | 90047 | Host Customer is System Owner | 3 |  | 2001001A | SunEarth, Inc. | SOLARAY | TE40P-80-2G | Indirect Forced Circulation (IF) | 40.9 |  | EP-40 / EP-40-0.75 | Glycol | Advanced Controller with a Vacation or Holiday Mode | Solar Storage and Auxiliary Tanks are separate | 80 | 1 | 1 | 45 | Z08 | [18 empty] | Los Angeles | FALSE | 70.53 |  | 2011-06-01: 2016-08-24; 2011-08-03: 2016-09-19; 2011-09-20: 2016-10-04 | 2941 | 9380 | Up-front Payment
SCG-006157 | Single Family Residential | Domestic Hot Water | Gas | Southern California Gas Company | Incentive:Paid | 10220 | 70 |  | 1 SCG | 146 |  | 146 |  | 2016-09-07 13:35 | 2016-10-13 | FEREIDOUN TAHMASBI | Retrofit | Encino | Los Angeles | 91436 | Host Customer is System Owner | 5 |  | 2001001C | SunEarth, Inc. | SOLARAY | TE48P-80-2G | Indirect Forced Circulation (IF) | 49.3 |  | EP-24 / EP-24-0.75 | Glycol | Steam Back | Solar Storage and Auxiliary Tanks are separate | 80 | 1 | 1 | 65 | Z09 | [18 empty] | Los Angeles | FALSE | 79.51 |  | 2011-06-01: 2016-08-24; 2011-08-03: 2016-09-07; 2011-09-20: 2016-10-13 | 2924 | 11609 | Up-front Payment
PGE-006159 | Single Family Residential | Domestic Hot Water | Gas | Pacific Gas and Electric | Incentive:Paid | 4366 | 29.85 |  | 1 | 193 |  | 193 |  | 2016-10-17 13:05 | 2016-10-20 | P A S INC | New Construction | SAN FRANCISCO | San Francisco | 94131 | Host Customer is System Owner | 5 |  | 2007023B | HTP, Inc. | SOLAR SKIES | PR-119-64-GB | Indirect Forced Circulation (IF) | 63.72 |  | SS-32 | Forced Circulation |  | Solar Storage and Auxiliary Tanks are separate | 119 | 1 | 1 | 65 | Z03 | [18 empty] | San Francisco | FALSE | 82.9 |  | 2016-08-25 | 2016-10-18 |  |  | 2016-10-17 | 2016-10-20 | 2888 | 16000 | Up-front Payment
SCG-006160 | Single Family Residential | Domestic Hot Water | Gas | Southern California Gas Company | Incentive:Paid | 4456 | 70 |  | 1 SCG | 67 |  | 64 |  | 2016-08-25 12:57 | 2016-09-02 | SUNTREK INDUSTRIES INC | Retrofit | Costa Mesa | Orange | 92626 | Host Customer is System Owner | 4 |  | 2012012B | GREENoneTEC Solarindustrie GmbH | SOLPAL (formerly Solcrafte) | SOLPAL L-G | Direct Integral Collector Storage (DI) | 26.11 |  | Solpal L |  |  | Solar Storage and Auxiliary Tanks are separate | 50 | 1 | 0.95 | 55 | Z06 | [18 empty] | Costa Mesa | FALSE | 216.42 |  | 2011-06-01: 2016-08-25; 2011-08-03: 2016-08-25; 2011-09-20: 2016-09-02 | 2964 | 14500 | Up-front Payment
PGE-006161 | Commercial/Multifamily Residential | Domestic Hot Water | Gas | Pacific Gas and Electric | Incentive:Paid | 33677 | 20.19 |  | 1 | 1668 |  | 1668 |  | 2016-08-25 11:03 | 2016-09-22 | VILLARA CORPORATION | New Construction | OAKLAND | Alameda | 94601 | Host Customer is System Owner | [7 empty] | 737.1 | 40.95 |  | Glycol | Advanced Controller with a Thermal Cycling Function | Solar and Auxiliary Storage are the same Tank |  | 1 | 1 | 756 | Z03 | 42 | Beds | Retirement/Nursing Homes | TRB-40 | 18 | 2 | 1000 | 1 | 120 | 2 | 19900 | TRUE | 130 | 125 |  | Holocene Technologies - HoloTech CMR |  | Holocene Technologies - HoloTech CMR | City of Oakland | FALSE | 25.54 |  | 2016-08-25 | 2016-08-29 | 2016-08-25 | 2016-09-22 | 2016-09-27 | 2016-09-28 | 2917 | 42597.09 | Up-front Payment
SCG-006162 | Single Family Residential | Domestic Hot Water | Gas | Southern California Gas Company | Incentive:Paid | 9135 | 70 |  | 1 SCG | 174 |  | 130 |  | 2016-09-27 22:06 | 2016-10-11 | SUNTREK INDUSTRIES INC | Retrofit | Santa Ana | Orange | 92705 | Host Customer is System Owner | 4 |  | 2001001F | SunEarth, Inc. | SOLARAY | TE64C-80-2G | Indirect Forced Circulation (IF) | 65.67 |  | EC-32 / EC-32-0.75 | Glycol | Advanced Controller with a Vacation or Holiday Mode | Solar Storage and Auxiliary Tanks are separate | 80 | 1 | 0.75 | 55 | Z08 | [18 empty] | County of Orange | FALSE | 70.4 |  | 2011-06-01: 2016-08-25; 2011-08-03: 2016-09-27; 2011-09-20: 2016-10-11 | 2923 | 12250 | Up-front Payment
SCG-006163 | Single Family Residential | Domestic Hot Water | Gas | Southern California Gas Company | Incentive:Paid | 10220 | 70 |  | 1 SCG | 146 |  | 146 |  | 2016-08-31 16:34 | 2016-09-01 | AMECO SOLAR INC | Retrofit | Huntington Beach | Orange | 92647 | Host Customer is System Owner | 3 |  | 2001001D | SunEarth, Inc. | SOLARAY | TE48C-80-2G | Indirect Forced Circulation (IF) | 49.48 |  | EC-24 / EC-24-0.75 | Glycol | Advanced Controller with a Vacation or Holiday Mode | Solar Storage and Auxiliary Tanks are separate | 80 | 1 | 1 | 45 | Z06 | [18 empty] | Huntington Beach | FALSE | 70 |  | 2011-06-01: 2016-08-25; 2011-08-03: 2016-08-31; 2011-09-20: 2016-09-01 | 2965 | 10220 | Up-front Payment
SCG-006164 | Single Family Residential | Domestic Hot Water | Gas | Southern California Gas Company | Incentive:Paid | 9673 | 70 |  | 1 SCG | 141 |  | 138 |  | 2016-08-26 15:11 | 2016-08-29 | TITANIUM POWER INC | Retrofit | North Hollywood | Los Angeles | 91605 | Host Customer is System Owner | 5 |  | 2001001B | SunEarth, Inc. | SOLARAY | TE40C-80-2G | Indirect Forced Circulation (IF) | 40.86 |  | EC-40 / EC-40-0.75 | Glycol | Advanced Controller with a Vacation or Holiday Mode | Solar Storage and Auxiliary Tanks are separate | 80 | 0.98 | 1 | 65 | Z09 | [18 empty] | Los Angeles | FALSE | 68.86 |  | 2011-06-01: 2016-08-25; 2011-08-03: 2016-08-26; 2011-09-20: 2016-08-29 | 2927 | 9709 | Up-front Payment
SCG-006165 | Single Family Residential | Domestic Hot Water | Gas | Southern California Gas Company | Incentive:Paid | 8938 | 70 |  | 1 SCG | 140 |  | 128 |  | 2016-08-29 14:28 | 2016-08-31 | TITANIUM POWER INC | Retrofit | Los Angeles | Los Angeles | 90016 | Host Customer is System Owner | 4 |  | 2001001B | SunEarth, Inc. | SOLARAY | TE40C-80-2G | Indirect Forced Circulation (IF) | 40.86 |  | EC-40 / EC-40-0.75 | Glycol | Advanced Controller with a Vacation or Holiday Mode | Solar Storage and Auxiliary Tanks are separate | 80 | 0.96 | 0.95 | 55 | Z08 | [18 empty] | Los Angeles | FALSE | 64.71 |  | 2011-06-01: 2016-08-25; 2011-08-03: 2016-08-29; 2011-09-20: 2016-08-31 | 2971 | 9059 | Up-front Payment
SCG-006166 | Single Family Residential | Domestic Hot Water | Gas | Southern California Gas Company | Incentive:Paid | 6258 | 70 |  | 1 SCG | 159 |  | 126 |  | 2016-09-07 08:05 | 2016-09-09 | ART CRAFT BUILDING CONSTRUCTION | Retrofit | Hemet | Riverside | 92543 | Host Customer is System Owner | 1 |  | 2010017C | Alternate Energy Technologies | EAGLESUN | DBS-G2-80-64 | Indirect Forced Circulation (IF) | 65.34 |  | MSC-32 | Automatic Drainback | Drainback (Water) | Solar Storage and Auxiliary Tanks are separate | 80 | 0.93 | 0.85 | 20 | Z10 | [18 empty] | city of Hemet | FALSE | 39.36 |  | 2011-06-01: 2016-08-25; 2011-08-03: 2016-09-07; 2011-09-20: 2016-09-09 | 2955 | 6258.49 | Up-front Payment
SCG-006167 | Single Family Residential | Domestic Hot Water | Gas | Southern California Gas Company | Incentive:Paid | 9506 | 70 |  | 1 SCG | 140 |  | 136 |  | 2016-08-29 14:29 | 2016-08-30 | TITANIUM POWER INC | Retrofit | Los Angeles | Los Angeles | 90016 | Owner/Tenant | 5 |  | 2001001B | SunEarth, Inc. | SOLARAY | TE40C-80-2G | Indirect Forced Circulation (IF) | 40.86 |  | EC-40 / EC-40-0.75 | Glycol | Advanced Controller with a Vacation or Holiday Mode | Solar Storage and Auxiliary Tanks are separate | 80 | 0.97 | 1 | 65 | Z08 | [18 empty] | Los Angeles | FALSE | 68.28 |  | 2011-06-01: 2016-08-25; 2011-08-03: 2016-08-29; 2011-09-20: 2016-08-30 | 2971 | 9559 | Up-front Payment
SCG-006168 | Single Family Residential | Domestic Hot Water | Gas | Southern California Gas Company | Incentive:Paid | 9031 | 70 |  | 1 SCG | 140 |  | 129 |  | 2016-08-29 14:26 | 2016-08-30 | TITANIUM POWER INC | Retrofit | Los Angeles | Los Angeles | 90016 | Owner/Tenant | 4 |  | 2001001B | SunEarth, Inc. | SOLARAY | TE40C-80-2G | Indirect Forced Circulation (IF) | 40.86 |  | EC-40 / EC-40-0.75 | Glycol | Advanced Controller with a Vacation or Holiday Mode | Solar and Auxiliary Storage are the same Tank | 80 | 0.97 | 0.95 | 55 | Z08 | [18 empty] | Los Angeles | FALSE | 64.71 |  | 2011-06-01: 2016-08-25; 2011-08-03: 2016-08-29; 2011-09-20: 2016-08-30 | 2971 | 9059 | Up-front Payment
SCG-006169 | Single Family Residential | Domestic Hot Water | Gas | Southern California Gas Company | Incentive:Paid | 10220 | 70 |  | 1 SCG | 146 |  | 146 |  | 2016-11-23 11:37 | 2017-03-10 | THE SOLAR ENERGY COMPANY INC | Retrofit | Santa Barbara | Santa Barbara | 93103 | Host Customer is System Owner | 4 |  | 2001001D | SunEarth, Inc. | SOLARAY | TE48C-80-2G | Indirect Forced Circulation (IF) | 49.48 |  | EC-24 / EC-24-0.75 | Glycol | Advanced Controller with a Vacation or Holiday Mode | Solar Storage and Auxiliary Tanks are separate | 80 | 1 | 1 | 55 | Z06 | [18 empty] | City of Santa Barbara | FALSE | 70 |  | 2011-06-01: 2016-08-25; 2011-08-03: 2016-11-23; 2011-09-20: 2017-03-10 | 2783 | 10220 | Up-front Payment
SCG-006170 | Single Family Residential | Domestic Hot Water | Gas | Southern California Gas Company | Incentive:Canceled | 10220 | 70 |  | 1 SCG | 146 |  | 146 |  | 2016-09-07 13:41 |  | FEREIDOUN TAHMASBI | Retrofit | North Hollywood | Los Angeles | 91607 | Host Customer is System Owner | 5 |  | 2001001C | SunEarth, Inc. | SOLARAY | TE48P-80-2G | Indirect Forced Circulation (IF) | 49.3 |  | EP-24 / EP-24-0.75 | Glycol | Steam Back | Solar Storage and Auxiliary Tanks are separate | 80 | 1 | 1 | 65 | Z09 | [18 empty] | N. hollywood | FALSE | 79.58 |  | 2011-06-01: 2016-08-25; 2011-06-21: 2016-09-29; 2011-08-03: 2016-09-07 | 2949 | 11619 | Up-front Payment
SCG-006172 | Single Family Residential | Domestic Hot Water | Gas | Southern California Gas Company | Incentive:Paid | 10238 | 70 |  | 1 SCG | 168 |  | 168 |  | 2016-08-29 07:51 | 2016-08-30 | SUNTREK INDUSTRIES INC | Retrofit | Dana Point | Orange | 92629 | Host Customer is System Owner | 4 |  | 2001001F | SunEarth, Inc. | SOLARAY | TE64C-80-2G | Indirect Forced Circulation (IF) | 65.67 |  | EC-32 / EC-32-0.75 | Glycol | Advanced Controller with a Vacation or Holiday Mode | Solar Storage and Auxiliary Tanks are separate | 80 | 1 | 1 | 55 | Z06 | [18 empty] | Dana Point | FALSE | 60.94 |  | 2011-06-01: 2016-08-26; 2011-08-03: 2016-08-29; 2011-09-20: 2016-08-30 | 2971 | 10238 | Up-front Payment
PGE-006173 | Single Family Residential | Domestic Hot Water | Gas | Pacific Gas and Electric | Incentive:Paid | 1685 | 29.85 |  | 1 | 83 |  | 56 |  | 2017-09-12 12:24 | 2017-12-08 | HASSLER HEATING AND AIR CONDITIONING LLC | Retrofit | Albany | Alameda | 94706 | Host Customer is System Owner | 3 |  | 30004078 | GREENoneTEC Solarindustrie GmbH | Solpal Plus | Solpal Plus L-G | Direct Integral Collector Storage (DI) | 25.66 |  | Solpal Plus L |  |  | Solar Storage with Tankless Auxiliary Water Heater | 51 | 0.8 | 0.85 | 45 | Z03 | [18 empty] | City of Albany | FALSE | 151.67 |  | 2016-08-26 | 2017-09-20 |  |  | 2017-09-12 | 2017-12-08 | 2494 | 12589 | Up-front Payment
SCG-006174 | Single Family Residential | Domestic Hot Water | Gas | Southern California Gas Company | Incentive:Paid | 9310 | 70 |  | 1 SCG | 133 |  | 133 |  | 2017-01-09 15:36 | 2017-04-04 | ADVANCED CONSERVATION SYSTEMS INC | Retrofit | Palmdale | Los Angeles | 93550 | Host Customer is System Owner | 5 |  | 30004089 | Solarhot | SolVelox Drainback | S-SV-DBUMA64-120G | Indirect Forced Circulation (IF) | 64 |  | SLAR-32 | Automatic Drainback |  | Solar Storage and Auxiliary Tanks are separate | 120 | 1 | 1 | 65 | Z16 | [18 empty] | City of Palmdale | FALSE | 77.07 |  | 2011-06-01: 2016-08-26; 2011-08-03: 2017-01-09; 2011-09-20: 2017-04-04 | 2754 | 10250 | Up-front Payment
SCG-006177 | Single Family Residential | Domestic Hot Water | Gas | Southern California Gas Company | Incentive:Paid | 10220 | 70 |  | 1 SCG | 146 |  | 146 |  | 2016-09-07 13:42 | 2016-10-06 | FEREIDOUN TAHMASBI | Retrofit | Tarzana | Los Angeles | 91356 | Host Customer is System Owner | 5 |  | 2001001C | SunEarth, Inc. | SOLARAY | TE48P-80-2G | Indirect Forced Circulation (IF) | 49.3 |  | EP-24 / EP-24-0.75 | Glycol | Steam Back | Solar Storage and Auxiliary Tanks are separate | 80 | 1 | 1 | 65 | Z09 | [18 empty] | City of Los Angeles | FALSE | 79.55 |  | 2016-08-26 | 2016-09-30 |  |  | 2016-09-07 | 2016-10-06 | 2927 | 11615 | Up-front Payment
SCG-006180 | Single Family Residential | Domestic Hot Water | Gas | Southern California Gas Company | Incentive:Paid | 9030 | 70 |  | 1 SCG | 129 |  | 129 |  | 2017-06-15 08:23 | 2017-06-19 | ADVANCED CONSERVATION SYSTEMS INC | Retrofit | Palmdale | Los Angeles | 93550 | Host Customer is System Owner | 5 |  | 2001028F | SunEarth, Inc. | CASCADE | ECRD-48-80-2G | Indirect Forced Circulation (IF) | 49.48 |  | EC-24 / EC-24-0.75 | Automatic Drainback |  | Solar and Auxiliary Storage are the same Tank | 80 | 1 | 1 | 65 | Z16 | [18 empty] | City of Palmdale | FALSE | 79.46 |  | 2011-06-01: 2016-08-26; 2011-08-03: 2017-06-15; 2011-09-20: 2017-06-19 | 2678 | 10250 | Up-front Payment
SCG-006186 | Single Family Residential | Domestic Hot Water | Gas | Southern California Gas Company | Incentive:Paid | 9709 | 70 |  | 1 SCG | 146 |  | 139 |  | 2016-09-07 14:18 | 2016-10-27 | FEREIDOUN TAHMASBI | Retrofit | Tarzana | Los Angeles | 91356 | Host Customer is System Owner | 5 |  | 2001001C | SunEarth, Inc. | SOLARAY | TE48P-80-2G | Indirect Forced Circulation (IF) | 49.3 |  | EP-24 / EP-24-0.75 | Glycol | Steam Back | Solar Storage and Auxiliary Tanks are separate | 80 | 1 | 0.95 | 65 | Z09 | [18 empty] | City of Los Angeles | FALSE | 79.51 |  | 2016-08-26 | 2016-09-29 |  |  | 2016-09-07 | 2016-10-27 | 2915 | 11609 | Up-front Payment
SCG-006188 | Single Family Residential | Domestic Hot Water | Gas | Southern California Gas Company | Incentive:Paid | 10238 | 70 |  | 1 SCG | 162 |  | 154 |  | 2016-12-30 09:04 | 2017-03-23 | DOCTOR PIPER INC | Retrofit | Winnetka | Los Angeles | 91306 | Host Customer is System Owner | 3 |  | 2009036H | Heliodyne, Inc. | HELIOPAK | HPAK 016 2 406 G 80 ACD Z | Indirect Forced Circulation (IF) | 53.88 |  | 406 001 | Glycol | Steam Back | Solar Storage and Auxiliary Tanks are separate | 80 | 1 | 0.95 | 45 | Z09 | [18 empty] | City of Los Angeles | FALSE | 63.89 |  | 2011-06-01: 2016-08-26; 2011-08-03: 2016-12-30; 2011-09-20: 2017-03-23 | 2769 | 10350 | Up-front Payment
SCG-006191 | Single Family Residential | Domestic Hot Water | Gas | Southern California Gas Company | Incentive:Paid | 9170 | 70 |  | 1 SCG | 131 |  | 131 |  | 2016-09-27 12:39 | 2016-10-13 | ADVANCED CONSERVATION SYSTEMS INC | Retrofit | Lancaster | Los Angeles | 93534 | Host Customer is System Owner | 5 |  | 30004089 | Solarhot | SolVelox Drainback | S-SV-DBUMA64-120G | Indirect Forced Circulation (IF) | 64 |  | SLAR-32 | Automatic Drainback |  | Solar Storage and Auxiliary Tanks are separate | 120 | 1 | 1 | 65 | Z14 | [18 empty] | City of Lancaster | FALSE | 78.24 |  | 2011-06-01: 2016-08-26; 2011-08-03: 2016-09-27; 2011-09-20: 2016-10-13 | 2923 | 10250 | Up-front Payment
SCG-006192 | Single Family Residential | Domestic Hot Water | Gas | Southern California Gas Company | Incentive:Canceled | 10220 | 70 |  | 1 SCG | 146 |  | 146 |  | 2016-09-07 14:26 |  | FEREIDOUN TAHMASBI | Retrofit | Woodland Hills | Los Angeles | 91367 | Host Customer is System Owner | 5 |  | 2001001C | SunEarth, Inc. | SOLARAY | TE48P-80-2G | Indirect Forced Circulation (IF) | 49.3 |  | EP-24 / EP-24-0.75 | Glycol | Steam Back | Solar and Auxiliary Storage are the same Tank | 80 | 1 | 1 | 65 | Z09 | [18 empty] | Woodland Hills | FALSE | 79.51 |  | 2011-06-01: 2016-08-26; 2011-06-21: 2016-09-15; 2011-08-03: 2016-09-07 | 2963 | 11609 | Up-front Payment
SCG-006193 | Single Family Residential | Domestic Hot Water | Gas | Southern California Gas Company | Incentive:Canceled | 10220 | 70 |  | 1 SCG | 146 |  | 146 |  | 2016-09-07 13:44 |  | FEREIDOUN TAHMASBI | Retrofit | Tarzana | Los Angeles | 91356 | Host Customer is System Owner | 5 |  | 2001001C | SunEarth, Inc. | SOLARAY | TE48P-80-2G | Indirect Forced Circulation (IF) | 49.3 |  | EP-24 / EP-24-0.75 | Glycol | Steam Back | Solar Storage and Auxiliary Tanks are separate | 80 | 1 | 1 | 65 | Z09 | [18 empty] | Tarzana | FALSE | 79.51 |  | 2011-06-01: 2016-08-26; 2011-06-21: 2016-09-15; 2011-08-03: 2016-09-07 | 2963 | 11609 | Up-front Payment
SCG-006195 | Single Family Residential | Domestic Hot Water | Gas | Southern California Gas Company | Incentive:Paid | 9179 | 70 |  | 1 SCG | 141 |  | 131 |  | 2016-08-29 14:29 | 2016-08-30 | TITANIUM POWER INC | Retrofit | Los Angeles | Los Angeles | 90032 | Host Customer is System Owner | 4 |  | 2001001B | SunEarth, Inc. | SOLARAY | TE40C-80-2G | Indirect Forced Circulation (IF) | 40.86 |  | EC-40 / EC-40-0.75 | Glycol | Advanced Controller with a Vacation or Holiday Mode | Solar Storage and Auxiliary Tanks are separate | 80 | 0.93 | 1 | 55 | Z09 | [18 empty] | Los Angeles | FALSE | 65.67 |  | 2011-06-01: 2016-08-26; 2011-08-03: 2016-08-29; 2011-09-20: 2016-08-30 | 2971 | 9259 | Up-front Payment
SCG-006198 | Single Family Residential | Domestic Hot Water | Gas | Southern California Gas Company | Incentive:Paid | 9800 | 70 |  | 1 SCG | 140 |  | 140 |  | 2016-12-05 09:46 | 2017-03-13 | ADVANCED CONSERVATION SYSTEMS INC | Retrofit | Palmdale | Los Angeles | 93591 | Host Customer is System Owner | 5 |  | 30004217 | Solene | SOLENE DRAINBACK | SLAR64DC-75DB-G | Indirect Forced Circulation (IF) | 64 |  | SLAR-32 | Automatic Drainback |  | Solar Storage and Auxiliary Tanks are separate | 75 | 1 | 1 | 65 | Z14 | [18 empty] | County of Los Angeles | FALSE | 73.21 |  | 2011-06-01: 2016-08-26; 2011-08-03: 2016-12-05; 2011-09-20: 2017-03-13 | 2777 | 10250 | Up-front Payment
SCG-006199 | Single Family Residential | Domestic Hot Water | Gas | Southern California Gas Company | Incentive:Paid | 10220 | 70 |  | 1 SCG | 146 |  | 146 |  | 2016-09-07 14:32 | 2016-09-29 | FEREIDOUN TAHMASBI | Retrofit | Encino | Los Angeles | 91316 | Host Customer is System Owner | 5 |  | 2001001C | SunEarth, Inc. | SOLARAY | TE48P-80-2G | Indirect Forced Circulation (IF) | 49.3 |  | EP-24 / EP-24-0.75 | Glycol | Steam Back | Solar Storage and Auxiliary Tanks are separate | 80 | 1 | 1 | 65 | Z09 | [18 empty] | City of Los Angeles | FALSE | 79.51 |  | 2011-06-01: 2016-08-26; 2011-08-03: 2016-09-07; 2011-09-20: 2016-09-29 | 2942 | 11609 | Up-front Payment
SCG-006200 | Single Family Residential | Domestic Hot Water | Gas | Southern California Gas Company | Incentive:Paid | 10220 | 70 |  | 1 SCG | 146 |  | 146 |  | 2016-09-07 14:44 | 2016-10-03 | FEREIDOUN TAHMASBI | Retrofit | Reseda | Los Angeles | 91335 | Host Customer is System Owner | 5 |  | 2001001C | SunEarth, Inc. | SOLARAY | TE48P-80-2G | Indirect Forced Circulation (IF) | 49.3 |  | EP-24 / EP-24-0.75 | Glycol | Steam Back | Solar Storage and Auxiliary Tanks are separate | 80 | 1 | 1 | 65 | Z09 | [18 empty] | City of Los Angeles | FALSE | 79.51 |  | 2011-06-01: 2016-08-26; 2011-08-03: 2016-09-07; 2011-09-20: 2016-10-03 | 2942 | 11609 | Up-front Payment
SCG-006201 | Single Family Residential | Domestic Hot Water | Gas | Southern California Gas Company | Incentive:Paid | 10238 | 70 |  | 1 SCG | 186 |  | 158 |  | 2016-09-22 10:28 | 2016-10-06 | CATERSOLAR INC | Retrofit | Woodland Hills | Los Angeles | 91367 | Host Customer is System Owner | 5 |  | 2011118A | Stiebel Eltron | SOLAR HOT WATER PACKAGE | SOLKIT-2N-B | Indirect Forced Circulation (IF) | 54.81 |  | SOL 27 Premium S | Glycol | Advanced Controller with a Vacation or Holiday Mode | Solar Storage with Tankless Auxiliary Water Heater | 81.1 | 1 | 0.85 | 65 | Z09 | [18 empty] | CITY OF LOS ANGELES | FALSE | 56.24 |  | 2011-06-01: 2016-08-26; 2011-08-03: 2016-09-22; 2011-09-20: 2016-10-06 | 2928 | 10460 | Up-front Payment
PGE-006202 | Single Family Residential | Domestic Hot Water | Gas | Pacific Gas and Electric | Incentive:Canceled | 4366 | 29.85 |  | 1 | 184 |  | 156 |  | 2016-08-29 18:02 |  | Self Installer | New Construction | PORTOLA VALLEY | San Mateo | 94028 | Host Customer is System Owner |  | 4 | 2010138J | Heliodyne, Inc. | HELIOPAS | HPAS 2 408 G 110 AC D Z | Indirect Forced Circulation (IF) | 64.44 |  | 408 001 | Glycol | Pressure Stagnation Protection (PSP) | Solar and Boiler Storage are the same Tank | 114.9 | 0.85 | 1 | 55 | Z03 | [18 empty] | Portola Valley, CA | FALSE | 62.34 |  | 2011-06-01: 2016-08-26; 2011-08-03: 2016-08-29 | 2949 | 11471 | Up-front Payment
SCG-006203 | Single Family Residential | Domestic Hot Water | Gas | Southern California Gas Company | Incentive:Paid | 7597 | 70 |  | 1 SCG | 133 |  | 109 |  | 2016-09-08 14:22 | 2016-09-20 | EVOLUTION ENERGY SOLUTIONS L L C | Retrofit | Los Angeles | Los Angeles | 90018 | Host Customer is System Owner | 4 |  | 2001001A | SunEarth, Inc. | SOLARAY | TE40P-80-2G | Indirect Forced Circulation (IF) | 40.9 |  | EP-40 / EP-40-0.75 | Glycol | Advanced Controller with a Vacation or Holiday Mode | Solar Storage and Auxiliary Tanks are separate | 80 | 0.96 | 0.85 | 55 | Z08 | [18 empty] | Los Angeles | FALSE | 70.53 |  | 2011-06-01: 2016-08-28; 2011-08-03: 2016-09-08; 2011-09-20: 2016-09-20 | 2951 | 9380 | Up-front Payment
SCG-006204 | Single Family Residential | Domestic Hot Water | Gas | Southern California Gas Company | Incentive:Paid | 9310 | 70 |  | 1 SCG | 133 |  | 133 |  | 2016-09-13 11:16 | 2016-09-26 | EVOLUTION ENERGY SOLUTIONS L L C | Retrofit | Los Angeles | Los Angeles | 90059 | Host Customer is System Owner | 6 |  | 2001001A | SunEarth, Inc. | SOLARAY | TE40P-80-2G | Indirect Forced Circulation (IF) | 40.9 |  | EP-40 / EP-40-0.75 | Glycol | Advanced Controller with a Vacation or Holiday Mode | Solar Storage and Auxiliary Tanks are separate | 80 | 1 | 1 | 75 | Z08 | [18 empty] | Los Angeles | FALSE | 70.53 |  | 2011-06-01: 2016-08-28; 2011-08-03: 2016-09-13; 2011-09-20: 2016-09-26 | 2942 | 9380 | Up-front Payment
SCG-006205 | Single Family Residential | Domestic Hot Water | Gas | Southern California Gas Company | Incentive:Paid | 9310 | 70 |  | 1 SCG | 133 |  | 133 |  | 2016-10-07 16:22 | 2016-11-02 | EVOLUTION ENERGY SOLUTIONS L L C | Retrofit | Los Angeles | Los Angeles | 90062 | Host Customer is System Owner | 4 |  | 2001001A | SunEarth, Inc. | SOLARAY | TE40P-80-2G | Indirect Forced Circulation (IF) | 40.9 |  | EP-40 / EP-40-0.75 | Glycol | Advanced Controller with a Vacation or Holiday Mode | Solar Storage and Auxiliary Tanks are separate | 80 | 1 | 1 | 55 | Z08 | [18 empty] | Los Angeles | FALSE | 70.53 |  | 2011-06-01: 2016-08-29; 2011-08-03: 2016-10-07; 2011-09-20: 2016-11-02 | 2909 | 9380 | Up-front Payment
SCG-006206 | Single Family Residential | Domestic Hot Water | Gas | Southern California Gas Company | Incentive:Paid | 9310 | 70 |  | 1 SCG | 133 |  | 133 |  | 2016-09-20 14:44 | 2016-10-04 | EVOLUTION ENERGY SOLUTIONS L L C | Retrofit | Los Angeles | Los Angeles | 90062 | Host Customer is System Owner | 10 |  | 2001001A | SunEarth, Inc. | SOLARAY | TE40P-80-2G | Indirect Forced Circulation (IF) | 40.9 |  | EP-40 / EP-40-0.75 | Glycol | Advanced Controller with a Vacation or Holiday Mode | Solar Storage and Auxiliary Tanks are separate | 80 | 1 | 1 | 115 | Z08 | [18 empty] | Los Angeles | FALSE | 70.53 |  | 2011-06-01: 2016-08-29; 2011-08-03: 2016-09-20; 2011-09-20: 2016-10-04 | 2941 | 9380 | Up-front Payment
SCG-006207 | Single Family Residential | Domestic Hot Water | Gas | Southern California Gas Company | Incentive:Paid | 9310 | 70 |  | 1 SCG | 133 |  | 133 |  | 2016-11-02 07:09 | 2017-03-23 | EVOLUTION ENERGY SOLUTIONS L L C | Retrofit | Los Angeles | Los Angeles | 90002 | Host Customer is System Owner | 6 |  | 2001001A | SunEarth, Inc. | SOLARAY | TE40P-80-2G | Indirect Forced Circulation (IF) | 40.9 |  | EP-40 / EP-40-0.75 | Glycol | Advanced Controller with a Vacation or Holiday Mode | Solar Storage and Auxiliary Tanks are separate | 80 | 1 | 1 | 75 | Z08 | [18 empty] | Los Angeles County | FALSE | 70.53 |  | 2011-06-01: 2016-08-29; 2011-08-03: 2016-11-02; 2011-09-20: 2017-03-23 | 2770 | 9380 | Up-front Payment
SCG-006208 | Single Family Residential | Domestic Hot Water | Gas | Southern California Gas Company | Incentive:Paid | 9380 | 70 |  | 1 SCG | 134 |  | 134 |  | 2016-10-07 17:09 | 2016-11-02 | EVOLUTION ENERGY SOLUTIONS L L C | Retrofit | Los Angeles | Los Angeles | 90063 | Host Customer is System Owner | 6 |  | 2001001A | SunEarth, Inc. | SOLARAY | TE40P-80-2G | Indirect Forced Circulation (IF) | 40.9 |  | EP-40 / EP-40-0.75 | Glycol | Advanced Controller with a Vacation or Holiday Mode | Solar Storage and Auxiliary Tanks are separate | 80 | 1 | 1 | 75 | Z09 | [18 empty] | Los Angeles | FALSE | 70 |  | 2011-06-01: 2016-08-29; 2011-08-03: 2016-10-07; 2011-09-20: 2016-11-02 | 2902 | 9380 | Up-front Payment
SCG-006209 | Single Family Residential | Domestic Hot Water | Gas | Southern California Gas Company | Incentive:Paid | 9310 | 70 |  | 1 SCG | 133 |  | 133 |  | 2016-09-20 14:42 | 2016-10-20 | EVOLUTION ENERGY SOLUTIONS L L C | Retrofit | Los Angeles | Los Angeles | 90037 | Host Customer is System Owner | 2 |  | 2001001A | SunEarth, Inc. | SOLARAY | TE40P-80-2G | Indirect Forced Circulation (IF) | 40.9 |  | EP-40 / EP-40-0.75 | Glycol | Advanced Controller with a Vacation or Holiday Mode | Solar Storage and Auxiliary Tanks are separate | 80 | 1 | 1 | 35 | Z08 | [18 empty] | Los Angeles | FALSE | 70.53 |  | 2011-06-01: 2016-08-29; 2011-08-03: 2016-09-20; 2011-09-20: 2016-10-20 | 2923 | 9380 | Up-front Payment
SCG-006210 | Single Family Residential | Domestic Hot Water | Gas | Southern California Gas Company | Incentive:Paid | 9310 | 70 |  | 1 SCG | 133 |  | 133 |  | 2016-09-19 11:26 | 2016-09-28 | EVOLUTION ENERGY SOLUTIONS L L C | Retrofit | Los Angeles | Los Angeles | 90037 | Host Customer is System Owner | 4 |  | 2001001A | SunEarth, Inc. | SOLARAY | TE40P-80-2G | Indirect Forced Circulation (IF) | 40.9 |  | EP-40 / EP-40-0.75 | Glycol | Advanced Controller with a Vacation or Holiday Mode | Solar Storage and Auxiliary Tanks are separate | 80 | 1 | 1 | 55 | Z08 | [18 empty] | Los Angeles | FALSE | 70.53 |  | 2011-06-01: 2016-08-29; 2011-08-03: 2016-09-19; 2011-09-20: 2016-09-28 | 2941 | 9380 | Up-front Payment
SCG-006211 | Single Family Residential | Domestic Hot Water | Gas | Southern California Gas Company | Incentive:Paid | 9310 | 70 |  | 1 SCG | 133 |  | 133 |  | 2016-09-14 12:05 | 2016-09-19 | EVOLUTION ENERGY SOLUTIONS L L C | Retrofit | Los Angeles | Los Angeles | 90018 | Host Customer is System Owner | 3 |  | 2001001A | SunEarth, Inc. | SOLARAY | TE40P-80-2G | Indirect Forced Circulation (IF) | 40.9 |  | EP-40 / EP-40-0.75 | Glycol | Advanced Controller with a Vacation or Holiday Mode | Solar Storage and Auxiliary Tanks are separate | 80 | 1 | 1 | 45 | Z08 | [18 empty] | Los Angeles | FALSE | 70.53 |  | 2011-06-01: 2016-08-29; 2011-08-03: 2016-09-14; 2011-09-20: 2016-09-19 | 2942 | 9380 | Up-front Payment
SCG-006213 | Single Family Residential | Domestic Hot Water | Gas | Southern California Gas Company | Incentive:Paid | 9170 | 70 |  | 1 SCG | 131 |  | 131 |  | 2016-09-13 13:44 | 2016-09-19 | ADVANCED CONSERVATION SYSTEMS INC | Retrofit | Lancaster | Los Angeles | 93535 | Host Customer is System Owner | 5 |  | 30004089 | Solarhot | SolVelox Drainback | S-SV-DBUMA64-120G | Indirect Forced Circulation (IF) | 64 |  | SLAR-32 | Automatic Drainback |  | Solar Storage with Tankless Auxiliary Water Heater | 120 | 1 | 1 | 65 | Z14 | [18 empty] | City of Lancaster | FALSE | 78.24 |  | 2011-06-01: 2016-08-29; 2011-08-03: 2016-09-13; 2011-09-20: 2016-09-19 | 2952 | 10250 | Up-front Payment
SCG-006214 | Single Family Residential | Domestic Hot Water | Gas | Southern California Gas Company | Incentive:Paid | 9310 | 70 |  | 1 SCG | 133 |  | 133 |  | 2016-09-21 13:01 | 2016-10-20 | EVOLUTION ENERGY SOLUTIONS L L C | Retrofit | LOS ANGELES | Los Angeles | 90047 | Host Customer is System Owner | 2 |  | 2001001A | SunEarth, Inc. | SOLARAY | TE40P-80-2G | Indirect Forced Circulation (IF) | 40.9 |  | EP-40 / EP-40-0.75 | Glycol | Advanced Controller with a Vacation or Holiday Mode | Solar Storage and Auxiliary Tanks are separate | 80 | 1 | 1 | 35 | Z08 | [18 empty] | Los Angeles | FALSE | 70.53 |  | 2011-06-01: 2016-08-29; 2011-08-03: 2016-09-21; 2011-09-20: 2016-10-20 | 2923 | 9380 | Up-front Payment
SCG-006215 | Single Family Residential | Domestic Hot Water | Gas | Southern California Gas Company | Incentive:Paid | 10220 | 70 |  | 1 SCG | 146 |  | 146 |  | 2016-10-05 16:27 | 2016-11-08 | FEREIDOUN TAHMASBI | Retrofit | Encino | Los Angeles | 91316 | Host Customer is System Owner | 5 |  | 2001001C | SunEarth, Inc. | SOLARAY | TE48P-80-2G | Indirect Forced Circulation (IF) | 49.3 |  | EP-24 / EP-24-0.75 | Glycol | Steam Back | Solar Storage and Auxiliary Tanks are separate | 80 | 1 | 1 | 65 | Z09 | [18 empty] | City of Los Angeles | FALSE | 79.51 |  | 2011-06-01: 2016-08-29; 2011-08-03: 2016-10-05; 2011-09-20: 2016-11-08 | 2886 | 11609 | Up-front Payment
SCG-006216 | Single Family Residential | Domestic Hot Water | Gas | Southern California Gas Company | Incentive:Paid | 9170 | 70 |  | 1 SCG | 131 |  | 131 |  | 2016-09-13 13:51 | 2016-09-19 | ADVANCED CONSERVATION SYSTEMS INC | Retrofit | Lancaster | Los Angeles | 93534 | Host Customer is System Owner | 5 |  | 30004089 | Solarhot | SolVelox Drainback | S-SV-DBUMA64-120G | Indirect Forced Circulation (IF) | 64 |  | SLAR-32 | Automatic Drainback |  | Solar Storage and Auxiliary Tanks are separate | 120 | 1 | 1 | 65 | Z14 | [18 empty] | City of Lancaster | FALSE | 78.24 |  | 2011-06-01: 2016-08-29; 2011-08-03: 2016-09-13; 2011-09-20: 2016-09-19 | 2952 | 10250 | Up-front Payment
SCG-006217 | Single Family Residential | Domestic Hot Water | Gas | Southern California Gas Company | Incentive:Paid | 10238 | 70 |  | 1 SCG | 167 |  | 167 |  | 2016-09-28 11:46 | 2016-10-26 | ENVIRONMENTAL SOLAR DESIGN INC | Retrofit | Santa Clarita | Santa Clarita | 91387 | Host Customer is System Owner | 5 |  | 2001001R | SunEarth, Inc. | SOLARAY | TE64P-120-2G | Indirect Forced Circulation (IF) | 65.67 |  | EP-32 / EP-32-0.75 | Glycol | Advanced Controller with a Vacation or Holiday Mode | Solar Storage and Auxiliary Tanks are separate | 120 | 1 | 1 | 65 | Z09 | [18 empty] | City of Santa Clarita | FALSE | 62.87 |  | 2011-06-01: 2016-08-29; 2011-08-03: 2016-09-28; 2011-09-20: 2016-10-26 | 2916 | 10500 | Up-front Payment
SCG-006219 | Single Family Residential | Domestic Hot Water | Gas | Southern California Gas Company | Incentive:Paid | 9170 | 70 |  | 1 SCG | 131 |  | 131 |  | 2016-09-21 16:39 | 2016-10-04 | ADVANCED CONSERVATION SYSTEMS INC | Retrofit | Lancaster | Los Angeles | 93534 | Host Customer is System Owner | 5 |  | 30004089 | Solarhot | SolVelox Drainback | S-SV-DBUMA64-120G | Indirect Forced Circulation (IF) | 64 |  | SLAR-32 | Automatic Drainback |  | Solar Storage and Auxiliary Tanks are separate | 120 | 1 | 1 | 65 | Z14 | [18 empty] | City of Lancaster | FALSE | 78.24 |  | 2011-06-01: 2016-08-29; 2011-08-03: 2016-09-21; 2011-09-20: 2016-10-04 | 2941 | 10250 | Up-front Payment
SCG-006225 | Single Family Residential | Domestic Hot Water | Gas | Southern California Gas Company | Incentive:Paid | 9270 | 70 |  | 1 SCG | 164 |  | 132 |  | 2016-08-31 15:08 | 2016-09-01 | SOLARPONICS INC | Retrofit | Lompoc | Santa Barbara | 93436 | Host Customer is System Owner | 4 |  | 2007023A | HTP, Inc. | SOLAR SKIES | PR-80-40-GB | Indirect Forced Circulation (IF) | 39.83 |  | SS-40-FP | Glycol | Advanced Controller with a Thermal Cycling Function | Solar and Auxiliary Storage are the same Tank | 80 | 0.95 | 0.85 | 55 | Z05 | [18 empty] | SB County | FALSE | 68.87 |  | 2011-06-01: 2016-08-29; 2011-08-03: 2016-08-31; 2011-09-20: 2016-09-01 | 2964 | 11294 | Up-front Payment
SCG-006226 | Single Family Residential | Domestic Hot Water | Gas | Southern California Gas Company | Incentive:Paid | 9800 | 70 |  | 1 SCG | 140 |  | 140 |  | 2016-11-16 13:59 | 2017-01-19 | ADVANCED CONSERVATION SYSTEMS INC | Retrofit | Lancaster | Los Angeles | 93534 | Host Customer is System Owner | 5 |  | 30004217 | Solene | SOLENE DRAINBACK | SLAR64DC-75DB-G | Indirect Forced Circulation (IF) | 64 |  | SLAR-32 | Automatic Drainback |  | Solar and Auxiliary Storage are the same Tank | 75 | 1 | 1 | 65 | Z14 | [18 empty] | City of Lancaster | FALSE | 71.39 |  | 2011-06-01: 2016-08-29; 2011-08-03: 2016-11-16; 2011-09-20: 2017-01-19 | 2832 | 9995 | Up-front Payment
SCG-006230 | Single Family Residential | Domestic Hot Water | Gas | Southern California Gas Company | Incentive:Paid | 10150 | 70 |  | 1 SCG | 145 |  | 145 |  | 2017-06-20 11:24 | 2017-06-23 | ADVANCED CONSERVATION SYSTEMS INC | Retrofit | Rosamond | Los Angeles | 93560 | Host Customer is System Owner | 5 |  | 2001028F | SunEarth, Inc. | CASCADE | ECRD-48-80-2G | Indirect Forced Circulation (IF) | 49.48 |  | EC-24 / EC-24-0.75 | Automatic Drainback |  | Solar Storage and Auxiliary Tanks are separate | 80 | 1 | 1 | 65 | Z14 | [18 empty] | County of Kern | FALSE | 70.69 |  | 2011-06-01: 2016-08-29; 2011-08-03: 2017-06-20; 2011-09-20: 2017-06-23 | 2665 | 10250 | Up-front Payment
SCG-006232 | Single Family Residential | Domestic Hot Water | Gas | Southern California Gas Company | Incentive:Paid | 9170 | 70 |  | 1 SCG | 131 |  | 131 |  | 2016-10-28 08:49 | 2017-01-05 | ADVANCED CONSERVATION SYSTEMS INC | Retrofit | Lancaster | Los Angeles | 93536 | Host Customer is System Owner | 5 |  | 30004089 | Solarhot | SolVelox Drainback | S-SV-DBUMA64-120G | Indirect Forced Circulation (IF) | 64 |  | SLAR-32 | Automatic Drainback |  | Solar Storage and Auxiliary Tanks are separate | 120 | 1 | 1 | 65 | Z14 | [18 empty] | City of Lancaster | FALSE | 78.24 |  | 2011-06-01: 2016-08-29; 2011-08-03: 2016-10-28; 2011-09-20: 2017-01-05 | 2839 | 10250 | Up-front Payment
SCG-006233 | Single Family Residential | Domestic Hot Water | Gas | Southern California Gas Company | Incentive:Paid | 9170 | 70 |  | 1 SCG | 131 |  | 131 |  | 2017-06-22 09:22 | 2017-06-26 | ADVANCED CONSERVATION SYSTEMS INC | Retrofit | Palmdale | Los Angeles | 93551 | Host Customer is System Owner | 5 |  | 30004089 | Solarhot | SolVelox Drainback | S-SV-DBUMA64-120G | Indirect Forced Circulation (IF) | 64 |  | SLAR-32 | Automatic Drainback |  | Solar Storage and Auxiliary Tanks are separate | 120 | 1 | 1 | 65 | Z14 | [18 empty] | City of Palmdale | FALSE | 78.24 |  | 2011-06-01: 2016-08-29; 2011-08-03: 2017-06-22; 2011-09-20: 2017-06-26 | 2665 | 10250 | Up-front Payment
SCG-006234 | Single Family Residential | Domestic Hot Water | Gas | Southern California Gas Company | Incentive:Paid | 10150 | 70 |  | 1 SCG | 145 |  | 145 |  | 2017-06-22 09:58 | 2017-06-27 | ADVANCED CONSERVATION SYSTEMS INC | Retrofit | Palmdale | Los Angeles | 93551 | Host Customer is System Owner | 5 |  | 2001028F | SunEarth, Inc. | CASCADE | ECRD-48-80-2G | Indirect Forced Circulation (IF) | 49.48 |  | EC-24 / EC-24-0.75 | Automatic Drainback |  | Solar and Auxiliary Storage are the same Tank | 80 | 1 | 1 | 65 | Z14 | [18 empty] | City of Palmdale | FALSE | 70.69 |  | 2011-06-01: 2016-08-29; 2011-08-03: 2017-06-22; 2011-09-20: 2017-06-27 | 2664 | 10250 | Up-front Payment
SCG-006235 | Single Family Residential | Domestic Hot Water | Gas | Southern California Gas Company | Incentive:Paid | 9170 | 70 |  | 1 SCG | 131 |  | 131 |  | 2016-10-12 12:00 | 2016-11-22 | ADVANCED CONSERVATION SYSTEMS INC | Retrofit | Rosamond | Los Angeles | 93560 | Host Customer is System Owner | 5 |  | 30004089 | Solarhot | SolVelox Drainback | S-SV-DBUMA64-120G | Indirect Forced Circulation (IF) | 64 |  | SLAR-32 | Automatic Drainback |  | Solar Storage and Auxiliary Tanks are separate | 120 | 1 | 1 | 65 | Z14 | [18 empty] | Kern County | FALSE | 78.24 |  | 2011-06-01: 2016-08-29; 2011-08-03: 2016-10-12; 2011-09-20: 2016-11-22 | 2886 | 10250 | Up-front Payment
SCG-006238 | Single Family Residential | Domestic Hot Water | Gas | Southern California Gas Company | Incentive:Paid | 9170 | 70 |  | 1 SCG | 131 |  | 131 |  | 2016-09-27 12:49 | 2016-10-11 | ADVANCED CONSERVATION SYSTEMS INC | Retrofit | Lancaster | Los Angeles | 93536 | Host Customer is System Owner | 5 |  | 30004089 | Solarhot | SolVelox Drainback | S-SV-DBUMA64-120G | Indirect Forced Circulation (IF) | 64 |  | SLAR-32 | Automatic Drainback |  | Solar Storage and Auxiliary Tanks are separate | 120 | 1 | 1 | 65 | Z14 | [18 empty] | City of Lancaster | FALSE | 78.24 |  | 2011-06-01: 2016-08-29; 2011-08-03: 2016-09-27; 2011-09-20: 2016-10-11 | 2930 | 10250 | Up-front Payment
SCG-006241 | Single Family Residential | Domestic Hot Water | Gas | Southern California Gas Company | Incentive:Canceled | 10238 | 25.37 |  | 2 | 156 |  | 148 |  |  |  |  | Retrofit | Manhattan Beach | Los Angeles | 90266 | Host Customer is System Owner | 4 |  | 2009036H | Heliodyne, Inc. | HELIOPAK | HPAK 016 2 406 G 80 ACD Z | Indirect Forced Circulation (IF) |  |  |  | Glycol | Steam Back | Solar Storage and Auxiliary Tanks are separate | 80 | 1 | 0.95 | 55 | Z06 | [18 empty] | City of Manhattan Beach | FALSE | 66.35 |  | 2011-06-01: 2016-08-30 | 2979 | 10350 | Up-front Payment
SCG-006242 | Single Family Residential | Domestic Hot Water | Gas | Southern California Gas Company | Incentive:Paid | 10238 | 70 |  | 1 SCG | 156 |  | 148 |  | 2016-09-26 10:21 | 2016-10-10 | DOCTOR PIPER INC | Retrofit | Manhattan Beach | Los Angeles | 90266 | Host Customer is System Owner | 4 |  | 2009036H | Heliodyne, Inc. | HELIOPAK | HPAK 016 2 406 G 80 ACD Z | Indirect Forced Circulation (IF) | 53.88 |  | 406 001 | Glycol | Steam Back | Solar Storage and Auxiliary Tanks are separate | 80 | 1 | 0.95 | 55 | Z06 | [18 empty] | City of Manhattan Beach | FALSE | 66.35 |  | 2011-06-01: 2016-08-30; 2011-08-03: 2016-09-26; 2011-09-20: 2016-10-10 | 2929 | 10350 | Up-front Payment
SCG-006243 | Single Family Residential | Domestic Hot Water | Gas | Southern California Gas Company | Incentive:Paid | 10238 | 70 |  | 1 SCG | 186 |  | 186 |  | 2016-09-26 12:33 | 2016-10-06 | CATERSOLAR INC | Retrofit | Woodland Hills | Los Angeles | 91364 | Host Customer is System Owner | 4 |  | 2011118A | Stiebel Eltron | SOLAR HOT WATER PACKAGE | SOLKIT-2N-B | Indirect Forced Circulation (IF) | 54.81 |  | SOL 27 Premium S | Glycol | Advanced Controller with a Vacation or Holiday Mode | Solar Storage with Tankless Auxiliary Water Heater | 81.1 | 1 | 1 | 55 | Z09 | [18 empty] | CITY OF LOS ANGELES | FALSE | 56.24 |  | 2011-06-01: 2016-08-30; 2011-08-03: 2016-09-26; 2011-09-20: 2016-10-06 | 2929 | 10460 | Up-front Payment
PGE-006244 | Single Family Residential | Domestic Hot Water | Gas | Pacific Gas and Electric | Incentive:Paid | 3736 | 29.85 |  | 1 | 155 |  | 125 |  | 2016-10-04 11:19 | 2016-12-14 | HASSLER HEATING AND AIR CONDITIONING LLC | Retrofit | OAKLAND | Alameda | 94605 | Host Customer is System Owner | 2 |  | 2007023A | HTP, Inc. | SOLAR SKIES | PR-80-40-GB | Indirect Forced Circulation (IF) | 39.83 |  | SS-40-FP | Glycol | Advanced Controller with a Thermal Cycling Function | Solar and Auxiliary Storage are the same Tank | 80 | 0.95 | 0.85 | 35 | Z03 | [18 empty] | City of Oakland | FALSE | 214.85 |  | 2016-08-30 | 2016-10-13 |  |  | 2016-10-04 | 2016-12-14 | 2852 | 33301 | Up-front Payment
SCG-006245 | Single Family Residential | Domestic Hot Water | Gas | Southern California Gas Company | Incentive:Paid | 10238 | 70 |  | 1 SCG | 162 |  | 154 |  | 2016-12-30 09:05 | 2017-03-16 | DOCTOR PIPER INC | Retrofit | Winnetka | Los Angeles | 91306 | Host Customer is System Owner | 5 |  | 2009036H | Heliodyne, Inc. | HELIOPAK | HPAK 016 2 406 G 80 ACD Z | Indirect Forced Circulation (IF) | 53.88 |  | 406 001 | Glycol | Steam Back | Solar Storage and Auxiliary Tanks are separate | 80 | 1 | 0.95 | 65 | Z09 | [18 empty] | City of Los Angeles | FALSE | 63.89 |  | 2011-06-01: 2016-08-30; 2011-08-03: 2016-12-30; 2011-09-20: 2017-03-16 | 2769 | 10350 | Up-front Payment
SCG-006247 | Single Family Residential | Domestic Hot Water | Gas | Southern California Gas Company | Incentive:Paid | 9800 | 70 |  | 1 SCG | 140 |  | 140 |  | 2017-01-04 08:46 | 2017-04-04 | ADVANCED CONSERVATION SYSTEMS INC | Retrofit | Palmdale | Los Angeles | 93551 | Host Customer is System Owner | 6 |  | 30004217 | Solene | SOLENE DRAINBACK | SLAR64DC-75DB-G | Indirect Forced Circulation (IF) | 64 |  | SLAR-32 | Automatic Drainback |  | Solar Storage and Auxiliary Tanks are separate | 75 | 1 | 1 | 75 | Z14 | [18 empty] | City of Palmdale | FALSE | 73.07 |  | 2011-06-01: 2016-08-30; 2011-08-03: 2017-01-04; 2011-09-20: 2017-04-04 | 2754 | 10230 | Up-front Payment
SCG-006250 | Single Family Residential | Domestic Hot Water | Gas | Southern California Gas Company | Incentive:Paid | 10150 | 70 |  | 1 SCG | 145 |  | 145 |  | 2017-06-21 15:19 | 2017-06-26 | ADVANCED CONSERVATION SYSTEMS INC | Retrofit | Lancaster | Los Angeles | 93534 | Host Customer is System Owner | 5 |  | 2001028F | SunEarth, Inc. | CASCADE | ECRD-48-80-2G | Indirect Forced Circulation (IF) | 49.48 |  | EC-24 / EC-24-0.75 | Automatic Drainback |  | Solar and Auxiliary Storage are the same Tank | 80 | 1 | 1 | 65 | Z14 | [18 empty] | City of Lancaster | FALSE | 70.69 |  | 2011-06-01: 2016-08-30; 2011-08-03: 2017-06-21; 2011-09-20: 2017-06-26 | 2664 | 10250 | Up-front Payment
SCG-006254 | Single Family Residential | Domestic Hot Water | Gas | Southern California Gas Company | Incentive:Paid | 9170 | 70 |  | 1 SCG | 131 |  | 131 |  | 2016-10-28 15:57 | 2016-12-21 | ADVANCED CONSERVATION SYSTEMS INC | Retrofit | Lancaster | Los Angeles | 93535 | Host Customer is System Owner | 5 |  | 30004089 | Solarhot | SolVelox Drainback | S-SV-DBUMA64-120G | Indirect Forced Circulation (IF) | 64 |  | SLAR-32 | Automatic Drainback |  | Solar Storage and Auxiliary Tanks are separate | 120 | 1 | 1 | 65 | Z14 | [18 empty] | City of Lancaster | FALSE | 78.24 |  | 2011-06-01: 2016-08-30; 2011-08-03: 2016-10-28; 2011-09-20: 2016-12-21 | 2860 | 10250 | Up-front Payment
SCG-006256 | Single Family Residential | Domestic Hot Water | Gas | Southern California Gas Company | Incentive:Paid | 9170 | 70 |  | 1 SCG | 131 |  | 131 |  | 2016-10-31 15:06 | 2017-01-13 | ADVANCED CONSERVATION SYSTEMS INC | Retrofit | Lancaster | Los Angeles | 93535 | Host Customer is System Owner | 5 |  | 30004089 | Solarhot | SolVelox Drainback | S-SV-DBUMA64-120G | Indirect Forced Circulation (IF) | 64 |  | SLAR-32 | Automatic Drainback |  | Solar Storage and Auxiliary Tanks are separate | 120 | 1 | 1 | 65 | Z14 | [18 empty] | City of Lancaster | FALSE | 78.24 |  | 2011-06-01: 2016-08-30; 2011-08-03: 2016-10-31; 2011-09-20: 2017-01-13 | 2837 | 10250 | Up-front Payment
SCG-006258 | Single Family Residential | Domestic Hot Water | Gas | Southern California Gas Company | Incentive:Paid | 9217 | 70 |  | 1 SCG | 140 |  | 132 |  | 2016-08-31 14:31 | 2016-09-01 | TITANIUM POWER INC | Retrofit | Los Angeles | Los Angeles | 90001 | Host Customer is System Owner | 6 |  | 2001001B | SunEarth, Inc. | SOLARAY | TE40C-80-2G | Indirect Forced Circulation (IF) | 40.86 |  | EC-40 / EC-40-0.75 | Glycol | Advanced Controller with a Vacation or Holiday Mode | Solar Storage and Auxiliary Tanks are separate | 80 | 0.99 | 0.95 | 75 | Z08 | [18 empty] | Los Angeles | FALSE | 66.14 |  | 2011-06-01: 2016-08-30; 2011-08-03: 2016-08-31; 2011-09-20: 2016-09-01 | 2942 | 9259 | Up-front Payment
SCG-006261 | Single Family Residential | Domestic Hot Water | Gas | Southern California Gas Company | Incentive:Paid | 10238 | 70 |  | 1 SCG | 166 |  | 166 |  | 2016-09-27 10:16 | 2016-10-07 | ENVIRONMENTAL SOLAR DESIGN INC | Retrofit | Los Angeles | Los Angeles | 90043 | Host Customer is System Owner | 4 |  | 2001001R | SunEarth, Inc. | SOLARAY | TE64P-120-2G | Indirect Forced Circulation (IF) | 65.67 |  | EP-32 / EP-32-0.75 | Glycol | Advanced Controller with a Vacation or Holiday Mode | Solar Storage and Auxiliary Tanks are separate | 120 | 1 | 1 | 55 | Z08 | [18 empty] | Los Angeles County | FALSE | 65.66 |  | 2011-06-01: 2016-08-31; 2011-08-03: 2016-09-27; 2011-09-20: 2016-10-07 | 2930 | 10900 | Up-front Payment
SCG-006262 | Single Family Residential | Domestic Hot Water | Gas | Southern California Gas Company | Incentive:Paid | 9730 | 70 |  | 1 SCG | 139 |  | 139 |  | 2017-06-30 08:02 | 2017-07-24 | ADVANCED CONSERVATION SYSTEMS INC | Retrofit | Mojave | Kern | 93501 | Host Customer is System Owner | 6 |  | 2001028E | SunEarth, Inc. | CASCADE | EPRD-48-80-2G | Indirect Forced Circulation (IF) | 49.3 |  | EP-24 / EP-24-0.75 | Automatic Drainback |  | Solar Storage and Auxiliary Tanks are separate | 80 | 1 | 1 | 75 | Z14 | [18 empty] | County of Kern | FALSE | 73.74 |  | 2011-06-01: 2016-08-31; 2011-08-03: 2017-06-30; 2011-09-20: 2017-07-24 | 2623 | 10250 | Up-front Payment
SCG-006273 | Single Family Residential | Domestic Hot Water | Gas | Southern California Gas Company | Incentive:Paid | 10150 | 70 |  | 1 SCG | 145 |  | 145 |  | 2016-10-17 13:48 | 2016-11-22 | MOHR POWER SOLAR INC | Retrofit | S Pasadena | Los Angeles | 91030 | Host Customer is System Owner | 6 |  | 2010143E | Solene | AURORA/AO SMITH | SLAR80DC-120HE-XG | Indirect Forced Circulation (IF) | 80 |  | SLAR-40 | Glycol | Advanced Controller with a Vacation or Holiday Mode | Solar Storage and Auxiliary Tanks are separate | 118.9 | 1 | 1 | 75 | Z09 | [18 empty] | City of South Pasadena | FALSE | 82.76 |  | 2011-06-01: 2016-08-31; 2011-08-03: 2016-10-17; 2011-09-20: 2016-11-22 | 2889 | 12000 | Up-front Payment
SCG-006275 | Single Family Residential | Domestic Hot Water | Gas | Southern California Gas Company | Incentive:Paid | 5501 | 70 |  | 1 SCG | 159 |  | 151 |  | 2016-10-17 11:41 | 2016-11-22 | ART CRAFT BUILDING CONSTRUCTION | Retrofit | Riverside | Riverside | 92504 | Host Customer is System Owner | 4 |  | 2010017C | Alternate Energy Technologies | EAGLESUN | DBS-G2-80-64 | Indirect Forced Circulation (IF) | 65.34 |  | MSC-32 | Automatic Drainback |  | Solar Storage and Auxiliary Tanks are separate | 80 | 1 | 0.95 | 55 | Z10 | [18 empty] | City of Riverside | FALSE | 34.6 |  | 2011-06-01: 2016-08-31; 2011-08-03: 2016-10-17; 2011-09-20: 2016-11-22 | 2888 | 5501.45 | Up-front Payment
SCG-006276 | Low Income Single Family Residential | Domestic Hot Water | Gas | Southern California Gas Company | Incentive:Paid | 4960 | 36.9 |  | 1 | 159 |  | 135 |  | 2016-09-26 15:52 | 2016-11-21 | ART CRAFT BUILDING CONSTRUCTION | Retrofit | Perris | Riverside | 92570 | Host Customer is System Owner | 2 |  | 2010017C | Alternate Energy Technologies | EAGLESUN | DBS-G2-80-64 | Indirect Forced Circulation (IF) | 65.34 |  | MSC-32 | Automatic Drainback | Drainback (Water) | Solar Storage with Tankless Auxiliary Water Heater | 80 | 1 | 0.85 | 35 | Z10 | [18 empty] | City of Perris | FALSE | 31.19 |  | 2011-06-01: 2016-08-31; 2011-08-03: 2016-09-26; 2011-09-20: 2016-11-21 | 2868 | 4959.84 | Up-front Payment
SCG-006277 | Single Family Residential | Domestic Hot Water | Gas | Southern California Gas Company | Incentive:Paid | 10150 | 70 |  | 1 SCG | 145 |  | 145 |  | 2017-06-22 14:16 | 2017-06-28 | ADVANCED CONSERVATION SYSTEMS INC | Retrofit | Palmdale | Los Angeles | 93551 | Host Customer is System Owner | 5 |  | 2001028F | SunEarth, Inc. | CASCADE | ECRD-48-80-2G | Indirect Forced Circulation (IF) | 49.48 |  | EC-24 / EC-24-0.75 | Automatic Drainback |  | Solar Storage and Auxiliary Tanks are separate | 80 | 1 | 1 | 65 | Z14 | [18 empty] | City of Palmdale | FALSE | 70.69 |  | 2011-06-01: 2016-08-31; 2011-08-03: 2017-06-22; 2011-09-20: 2017-06-28 | 2664 | 10250 | Up-front Payment
SCG-006278 | Single Family Residential | Domestic Hot Water | Gas | Southern California Gas Company | Incentive:Paid | 9001 | 70 |  | 1 SCG | 141 |  | 129 |  | 2016-09-01 14:38 | 2016-09-07 | TITANIUM POWER INC | Retrofit | San Fernando | Los Angeles | 91342 | Host Customer is System Owner | 6 |  | 2001001B | SunEarth, Inc. | SOLARAY | TE40C-80-2G | Indirect Forced Circulation (IF) | 40.86 |  | EC-40 / EC-40-0.75 | Glycol | Advanced Controller with a Vacation or Holiday Mode | Solar Storage and Auxiliary Tanks are separate | 80 | 0.96 | 0.95 | 75 | Z09 | [18 empty] | Los Angeles | FALSE | 64.25 |  | 2011-06-01: 2016-08-31; 2011-08-03: 2016-09-01; 2011-09-20: 2016-09-07 | 2950 | 9059 | Up-front Payment
SCG-006281 | Single Family Residential | Domestic Hot Water | Gas | Southern California Gas Company | Incentive:Paid | 9170 | 70 |  | 1 SCG | 131 |  | 131 |  | 2017-01-03 10:46 | 2017-04-03 | ADVANCED CONSERVATION SYSTEMS INC | Retrofit | Lancaster | Los Angeles | 93536 | Owner/Tenant | 5 |  | 30004089 | Solarhot | SolVelox Drainback | S-SV-DBUMA64-120G | Indirect Forced Circulation (IF) | 64 |  | SLAR-32 | Automatic Drainback |  | Solar Storage and Auxiliary Tanks are separate | 120 | 1 | 1 | 65 | Z14 | [18 empty] | City of Lancaster | FALSE | 78.24 |  | 2011-06-01: 2016-08-31; 2011-08-03: 2017-01-03; 2011-09-20: 2017-04-03 | 2756 | 10250 | Up-front Payment
SCG-006282 | Single Family Residential | Domestic Hot Water | Gas | Southern California Gas Company | Incentive:Paid | 9475 | 70 |  | 1 SCG | 141 |  | 135 |  | 2016-09-01 14:37 | 2016-09-20 | TITANIUM POWER INC | Retrofit | North Hollywood | Los Angeles | 91606 | Host Customer is System Owner | 5 |  | 2001001B | SunEarth, Inc. | SOLARAY | TE40C-80-2G | Indirect Forced Circulation (IF) | 40.86 |  | EC-40 / EC-40-0.75 | Glycol | Advanced Controller with a Vacation or Holiday Mode | Solar Storage and Auxiliary Tanks are separate | 80 | 0.96 | 1 | 65 | Z09 | [18 empty] | Los Angeles | FALSE | 67.79 |  | 2011-06-01: 2016-08-31; 2011-08-03: 2016-09-01; 2011-09-20: 2016-09-20 | 2951 | 9559 | Up-front Payment
SCG-006283 | Single Family Residential | Domestic Hot Water | Gas | Southern California Gas Company | Incentive:Paid | 9604 | 70 |  | 1 SCG | 140 |  | 137 |  | 2016-09-01 14:26 | 2016-09-06 | TITANIUM POWER INC | Retrofit | Los Angeles | Los Angeles | 90011 | Host Customer is System Owner | 5 |  | 2001001B | SunEarth, Inc. | SOLARAY | TE40C-80-2G | Indirect Forced Circulation (IF) | 40.86 |  | EC-40 / EC-40-0.75 | Glycol | Advanced Controller with a Vacation or Holiday Mode | Solar Storage and Auxiliary Tanks are separate | 80 | 0.98 | 1 | 65 | Z08 | [18 empty] | Los Angeles | FALSE | 68.99 |  | 2011-06-01: 2016-08-31; 2011-08-03: 2016-09-01; 2011-09-20: 2016-09-06 | 2959 | 9659 | Up-front Payment
SCG-006284 | Single Family Residential | Domestic Hot Water | Gas | Southern California Gas Company | Incentive:Paid | 9604 | 70 |  | 1 SCG | 140 |  | 137 |  | 2016-09-01 14:34 | 2016-09-06 | TITANIUM POWER INC | Retrofit | Los Angeles | Los Angeles | 90011 | Host Customer is System Owner | 5 |  | 2001001B | SunEarth, Inc. | SOLARAY | TE40C-80-2G | Indirect Forced Circulation (IF) | 40.86 |  | EC-40 / EC-40-0.75 | Glycol | Advanced Controller with a Vacation or Holiday Mode | Solar Storage and Auxiliary Tanks are separate | 80 | 0.98 | 1 | 65 | Z08 | [18 empty] | Los Angeles | FALSE | 69.17 |  | 2011-06-01: 2016-08-31; 2011-08-03: 2016-09-01; 2011-09-20: 2016-09-06 | 2942 | 9684 | Up-front Payment
SCG-006285 | Single Family Residential | Domestic Hot Water | Gas | Southern California Gas Company | Incentive:Paid | 8246 | 70 |  | 1 SCG | 124 |  | 118 |  | 2016-09-02 07:43 | 2016-09-08 | SUNLIGHT ENERGY SYSTEMS INC | Retrofit | NEWPORT BEACH | Orange | 92660 | Host Customer is System Owner | 3 |  | 2001028E | SunEarth, Inc. | CASCADE | EPRD-48-80-2G | Indirect Forced Circulation (IF) | 49.3 |  | EP-24 / EP-24-0.75 | Automatic Drainback |  | Solar Storage and Auxiliary Tanks are separate | 80 | 1 | 0.95 | 45 | Z06 | [18 empty] | NEWPORT BEACH | FALSE | 67.74 |  | 2011-06-01: 2016-08-31; 2011-08-03: 2016-09-02; 2011-09-20: 2016-09-08 | 2927 | 8400 | Up-front Payment
PGE-006286 | Low Income Single Family Residential | Domestic Hot Water | Gas | Pacific Gas and Electric | Incentive:Paid | 5161 | 36.9 |  | 1 | 149 |  | 149 |  | 2016-09-08 09:19 | 2016-09-30 | MERCED COUNTY COMMUNITY ACTION BOARD | Retrofit | MADERA | Madera | 93637 | Host Customer is System Owner | 1 |  | 2010017C | Alternate Energy Technologies | EAGLESUN | DBS-G2-80-64 | Indirect Forced Circulation (IF) | 65.34 |  | MSC-32 | Automatic Drainback | Drainback (Water) | Solar Storage and Auxiliary Tanks are separate | 80 | 1 | 1 | 20 | Z13 | [18 empty] | CITY OF MADERA | FALSE | 34.64 |  | 2016-09-01 | 2016-09-12 |  |  | 2016-09-08 | 2016-09-30 | 2917 | 5161.34 | Up-front Payment
SCG-006287 | Single Family Residential | Domestic Hot Water | Gas | Southern California Gas Company | Incentive:Paid | 10238 | 70 |  | 1 SCG | 156 |  | 156 |  | 2016-09-27 10:45 | 2016-10-11 | ALL VALLEY SOLAR INC | Retrofit | Rancho Palos Verde | Rancho Palos Verdes | 90275 | Host Customer is System Owner | 4 |  | 2001028H | SunEarth, Inc. | CASCADE | ECRD-64-80-2G | Indirect Forced Circulation (IF) | 65.67 |  | EC-32 / EC-32-0.75 | Automatic Drainback |  | Solar Storage and Auxiliary Tanks are separate | 80 | 1 | 1 | 55 | Z06 | [18 empty] | City of Rancho Palos Verdes | FALSE | 68.49 |  | 2011-06-01: 2016-09-01; 2011-08-03: 2016-09-27; 2011-09-20: 2016-10-11 | 2930 | 10685 | Up-front Payment
PGE-006289 | Single Family Residential | Domestic Hot Water | Gas | Pacific Gas and Electric | Incentive:Paid | 3686 | 29.85 |  | 1 | 130 |  | 124 |  | 2016-09-01 16:50 | 2016-09-08 | AZTEC SOLAR INC | Retrofit | SACRAMENTO | Sacramento | 95823 | Host Customer is System Owner | 10 |  | 2001001A | SunEarth, Inc. | SOLARAY | TE40P-80-2G | Indirect Forced Circulation (IF) | 40.9 |  | EP-40 / EP-40-0.75 | Glycol | Advanced Controller with a Vacation or Holiday Mode | Solar Storage and Auxiliary Tanks are separate | 80 | 1 | 0.95 | 115 | Z12 | [18 empty] | City of Sacramento | FALSE | 64.87 |  | 2016-09-01 | 2016-09-06 |  |  | 2016-09-01 | 2016-09-08 | 2951 | 8433.12 | Up-front Payment
SCG-006292 | Single Family Residential | Domestic Hot Water | Gas | Southern California Gas Company | Incentive:Paid | 9217 | 70 |  | 1 SCG | 140 |  | 132 |  | 2016-09-02 15:18 | 2016-09-09 | TITANIUM POWER INC | Retrofit | Los Angeles | Los Angeles | 90011 | Host Customer is System Owner | 5 |  | 2001001B | SunEarth, Inc. | SOLARAY | TE40C-80-2G | Indirect Forced Circulation (IF) | 40.86 |  | EC-40 / EC-40-0.75 | Glycol | Advanced Controller with a Vacation or Holiday Mode | Solar Storage and Auxiliary Tanks are separate | 80 | 0.99 | 0.95 | 65 | Z08 | [18 empty] | Los Angeles | FALSE | 66.14 |  | 2011-06-01: 2016-09-01; 2011-08-03: 2016-09-02; 2011-09-20: 2016-09-09 | 2924 | 9259 | Up-front Payment
SCG-006293 | Single Family Residential | Domestic Hot Water | Gas | Southern California Gas Company | Incentive:Paid | 9283 | 70 |  | 1 SCG | 141 |  | 133 |  | 2016-09-02 15:26 | 2016-09-09 | TITANIUM POWER INC | Retrofit | Pacoima | Los Angeles | 91331 | Host Customer is System Owner | 8 |  | 2001001B | SunEarth, Inc. | SOLARAY | TE40C-80-2G | Indirect Forced Circulation (IF) | 40.86 |  | EC-40 / EC-40-0.75 | Glycol | Advanced Controller with a Vacation or Holiday Mode | Solar Storage and Auxiliary Tanks are separate | 80 | 0.99 | 0.95 | 95 | Z09 | [18 empty] | Los Angeles | FALSE | 66.38 |  | 2011-06-01: 2016-09-01; 2011-08-03: 2016-09-02; 2011-09-20: 2016-09-09 | 2942 | 9359 | Up-front Payment
PGE-006294 | Low Income Single Family Residential | Domestic Hot Water | Gas | Pacific Gas and Electric | Incentive:Paid | 4819 | 36.9 |  | 1 | 147 |  | 147 |  | 2016-10-27 08:45 | 2016-11-07 | MERCED COUNTY COMMUNITY ACTION BOARD | Retrofit | ATWATER | Merced | 95301 | Host Customer is System Owner | 4 |  | 2010017C | Alternate Energy Technologies | EAGLESUN | DBS-G2-80-64 | Indirect Forced Circulation (IF) | 65.34 |  | MSC-32 | Automatic Drainback |  | Solar Storage and Auxiliary Tanks are separate | 80 | 1 | 1 | 55 | Z12 | [18 empty] | CITY OF ATWATER | FALSE | 32.78 |  | 2016-09-01 | 2016-11-02 |  |  | 2016-10-27 | 2016-11-07 | 2888 | 4819.39 | Up-front Payment
SCG-006295 | Single Family Residential | Domestic Hot Water | Gas | Southern California Gas Company | Incentive:Paid | 9506 | 70 |  | 1 SCG | 140 |  | 136 |  | 2016-09-09 12:04 | 2016-09-13 | TITANIUM POWER INC | Retrofit | Los Angeles | Los Angeles | 90011 | Host Customer is System Owner | 4 |  | 2001001B | SunEarth, Inc. | SOLARAY | TE40C-80-2G | Indirect Forced Circulation (IF) | 40.86 |  | EC-40 / EC-40-0.75 | Glycol | Advanced Controller with a Vacation or Holiday Mode | Solar Storage and Auxiliary Tanks are separate | 80 | 0.97 | 1 | 55 | Z08 | [18 empty] | Los Angeles | FALSE | 68.28 |  | 2011-06-01: 2016-09-01; 2011-08-03: 2016-09-09; 2011-09-20: 2016-09-13 | 2955 | 9559 | Up-front Payment
SCG-006296 | Single Family Residential | Domestic Hot Water | Gas | Southern California Gas Company | Incentive:Paid | 9702 | 70 |  | 1 SCG | 140 |  | 139 |  | 2016-09-09 12:03 | 2016-09-13 | TITANIUM POWER INC | Retrofit | Los Angeles | Los Angeles | 90011 | Owner/Tenant | 6 |  | 2001001B | SunEarth, Inc. | SOLARAY | TE40C-80-2G | Indirect Forced Circulation (IF) | 40.86 |  | EC-40 / EC-40-0.75 | Glycol | Advanced Controller with a Vacation or Holiday Mode | Solar Storage and Auxiliary Tanks are separate | 80 | 0.99 | 1 | 75 | Z08 | [18 empty] | Los Angeles | FALSE | 69.71 |  | 2011-06-01: 2016-09-01; 2011-08-03: 2016-09-09; 2011-09-20: 2016-09-13 | 2955 | 9759 | Up-front Payment
SCG-006298 | Single Family Residential | Domestic Hot Water | Gas | Southern California Gas Company | Incentive:Paid | 9310 | 70 |  | 1 SCG | 133 |  | 133 |  | 2016-09-08 14:25 | 2016-09-12 | EVOLUTION ENERGY SOLUTIONS L L C | Retrofit | Los Angeles | Los Angeles | 90018 | Host Customer is System Owner | 6 |  | 2001001A | SunEarth, Inc. | SOLARAY | TE40P-80-2G | Indirect Forced Circulation (IF) | 40.9 |  | EP-40 / EP-40-0.75 | Glycol | Advanced Controller with a Vacation or Holiday Mode | Solar Storage and Auxiliary Tanks are separate | 80 | 1 | 1 | 75 | Z08 | [18 empty] | Los Angeles | FALSE | 70.53 |  | 2011-06-01: 2016-09-01; 2011-08-03: 2016-09-08; 2011-09-20: 2016-09-12 | 2962 | 9380 | Up-front Payment
SCG-006299 | Single Family Residential | Domestic Hot Water | Gas | Southern California Gas Company | Incentive:Paid | 9842 | 70 |  | 1 SCG | 148 |  | 141 |  | 2016-09-13 17:46 | 2016-09-15 | SUNLIGHT ENERGY SYSTEMS INC | Retrofit | HUNTINGTON BEACH | Orange | 92646 | Host Customer is System Owner | 3 |  | 2001028G | SunEarth, Inc. | CASCADE | EPRD-64-80-2G | Indirect Forced Circulation (IF) | 65.67 |  | EP-32 / EP-32-0.75 | Automatic Drainback | Drainback (Water) | Solar Storage and Auxiliary Tanks are separate | 80 | 1 | 0.95 | 45 | Z06 | [18 empty] | HUNTINGTON BEACH | FALSE | 67.18 |  | 2011-06-01: 2016-09-02; 2011-08-03: 2016-09-13; 2011-09-20: 2016-09-15 | 2952 | 9942 | Up-front Payment
SCG-006301 | Single Family Residential | Domestic Hot Water | Gas | Southern California Gas Company | Incentive:Paid | 9800 | 70 |  | 1 SCG | 140 |  | 140 |  | 2017-01-19 12:28 | 2017-04-04 | ADVANCED CONSERVATION SYSTEMS INC | Retrofit | Palmdale | Los Angeles | 93551 | Owner/Tenant | 5 |  | 30004217 | Solene | SOLENE DRAINBACK | SLAR64DC-75DB-G | Indirect Forced Circulation (IF) | 64 |  | SLAR-32 | Automatic Drainback |  | Solar and Auxiliary Storage are the same Tank | 75 | 1 | 1 | 65 | Z14 | [18 empty] | City of Palmdale | FALSE | 73.21 |  | 2011-06-01: 2016-09-02; 2011-08-03: 2017-01-19; 2011-09-20: 2017-04-04 | 2747 | 10250 | Up-front Payment
SCG-006304 | Single Family Residential | Domestic Hot Water | Gas | Southern California Gas Company | Incentive:Paid | 9673 | 70 |  | 1 SCG | 141 |  | 138 |  | 2016-09-06 15:01 | 2016-09-12 | TITANIUM POWER INC | Retrofit | Pacoima | Los Angeles | 91331 | Host Customer is System Owner | 6 |  | 2001001B | SunEarth, Inc. | SOLARAY | TE40C-80-2G | Indirect Forced Circulation (IF) | 40.86 |  | EC-40 / EC-40-0.75 | Glycol | Advanced Controller with a Vacation or Holiday Mode | Solar Storage and Auxiliary Tanks are separate | 80 | 0.98 | 1 | 75 | Z09 | [18 empty] | Los Angeles | FALSE | 69.21 |  | 2011-06-01: 2016-09-02; 2011-08-03: 2016-09-06; 2011-09-20: 2016-09-12 | 2959 | 9759 | Up-front Payment
SCG-006305 | Single Family Residential | Domestic Hot Water | Gas | Southern California Gas Company | Incentive:Paid | 10238 | 70 |  | 1 SCG | 147 |  | 147 |  | 2016-09-06 10:14 | 2016-09-20 | SUNTREK INDUSTRIES INC | Retrofit | Palm Desert | Riverside | 92260 | Host Customer is System Owner | 4 |  | 2001001B | SunEarth, Inc. | SOLARAY | TE40C-80-2G | Indirect Forced Circulation (IF) | 40.86 |  | EC-40 / EC-40-0.75 | Glycol | Advanced Controller with a Vacation or Holiday Mode | Solar Storage and Auxiliary Tanks are separate | 80 | 1 | 1 | 55 | Z15 | [18 empty] | Palm Desert | FALSE | 69.73 |  | 2011-06-01: 2016-09-02; 2011-08-03: 2016-09-06; 2011-09-20: 2016-09-20 | 2951 | 10250 | Up-front Payment
PGE-006306 | Low Income Single Family Residential | Domestic Hot Water | Gas | Pacific Gas and Electric | Incentive:Paid | 4851 | 36.9 |  | 1 | 147 |  | 147 |  | 2016-09-08 09:35 | 2016-10-03 | MERCED COUNTY COMMUNITY ACTION BOARD | Retrofit | MERCED | Merced | 95341 | Host Customer is System Owner | 7 |  | 2010017C | Alternate Energy Technologies | EAGLESUN | DBS-G2-80-64 | Indirect Forced Circulation (IF) | 65.34 |  | MSC-32 | Automatic Drainback |  | Solar Storage and Auxiliary Tanks are separate | 80 | 1 | 1 | 85 | Z12 | [18 empty] | CITY OF MERCED | FALSE | 33 |  | 2016-09-02 | 2016-09-12 |  |  | 2016-09-08 | 2016-10-03 | 2917 | 4851.71 | Up-front Payment
SCG-006307 | Single Family Residential | Domestic Hot Water | Gas | Southern California Gas Company | Incentive:Paid | 9771 | 70 |  | 1 SCG | 141 |  | 140 |  | 2016-09-06 14:58 | 2016-09-08 | TITANIUM POWER INC | Retrofit | Pacoima | Los Angeles | 91331 | Host Customer is System Owner | 5 |  | 2001001B | SunEarth, Inc. | SOLARAY | TE40C-80-2G | Indirect Forced Circulation (IF) | 40.86 |  | EC-40 / EC-40-0.75 | Glycol | Advanced Controller with a Vacation or Holiday Mode | Solar Storage and Auxiliary Tanks are separate | 80 | 0.99 | 1 | 65 | Z09 | [18 empty] | Los Angeles | FALSE | 69.92 |  | 2011-06-01: 2016-09-02; 2011-08-03: 2016-09-06; 2011-09-20: 2016-09-08 | 2927 | 9859 | Up-front Payment
SCG-006310 | Single Family Residential | Domestic Hot Water | Gas | Southern California Gas Company | Incentive:Paid | 9632 | 70 |  | 1 SCG | 164 |  | 157 |  | 2016-10-15 18:58 | 2016-11-22 | TENCO SOLAR | Retrofit | Riverside | Riverside | 92504 | Host Customer is System Owner | 6 |  | 2001001E | SunEarth, Inc. | SOLARAY | TE64P-80-2G | Indirect Forced Circulation (IF) | 65.67 |  | EP-32 / EP-32-0.75 | Glycol | Advanced Controller with a Vacation or Holiday Mode | Solar Storage and Auxiliary Tanks are separate | 80 | 0.96 | 1 | 75 | Z10 | [18 empty] | County Of Riverside | FALSE | 58.73 |  | 2011-06-01: 2016-09-05; 2011-08-03: 2016-10-15; 2011-09-20: 2016-11-22 | 2886 | 9632 | Up-front Payment
SCG-006311 | Single Family Residential | Domestic Hot Water | Gas | Southern California Gas Company | Incentive:Paid | 10238 | 70 |  | 1 SCG | 168 |  | 158 |  | 2016-11-01 13:56 | 2017-01-05 | TENCO SOLAR | Retrofit | La Habra Heights | Los Angeles | 90631 | Host Customer is System Owner | 5 |  | 2001001E | SunEarth, Inc. | SOLARAY | TE64P-80-2G | Indirect Forced Circulation (IF) | 65.67 |  | EP-32 / EP-32-0.75 | Glycol | Advanced Controller with a Vacation or Holiday Mode | Solar Storage and Auxiliary Tanks are separate | 80 | 0.99 | 0.95 | 65 | Z08 | [18 empty] | la Habra Heights | FALSE | 65 |  | 2011-06-01: 2016-09-05; 2011-08-03: 2016-11-01; 2011-09-20: 2017-01-05 | 2839 | 10920 | Up-front Payment
SCG-006313 | Single Family Residential | Domestic Hot Water | Gas | Southern California Gas Company | Incentive:Paid | 10238 | 70 |  | 1 SCG | 164 |  | 154 |  | 2016-11-18 17:26 | 2017-01-31 | TENCO SOLAR | Retrofit | Redlands | San Bernardino | 92373 | Host Customer is System Owner | 4 |  | 2001001E | SunEarth, Inc. | SOLARAY | TE64P-80-2G | Indirect Forced Circulation (IF) | 65.67 |  | EP-32 / EP-32-0.75 | Glycol | Advanced Controller with a Vacation or Holiday Mode | Solar Storage and Auxiliary Tanks are separate | 80 | 0.94 | 1 | 55 | Z10 | [18 empty] | City Of Redlands | FALSE | 64.49 |  | 2011-06-01: 2016-09-05; 2011-08-03: 2016-11-18; 2011-09-20: 2017-01-31 | 2825 | 10577 | Up-front Payment
SCG-006314 | Single Family Residential | Domestic Hot Water | Gas | Southern California Gas Company | Incentive:Paid | 9632 | 70 |  | 1 SCG | 164 |  | 164 |  | 2017-01-03 10:56 | 2017-04-03 | TENCO SOLAR | Retrofit | Ontario | Riverside | 91764 | Host Customer is System Owner | 4 |  | 2001001E | SunEarth, Inc. | SOLARAY | TE64P-80-2G | Indirect Forced Circulation (IF) | 65.67 |  | EP-32 / EP-32-0.75 | Glycol | Advanced Controller with a Vacation or Holiday Mode | Solar Storage and Auxiliary Tanks are separate | 80 | 1 | 1 | 55 | Z10 | [18 empty] | city of Ontario | FALSE | 58.73 |  | 2011-06-01: 2016-09-05; 2011-08-03: 2017-01-03; 2011-09-20: 2017-04-03 | 2754 | 9632 | Up-front Payment
SCG-006315 | Single Family Residential | Domestic Hot Water | Gas | Southern California Gas Company | Incentive:Paid | 10238 | 70 |  | 1 SCG | 164 |  | 156 |  | 2016-11-28 17:08 | 2017-03-10 | TENCO SOLAR | Retrofit | Riverside | Riverside | 92506 | Host Customer is System Owner | 4 |  | 2001001E | SunEarth, Inc. | SOLARAY | TE64P-80-2G | Indirect Forced Circulation (IF) | 65.67 |  | EP-32 / EP-32-0.75 | Glycol | Advanced Controller with a Vacation or Holiday Mode | Solar Storage and Auxiliary Tanks are separate | 80 | 1 | 0.95 | 55 | Z10 | [18 empty] | city of Riverside | FALSE | 66.59 |  | 2011-06-01: 2016-09-05; 2011-08-03: 2016-11-28; 2011-09-20: 2017-03-10 | 2777 | 10920 | Up-front Payment
SCG-006316 | Single Family Residential | Domestic Hot Water | Gas | Southern California Gas Company | Incentive:Paid | 9520 | 70 |  | 1 SCG | 160 |  | 136 |  | 2016-10-25 22:38 | 2017-01-05 | TENCO SOLAR | Retrofit | Seal Beach | Los Angeles | 90740 | Host Customer is System Owner | 4 |  | 2001001E | SunEarth, Inc. | SOLARAY | TE64P-80-2G | Indirect Forced Circulation (IF) | 65.67 |  | EP-32 / EP-32-0.75 | Glycol | Advanced Controller with a Vacation or Holiday Mode | Solar Storage and Auxiliary Tanks are separate | 80 | 1 | 0.85 | 55 | Z06 | [18 empty] | city of Seal Beach | FALSE | 61.98 |  | 2011-06-01: 2016-09-05; 2011-08-03: 2016-10-25; 2011-09-20: 2017-01-05 | 2839 | 9916 | Up-front Payment
SCG-006317 | Commercial Pools | Pool Heating | Gas | Southern California Gas Company | Incentive:Canceled | 3312 | 5 |  | 1 | 690 |  | 662 |  | 2017-03-24 14:00 | 2017-07-17 | TENCO SOLAR | Retrofit | Torrance | Los Angeles | 90502 | Host Customer is System Owner | [7 empty] | 448 | 44.8 |  | Drainback |  |  |  | 0.96 | 1 |  | Z06 |  |  |  | 16204-12 | 10 | 1 | [5 empty] | FALSE | [7 empty] | FALSE | 13.06 |  | 2016-09-05 | 2017-07-11 | 2017-03-24 | 2017-07-17 |  |  | 2658 | 9013.5 | Up-front Payment
SCG-006318 | Single Family Residential | Domestic Hot Water | Gas | Southern California Gas Company | Incentive:Paid | 10077 | 70 |  | 1 SCG | 164 |  | 161 |  | 2016-10-05 12:31 | 2016-11-09 | TENCO SOLAR | Retrofit | Redlands | San Bernadino | 92373 | Host Customer is System Owner | 4 |  | 2001001E | SunEarth, Inc. | SOLARAY | TE64P-80-2G | Indirect Forced Circulation (IF) | 65.67 |  | EP-32 / EP-32-0.75 | Glycol | Advanced Controller with a Vacation or Holiday Mode | Solar Storage and Auxiliary Tanks are separate | 80 | 0.98 | 1 | 55 | Z10 | [18 empty] | City Or Redlands | FALSE | 61.45 |  | 2011-06-01: 2016-09-05; 2011-08-03: 2016-10-05; 2011-09-20: 2016-11-09 | 2902 | 10077 | Up-front Payment
SCG-006319 | Single Family Residential | Domestic Hot Water | Gas | Southern California Gas Company | Incentive:Paid | 9931 | 70 |  | 1 SCG | 168 |  | 168 |  | 2016-12-14 22:09 | 2017-03-17 | TENCO SOLAR | Retrofit | Santa Ana | Orange | 92706 | Host Customer is System Owner | 4 |  | 2001001E | SunEarth, Inc. | SOLARAY | TE64P-80-2G | Indirect Forced Circulation (IF) | 65.67 |  | EP-32 / EP-32-0.75 | Glycol | Advanced Controller with a Vacation or Holiday Mode | Solar Storage and Auxiliary Tanks are separate | 80 | 1 | 1 | 55 | Z08 | [18 empty] | City of Santa Ana | FALSE | 59.11 |  | 2011-06-01: 2016-09-05; 2011-08-03: 2016-12-14; 2011-09-20: 2017-03-17 | 2775 | 9931 | Up-front Payment
SCG-006320 | Single Family Residential | Domestic Hot Water | Gas | Southern California Gas Company | Incentive:Paid | 10238 | 70 |  | 1 SCG | 162 |  | 162 |  | 2016-10-31 06:59 | 2016-12-21 | ALL VALLEY SOLAR INC | Retrofit | Pasadena | Pasadena | 91103 | Host Customer is System Owner | 4 |  | 2001028H | SunEarth, Inc. | CASCADE | ECRD-64-80-2G | Indirect Forced Circulation (IF) | 65.67 |  | EC-32 / EC-32-0.75 | Automatic Drainback |  | Solar Storage and Auxiliary Tanks are separate | 80 | 1 | 1 | 55 | Z09 | [18 empty] | Pasadena | FALSE | 65.19 |  | 2011-06-01: 2016-09-06; 2011-08-03: 2016-10-31; 2011-09-20: 2016-12-21 | 2860 | 10560 | Up-front Payment
SCG-006321 | Low Income Multifamily Residential | Domestic Hot Water | Gas | Southern California Gas Company | Incentive:Paid | 51697 | 24.89 |  | 1 | 2077 |  | 2077 |  | 2016-10-26 10:59 | 2016-11-21 | CALIFORNIA SOLAR INTEGRATORS INC | New Construction | Los Angeles | Los Angeles | 90026 | Host Customer is System Owner | [7 empty] | 491.4 | 40.95 |  | Glycol | Steam Back | Solar Storage and Auxiliary Tanks are separate |  | 1 | 1 | 2584 | Z09 | 68 | Units | Apartments/Condos | TRB-40 | 12 | 1 | 800 | 1 | 1438 | 1 | 798000 | TRUE | 120 | 140 |  | SunEarth - SETR A503 TTR U + VFS 10-200 |  | SunEarth - SETR A503 TTR U + VFS 10-200 | City of Los Angeles | FALSE | 55.37 |  | 2016-10-04 |  | 2016-10-26 | 2016-11-21 | 2018-06-04 | 2018-06-22 | 2302 | 115000 | Up-front Payment
SCG-006322 | Low Income Multifamily Residential | Domestic Hot Water | Gas | Southern California Gas Company | Incentive:Paid | 43060 | 24.89 |  | 1 | 1730 |  | 1730 |  | 2016-10-26 10:58 | 2016-11-04 | CALIFORNIA SOLAR INTEGRATORS INC | New Construction | Los Angeles | Los Angeles | 90026 | Host Customer is System Owner | [7 empty] | 409.5 | 40.95 |  | Glycol | Steam Back | Solar Storage and Auxiliary Tanks are separate |  | 1 | 1 | 2166 | Z09 | 57 | Units | Apartments/Condos | TRB-40 | 10 | 1 | 650 | 1 | 1017 | 1 | 600000 | TRUE | 120 | 140 |  |  |  |  | City of Los Angeles | FALSE | 57.8 |  | 2016-10-04 |  | 2016-10-26 | 2016-11-04 | 2018-06-04 | 2018-06-22 | 2302 | 100000 | Up-front Payment
SCG-006323 | Single Family Residential | Domestic Hot Water | Gas | Southern California Gas Company | Incentive:Paid | 10220 | 70 |  | 1 SCG | 146 |  | 146 |  | 2017-02-27 10:49 | 2017-05-16 | THE SOLAR ENERGY COMPANY INC | Retrofit | Santa Barbara | Santa Barbara | 93111 | Host Customer is System Owner | 4 |  | 2001001D | SunEarth, Inc. | SOLARAY | TE48C-80-2G | Indirect Forced Circulation (IF) | 49.48 |  | EC-24 / EC-24-0.75 | Glycol | Advanced Controller with a Vacation or Holiday Mode | Solar Storage and Auxiliary Tanks are separate | 80 | 1 | 1 | 55 | Z06 | [18 empty] | County of Santa Barbara | FALSE | 70 |  | 2011-06-01: 2016-09-06; 2011-08-03: 2017-02-27; 2011-09-20: 2017-05-16 | 2713 | 10220 | Up-front Payment
SCG-006324 | Single Family Residential | Domestic Hot Water | Gas | Southern California Gas Company | Incentive:Paid | 10220 | 70 |  | 1 SCG | 146 |  | 146 |  | 2016-12-13 10:07 | 2017-05-08 | FEREIDOUN TAHMASBI | Retrofit | Encino | Los Angeles | 91436 | Host Customer is System Owner | 5 |  | 2001001C | SunEarth, Inc. | SOLARAY | TE48P-80-2G | Indirect Forced Circulation (IF) | 49.3 |  | EP-24 / EP-24-0.75 | Glycol | Steam Back | Solar Storage and Auxiliary Tanks are separate | 80 | 1 | 1 | 65 | Z09 | [18 empty] | Encino | FALSE | 70.07 |  | 2011-06-01: 2016-09-06; 2011-08-03: 2016-12-13; 2011-09-20: 2017-05-08 | 2722 | 10230 | Up-front Payment
SCG-006325 | Single Family Residential | Domestic Hot Water | Gas | Southern California Gas Company | Incentive:Paid | 10220 | 70 |  | 1 SCG | 146 |  | 146 |  | 2016-09-08 13:04 | 2016-10-13 | FEREIDOUN TAHMASBI | Retrofit | Reseda | Los Angeles | 91335 | Host Customer is System Owner | 5 |  | 2001001C | SunEarth, Inc. | SOLARAY | TE48P-80-2G | Indirect Forced Circulation (IF) | 49.3 |  | EP-24 / EP-24-0.75 | Glycol | Steam Back | Solar Storage and Auxiliary Tanks are separate | 80 | 1 | 1 | 65 | Z09 | [18 empty] | City of Los Angeles | FALSE | 70.07 |  | 2016-09-06 | 2016-10-03 |  |  | 2016-09-08 | 2016-10-13 | 2924 | 10230 | Up-front Payment
SCG-006326 | Single Family Residential | Domestic Hot Water | Gas | Southern California Gas Company | Incentive:Canceled | 10220 | 70 |  | 1 SCG | 146 |  | 146 |  | 2016-09-08 12:57 |  | FEREIDOUN TAHMASBI | Retrofit | Encino | Los Angeles | 91436 | Host Customer is System Owner | 5 |  | 2001001C | SunEarth, Inc. | SOLARAY | TE48P-80-2G | Indirect Forced Circulation (IF) | 49.3 |  | EP-24 / EP-24-0.75 | Glycol | Steam Back | Solar Storage and Auxiliary Tanks are separate | 80 | 1 | 1 | 65 | Z09 | [18 empty] | Encino | FALSE | 79.51 |  | 2011-06-01: 2016-09-06; 2011-06-21: 2016-09-14; 2011-08-03: 2016-09-08 | 2964 | 11609 | Up-front Payment
SCG-006327 | Single Family Residential | Domestic Hot Water | Gas | Southern California Gas Company | Incentive:Paid | 10238 | 70 |  | 1 SCG | 162 |  | 162 |  | 2016-10-24 14:03 | 2016-12-08 | SOL RELIABLE INC | Retrofit | sun valley | Los Angeles | 91352 | Host Customer is System Owner | 5 |  | 2009036H | Heliodyne, Inc. | HELIOPAK | HPAK 016 2 406 G 80 ACD Z | Indirect Forced Circulation (IF) | 53.88 |  | 406 001 | Forced Circulation |  | Solar Storage and Auxiliary Tanks are separate | 80 | 1 | 1 | 65 | Z09 | [18 empty] | LADBS | FALSE | 92.59 |  | 2011-06-01: 2016-09-06; 2011-08-03: 2016-10-24; 2011-09-20: 2016-12-08 | 2875 | 14999 | Up-front Payment
SCG-006328 | Single Family Residential | Domestic Hot Water | Gas | Southern California Gas Company | Incentive:Paid | 10220 | 70 |  | 1 SCG | 154 |  | 154 |  | 2017-01-12 09:27 | 2017-04-04 | THE SOLAR ENERGY COMPANY INC | Retrofit | Thousand Oaks | Thousand Oaks | 91362 | Host Customer is System Owner | 4 |  | 2001001D | SunEarth, Inc. | SOLARAY | TE48C-80-2G | Indirect Forced Circulation (IF) | 49.48 |  | EC-24 / EC-24-0.75 | Glycol | Advanced Controller with a Vacation or Holiday Mode | Solar Storage and Auxiliary Tanks are separate | 80 | 1 | 1 | 55 | Z09 | [18 empty] | City of Thousand Oaks | FALSE | 66.36 |  | 2011-06-01: 2016-09-06; 2011-08-03: 2017-01-12; 2011-09-20: 2017-04-04 | 2754 | 10220 | Up-front Payment
SCG-006329 | Single Family Residential | Domestic Hot Water | Gas | Southern California Gas Company | Incentive:Canceled | 10220 | 25.37 |  | 2 | 146 |  | 146 |  |  |  | FEREIDOUN TAHMASBI | Retrofit | Encino | Los Angeles | 91436 | Host Customer is System Owner | 5 |  | 2001001C | SunEarth, Inc. | SOLARAY | TE48P-80-2G | Indirect Forced Circulation (IF) | 49.3 |  | EP-24 / EP-24-0.75 | Glycol | Steam Back | Solar Storage and Auxiliary Tanks are separate | 80 | 1 | 1 | 65 | Z09 | [18 empty] | Encino | FALSE | 79.51 |  | 2011-06-01: 2016-09-06; 2011-06-21: 2016-09-14 | 2964 | 11609 | Up-front Payment
SCG-006330 | Single Family Residential | Domestic Hot Water | Gas | Southern California Gas Company | Incentive:Paid | 10238 | 70 |  | 1 SCG | 167 |  | 159 |  | 2016-09-20 10:29 | 2016-09-30 | ENVIRONMENTAL SOLAR DESIGN INC | Retrofit | Encino | Los Angeles | 91436 | Host Customer is System Owner | 5 |  | 2001001R | SunEarth, Inc. | SOLARAY | TE64P-120-2G | Indirect Forced Circulation (IF) | 65.67 |  | EP-32 / EP-32-0.75 |  |  | Solar Storage and Auxiliary Tanks are separate | 120 | 1 | 0.95 | 65 | Z09 | [18 empty] | City of Los Angeles | FALSE | 65.15 |  | 2011-06-01: 2016-09-06; 2011-08-03: 2016-09-20; 2011-09-20: 2016-09-30 | 2941 | 10880 | Up-front Payment
SCG-006331 | Single Family Residential | Domestic Hot Water | Gas | Southern California Gas Company | Incentive:Paid | 9604 | 70 |  | 1 SCG | 140 |  | 137 |  | 2016-09-07 13:47 | 2016-09-08 | TITANIUM POWER INC | Retrofit | Los Angeles | Los Angeles | 90016 | Host Customer is System Owner | 5 |  | 2001001B | SunEarth, Inc. | SOLARAY | TE40C-80-2G | Indirect Forced Circulation (IF) | 40.86 |  | EC-40 / EC-40-0.75 | Glycol | Advanced Controller with a Vacation or Holiday Mode | Solar Storage and Auxiliary Tanks are separate | 80 | 0.98 | 1 | 65 | Z08 | [18 empty] | Los Angeles | FALSE | 68.99 |  | 2011-06-01: 2016-09-06; 2011-08-03: 2016-09-07; 2011-09-20: 2016-09-08 | 2959 | 9659 | Up-front Payment
PGE-006332 | Commercial/Multifamily Residential | Domestic Hot Water | Gas | Pacific Gas and Electric | Incentive:Paid | 5351 | 20.19 |  | 1 | 279 |  | 265 |  | 2016-09-29 12:24 | 2016-10-05 | OXYPOWER INC | Retrofit | SAN FRANCISCO | San Francisco | 94103 | Host Customer is System Owner | [7 empty] | 80.34 | 40.17 |  | Glycol | Pressure Stagnation Protection (PSP) | Solar Storage and Auxiliary Tanks are separate |  | 0.95 | 1 | 210 | Z03 | 5 | Units | Apartments/Condos | 2010115A | 2 | 1 | 119 | 1 | 50 | 1 | 36000 | TRUE | 130 | 130 |  |  |  |  | San Francisco | FALSE | 49.46 |  | 2016-09-06 |  | 2016-09-29 | 2016-10-05 | 2017-02-14 | 2017-02-16 | 2770 | 13800 | Up-front Payment
SCG-006333 | Single Family Residential | Domestic Hot Water | Gas | Southern California Gas Company | Incentive:Paid | 9702 | 70 |  | 1 SCG | 140 |  | 139 |  | 2016-09-07 13:39 | 2016-09-08 | TITANIUM POWER INC | Retrofit | Los Angeles | Los Angeles | 90016 | Host Customer is System Owner | 5 |  | 2001001B | SunEarth, Inc. | SOLARAY | TE40C-80-2G | Indirect Forced Circulation (IF) | 40.86 |  | EC-40 / EC-40-0.75 | Glycol | Advanced Controller with a Vacation or Holiday Mode | Solar Storage and Auxiliary Tanks are separate | 80 | 0.99 | 1 | 65 | Z08 | [18 empty] | Los Angeles | FALSE | 69.89 |  | 2011-06-01: 2016-09-06; 2011-08-03: 2016-09-07; 2011-09-20: 2016-09-08 | 2959 | 9784 | Up-front Payment
SCG-006334 | Single Family Residential | Domestic Hot Water | Gas | Southern California Gas Company | Incentive:Paid | 9310 | 70 |  | 1 SCG | 133 |  | 133 |  | 2016-09-19 15:26 | 2016-10-07 | EVOLUTION ENERGY SOLUTIONS L L C | Retrofit | Los Angeles | Los Angeles | 90047 | Host Customer is System Owner | 5 |  | 2001001A | SunEarth, Inc. | SOLARAY | TE40P-80-2G | Indirect Forced Circulation (IF) | 40.9 |  | EP-40 / EP-40-0.75 | Glycol | Advanced Controller with a Vacation or Holiday Mode | Solar Storage and Auxiliary Tanks are separate | 80 | 1 | 1 | 65 | Z08 | [18 empty] | Los Angeles | FALSE | 70.53 |  | 2011-06-01: 2016-09-07; 2011-08-03: 2016-09-19; 2011-09-20: 2016-10-07 | 2928 | 9380 | Up-front Payment
SCG-006335 | Single Family Residential | Domestic Hot Water | Gas | Southern California Gas Company | Incentive:Paid | 7914 | 70 |  | 1 SCG | 133 |  | 113 |  | 2016-09-16 15:22 | 2016-09-28 | EVOLUTION ENERGY SOLUTIONS L L C | Retrofit | Los Angeles | Los Angeles | 90062 | Host Customer is System Owner | 4 |  | 2001001A | SunEarth, Inc. | SOLARAY | TE40P-80-2G | Indirect Forced Circulation (IF) | 40.9 |  | EP-40 / EP-40-0.75 | Glycol | Advanced Controller with a Vacation or Holiday Mode | Solar Storage and Auxiliary Tanks are separate | 80 | 1 | 0.85 | 55 | Z08 | [18 empty] | Los Angeles | FALSE | 70.53 |  | 2011-06-01: 2016-09-07; 2011-08-03: 2016-09-16; 2011-09-20: 2016-09-28 | 2941 | 9380 | Up-front Payment
SCG-006336 | Commercial Pools | Pool Heating | Gas | Southern California Gas Company | Incentive:Paid | 27825 | 5 |  | 1 | 5565 |  | 5565 |  | 2017-03-07 16:06 | 2017-03-31 | REVCO SOLAR ENGINEERING INC | New Construction | Anaheim | Orange | 92802 | Host Customer is System Owner | [7 empty] | 2235.999 | 36.065 |  | Drainback |  |  |  | 1 | 1 |  | Z08 |  |  |  | 10001888 | 62 | 1 | [5 empty] | FALSE |  |  |  | SunEarth - SETR A503 TTR U + VFS 20-400 |  | SunEarth - SETR A503 TTR U + VFS 20-400 | Anaheim, CA | FALSE | 10.13 |  | 2016-09-07 |  | 2017-03-07 | 2017-03-31 | 2017-04-12 | 2017-05-08 | 2661 | 56390 | Up-front Payment
SCG-006337 | Single Family Residential | Domestic Hot Water | Gas | Southern California Gas Company | Incentive:Paid | 9380 | 70 |  | 1 SCG | 134 |  | 134 |  | 2016-09-09 15:18 | 2016-09-13 | ENVIRONMENTAL SOLAR DESIGN INC | Retrofit | Encino | Encino | 91436 | Host Customer is System Owner | 3 |  | 2001001A | SunEarth, Inc. | SOLARAY | TE40P-80-2G | Indirect Forced Circulation (IF) | 40.9 |  | EP-40 / EP-40-0.75 | Glycol | Advanced Controller with a Vacation or Holiday Mode | Solar Storage and Auxiliary Tanks are separate | 80 | 1 | 1 | 45 | Z09 | [18 empty] | City of Los Angeles | FALSE | 70 |  | 2011-06-01: 2016-09-07; 2011-08-03: 2016-09-09; 2011-09-20: 2016-09-13 | 2962 | 9380 | Up-front Payment
SCG-006338 | Single Family Residential | Domestic Hot Water | Gas | Southern California Gas Company | Incentive:Paid | 9940 | 70 |  | 1 SCG | 142 |  | 142 |  | 2016-10-07 17:17 | 2016-11-15 | KUYKENDALL SOLAR CORPORATION | Retrofit | Kingsburg | Fresno | 93631 | Owner/Tenant | 4 |  | 2001001B | SunEarth, Inc. | SOLARAY | TE40C-80-2G | Indirect Forced Circulation (IF) | 40.86 |  | EC-40 / EC-40-0.75 | Glycol | Advanced Controller with a Vacation or Holiday Mode | Solar Storage and Auxiliary Tanks are separate | 80 | 1 | 1 | 55 | Z13 | [18 empty] | City of Kingsburg | FALSE | 70 |  | 2011-06-01: 2016-09-07; 2011-08-03: 2016-10-07; 2011-09-20: 2016-11-15 | 2886 | 9940 | Up-front Payment
SCG-006339 | Single Family Residential | Domestic Hot Water | Gas | Southern California Gas Company | Incentive:Paid | 10150 | 70 |  | 1 SCG | 145 |  | 145 |  | 2017-06-09 15:22 | 2017-06-15 | ADVANCED CONSERVATION SYSTEMS INC | Retrofit | Lancaster | Los Angeles | 93535 | Host Customer is System Owner | 5 |  | 2001028F | SunEarth, Inc. | CASCADE | ECRD-48-80-2G | Indirect Forced Circulation (IF) | 49.48 |  | EC-24 / EC-24-0.75 | Automatic Drainback |  | Solar and Auxiliary Storage are the same Tank | 80 | 1 | 1 | 65 | Z14 | [18 empty] | City of Lancaster | FALSE | 70.69 |  | 2011-06-01: 2016-09-07; 2011-08-03: 2017-06-09; 2011-09-20: 2017-06-15 | 2683 | 10250 | Up-front Payment
SCG-006340 | Single Family Residential | Domestic Hot Water | Gas | Southern California Gas Company | Incentive:Paid | 10238 | 70 |  | 1 SCG | 161 |  | 161 |  | 2017-01-06 08:35 | 2017-03-17 | THE SOLAR ENERGY COMPANY INC | Retrofit | Ventura | Ventura | 93003 | Host Customer is System Owner | 4 |  | 2008024F | SunEarth, Inc. | SOLARAY | TE40P-80-TLG | Indirect Forced Circulation (IF) | 40.9 |  | EP-40 / EP-40-0.75 | Glycol | Advanced Controller with a Vacation or Holiday Mode | Solar Storage with Tankless Auxiliary Water Heater | 80 | 1 | 1 | 55 | Z06 | [18 empty] | City of Ventura | FALSE | 63.59 |  | 2011-06-01: 2016-09-07; 2011-08-03: 2017-01-06; 2011-09-20: 2017-03-17 | 2777 | 10238 | Up-front Payment
SCG-006341 | Single Family Residential | Domestic Hot Water | Gas | Southern California Gas Company | Incentive:Paid | 10238 | 70 |  | 1 SCG | 167 |  | 150 |  | 2016-09-09 13:20 | 2016-09-12 | ENVIRONMENTAL SOLAR DESIGN INC | Retrofit | Los Angeles | Los Angeles | 90041 | Host Customer is System Owner | 5 |  | 2001001R | SunEarth, Inc. | SOLARAY | TE64P-120-2G | Indirect Forced Circulation (IF) | 65.67 |  | EP-32 / EP-32-0.75 | Glycol | Advanced Controller with a Vacation or Holiday Mode | Solar Storage and Auxiliary Tanks are separate | 120 | 1 | 0.9 | 65 | Z09 | [18 empty] | City of Los Angeles | FALSE | 62.87 |  | 2011-06-01: 2016-09-07; 2011-08-03: 2016-09-09; 2011-09-20: 2016-09-12 | 2962 | 10500 | Up-front Payment
SCG-006342 | Single Family Residential | Domestic Hot Water | Gas | Southern California Gas Company | Incentive:Paid | 7672 | 70 |  | 1 SCG | 137 |  | 110 |  | 2016-10-28 06:38 | 2016-12-21 | SUNX SOLAR INC | Retrofit | Riverside | Riverside | 92508 | Host Customer is System Owner | 5 |  | 2006025C | Solene | SOLENE DC CLOSED LOOP | SLCO64DC-80HE-XG | Indirect Forced Circulation (IF) | 64 |  | SLAR-32 | Glycol | Pressure Stagnation Protection (PSP) | Solar Storage and Auxiliary Tanks are separate | 80 | 1 | 0.8 | 65 | Z10 | [18 empty] | City of Riverside | FALSE | 56 |  | 2011-06-01: 2016-09-07; 2011-08-03: 2016-10-28; 2011-09-20: 2016-12-21 | 2860 | 7672 | Up-front Payment
SCG-006343 | Single Family Residential | Domestic Hot Water | Gas | Southern California Gas Company | Incentive:Paid | 8050 | 70 |  | 1 SCG | 115 |  | 115 |  | 2016-09-13 15:02 | 2016-09-15 | SUNTREK INDUSTRIES INC | Retrofit | Los Angeles | Los Angeles | 90024 | Host Customer is System Owner | 4 |  | 2012012D | GREENoneTEC Solarindustrie GmbH | SOLPAL (formerly Solcrafte) | SOLPAL L-GT | Direct Integral Collector Storage (DI) | 26.11 |  | Solpal L |  |  | Solar Storage with Tankless Auxiliary Water Heater | 51 | 1 | 1 | 55 | Z09 | [18 empty] | Los Angeles | FALSE | 134.78 |  | 2011-06-01: 2016-09-07; 2011-08-03: 2016-09-13; 2011-09-20: 2016-09-15 | 2950 | 15500 | Up-front Payment
SCG-006344 | Single Family Residential | Domestic Hot Water | Gas | Southern California Gas Company | Incentive:Paid | 9310 | 70 |  | 1 SCG | 133 |  | 133 |  | 2016-10-07 16:30 | 2016-11-02 | EVOLUTION ENERGY SOLUTIONS L L C | Retrofit | Los Angeles | Los Angeles | 90037 | Host Customer is System Owner | 8 |  | 2001001A | SunEarth, Inc. | SOLARAY | TE40P-80-2G | Indirect Forced Circulation (IF) | 40.9 |  | EP-40 / EP-40-0.75 | Glycol | Advanced Controller with a Vacation or Holiday Mode | Solar Storage and Auxiliary Tanks are separate | 80 | 1 | 1 | 95 | Z08 | [18 empty] | Los Angeles | FALSE | 70.53 |  | 2011-06-01: 2016-09-07; 2011-08-03: 2016-10-07; 2011-09-20: 2016-11-02 | 2881 | 9380 | Up-front Payment
SCG-006345 | Single Family Residential | Domestic Hot Water | Gas | Southern California Gas Company | Incentive:Paid | 9310 | 70 |  | 1 SCG | 133 |  | 133 |  | 2016-09-20 13:37 | 2016-10-20 | EVOLUTION ENERGY SOLUTIONS L L C | Retrofit | LOS ANGELES | Los Angeles | 90018 | Host Customer is System Owner | 6 |  | 2001001A | SunEarth, Inc. | SOLARAY | TE40P-80-2G | Indirect Forced Circulation (IF) | 40.9 |  | EP-40 / EP-40-0.75 | Glycol | Advanced Controller with a Vacation or Holiday Mode | Solar Storage and Auxiliary Tanks are separate | 80 | 1 | 1 | 75 | Z08 | [18 empty] | Los Angeles | FALSE | 70.53 |  | 2011-06-01: 2016-09-07; 2011-08-03: 2016-09-20; 2011-09-20: 2016-10-20 | 2923 | 9380 | Up-front Payment
SCG-006346 | Single Family Residential | Domestic Hot Water | Gas | Southern California Gas Company | Incentive:Paid | 9310 | 70 |  | 1 SCG | 133 |  | 133 |  | 2016-09-13 11:14 | 2016-09-15 | EVOLUTION ENERGY SOLUTIONS L L C | Retrofit | Los Angeles | Los Angeles | 90047 | Host Customer is System Owner | 7 |  | 2001001A | SunEarth, Inc. | SOLARAY | TE40P-80-2G | Indirect Forced Circulation (IF) | 40.9 |  | EP-40 / EP-40-0.75 | Glycol | Advanced Controller with a Vacation or Holiday Mode | Solar Storage and Auxiliary Tanks are separate | 80 | 1 | 1 | 85 | Z08 | [18 empty] | Los Angeles | FALSE | 70.53 |  | 2011-06-01: 2016-09-07; 2011-08-03: 2016-09-13; 2011-09-20: 2016-09-15 | 2955 | 9380 | Up-front Payment
SCG-006347 | Single Family Residential | Domestic Hot Water | Gas | Southern California Gas Company | Incentive:Paid | 7914 | 70 |  | 1 SCG | 133 |  | 113 |  | 2016-09-19 11:26 | 2016-10-04 | EVOLUTION ENERGY SOLUTIONS L L C | Retrofit | Los Angeles | Los Angeles | 90047 | Host Customer is System Owner | 8 |  | 2001001A | SunEarth, Inc. | SOLARAY | TE40P-80-2G | Indirect Forced Circulation (IF) | 40.9 |  | EP-40 / EP-40-0.75 | Glycol | Advanced Controller with a Vacation or Holiday Mode | Solar Storage and Auxiliary Tanks are separate | 80 | 1 | 0.85 | 95 | Z08 | [18 empty] | Los Angeles | FALSE | 70.53 |  | 2011-06-01: 2016-09-07; 2011-08-03: 2016-09-19; 2011-09-20: 2016-10-04 | 2941 | 9380 | Up-front Payment
SCG-006348 | Single Family Residential | Domestic Hot Water | Gas | Southern California Gas Company | Incentive:Paid | 9310 | 70 |  | 1 SCG | 133 |  | 133 |  | 2016-09-19 11:26 | 2016-10-20 | EVOLUTION ENERGY SOLUTIONS L L C | Retrofit | Los Angeles | Los Angeles | 90037 | Host Customer is System Owner | 3 |  | 2001001A | SunEarth, Inc. | SOLARAY | TE40P-80-2G | Indirect Forced Circulation (IF) | 40.9 |  | EP-40 / EP-40-0.75 | Glycol | Advanced Controller with a Vacation or Holiday Mode | Solar Storage and Auxiliary Tanks are separate | 80 | 1 | 1 | 45 | Z08 | [18 empty] | Los Angeles | FALSE | 70.53 |  | 2011-06-01: 2016-09-08; 2011-08-03: 2016-09-19; 2011-09-20: 2016-10-20 | 2923 | 9380 | Up-front Payment
SCG-006349 | Single Family Residential | Domestic Hot Water | Gas | Southern California Gas Company | Incentive:Paid | 9310 | 70 |  | 1 SCG | 133 |  | 133 |  | 2016-10-05 12:48 | 2016-10-27 | EVOLUTION ENERGY SOLUTIONS L L C | Retrofit | LOS ANGELES | Los Angeles | 90047 | Host Customer is System Owner | 3 |  | 2001001A | SunEarth, Inc. | SOLARAY | TE40P-80-2G | Indirect Forced Circulation (IF) | 40.9 |  | EP-40 / EP-40-0.75 | Glycol | Advanced Controller with a Vacation or Holiday Mode | Solar Storage and Auxiliary Tanks are separate | 80 | 1 | 1 | 45 | Z08 | [18 empty] | Los Angeles | FALSE | 70.53 |  | 2011-06-01: 2016-09-08; 2011-08-03: 2016-10-05; 2011-09-20: 2016-10-27 | 2915 | 9380 | Up-front Payment
SCG-006350 | Single Family Residential | Domestic Hot Water | Gas | Southern California Gas Company | Incentive:Paid | 9217 | 70 |  | 1 SCG | 133 |  | 132 |  | 2016-10-07 18:05 | 2016-11-29 | EVOLUTION ENERGY SOLUTIONS L L C | Retrofit | Los Angeles | Los Angeles | 90037 | Host Customer is System Owner | 6 |  | 2001001A | SunEarth, Inc. | SOLARAY | TE40P-80-2G | Indirect Forced Circulation (IF) | 40.9 |  | EP-40 / EP-40-0.75 | Glycol | Advanced Controller with a Vacation or Holiday Mode | Solar Storage and Auxiliary Tanks are separate | 80 | 0.99 | 1 | 75 | Z08 | [18 empty] | Los Angeles | FALSE | 69.3 |  | 2011-06-01: 2016-09-08; 2011-08-03: 2016-10-07; 2011-09-20: 2016-11-29 | 2881 | 9217 | Up-front Payment
SCG-006351 | Single Family Residential | Domestic Hot Water | Gas | Southern California Gas Company | Incentive:Paid | 9310 | 70 |  | 1 SCG | 133 |  | 133 |  | 2016-09-22 11:42 | 2016-10-04 | EVOLUTION ENERGY SOLUTIONS L L C | Retrofit | Los Angeles | Los Angeles | 90037 | Host Customer is System Owner | 4 |  | 2001001A | SunEarth, Inc. | SOLARAY | TE40P-80-2G | Indirect Forced Circulation (IF) | 40.9 |  | EP-40 / EP-40-0.75 | Glycol | Advanced Controller with a Vacation or Holiday Mode | Solar Storage and Auxiliary Tanks are separate | 80 | 1 | 1 | 55 | Z08 | [18 empty] | Los Angeles | FALSE | 70.53 |  | 2011-06-01: 2016-09-08; 2011-08-03: 2016-09-22; 2011-09-20: 2016-10-04 | 2941 | 9380 | Up-front Payment
SCG-006352 | Single Family Residential | Domestic Hot Water | Gas | Southern California Gas Company | Incentive:Paid | 9310 | 70 |  | 1 SCG | 133 |  | 133 |  | 2016-09-19 09:31 | 2016-10-04 | EVOLUTION ENERGY SOLUTIONS L L C | Retrofit | Los Angeles | Los Angeles | 90044 | Host Customer is System Owner | 6 |  | 2001001A | SunEarth, Inc. | SOLARAY | TE40P-80-2G | Indirect Forced Circulation (IF) | 40.9 |  | EP-40 / EP-40-0.75 | Glycol | Advanced Controller with a Vacation or Holiday Mode | Solar Storage and Auxiliary Tanks are separate | 80 | 1 | 1 | 75 | Z08 | [18 empty] | Los Angeles | FALSE | 70.53 |  | 2011-06-01: 2016-09-08; 2011-08-03: 2016-09-19; 2011-09-20: 2016-10-04 | 2941 | 9380 | Up-front Payment
SCG-006353 | Single Family Residential | Domestic Hot Water | Gas | Southern California Gas Company | Incentive:Paid | 9310 | 70 |  | 1 SCG | 133 |  | 133 |  | 2016-10-10 14:58 | 2016-11-14 | EVOLUTION ENERGY SOLUTIONS L L C | Retrofit | Los Angeles | Los Angeles | 90047 | Host Customer is System Owner | 2 |  | 2001001A | SunEarth, Inc. | SOLARAY | TE40P-80-2G | Indirect Forced Circulation (IF) | 40.9 |  | EP-40 / EP-40-0.75 | Glycol | Advanced Controller with a Vacation or Holiday Mode | Solar Storage and Auxiliary Tanks are separate | 80 | 1 | 1 | 35 | Z08 | [18 empty] | Los Angeles | FALSE | 70.53 |  | 2011-06-01: 2016-09-08; 2011-08-03: 2016-10-10; 2011-09-20: 2016-11-14 | 2900 | 9380 | Up-front Payment
SCG-006354 | Single Family Residential | Domestic Hot Water | Gas | Southern California Gas Company | Incentive:Paid | 9310 | 70 |  | 1 SCG | 133 |  | 133 |  | 2016-10-27 11:48 | 2016-12-16 | EVOLUTION ENERGY SOLUTIONS L L C | Retrofit | Los Angeles | Los Angeles | 90043 | Host Customer is System Owner | 5 |  | 2001001A | SunEarth, Inc. | SOLARAY | TE40P-80-2G | Indirect Forced Circulation (IF) | 40.9 |  | EP-40 / EP-40-0.75 | Glycol | Advanced Controller with a Vacation or Holiday Mode | Solar Storage and Auxiliary Tanks are separate | 80 | 1 | 1 | 65 | Z08 | [18 empty] | Los Angeles | FALSE | 70.53 |  | 2011-06-01: 2016-09-08; 2011-08-03: 2016-10-27; 2011-09-20: 2016-12-16 | 2868 | 9380 | Up-front Payment
PGE-006355 | Low Income Single Family Residential | Domestic Hot Water | Gas | Pacific Gas and Electric | Incentive:Paid | 4366 | 36.9 |  | 1 | 149 |  | 134 |  | 2016-09-29 08:49 | 2016-10-05 | MERCED COUNTY COMMUNITY ACTION BOARD | Retrofit | MADERA | Madera | 93638 | Host Customer is System Owner | 3 |  | 2010017C | Alternate Energy Technologies | EAGLESUN | DBS-G2-80-64 | Indirect Forced Circulation (IF) | 65.34 |  | MSC-32 | Automatic Drainback | Drainback (Water) | Solar Storage and Auxiliary Tanks are separate | 80 | 1 | 0.9 | 45 | Z13 | [18 empty] | CITY OF MADERA | FALSE | 30.95 |  | 2011-06-01: 2016-09-08; 2011-08-03: 2016-09-29; 2011-09-20: 2016-10-05 | 2917 | 4612.13 | Up-front Payment
SCG-006356 | Single Family Residential | Domestic Hot Water | Gas | Southern California Gas Company | Incentive:Paid | 9380 | 70 |  | 1 SCG | 134 |  | 134 |  | 2016-09-13 13:43 | 2016-09-15 | ENVIRONMENTAL SOLAR DESIGN INC | Retrofit | Valley Village | Valley Village | 91607 | Host Customer is System Owner | 2 |  | 2001001A | SunEarth, Inc. | SOLARAY | TE40P-80-2G | Indirect Forced Circulation (IF) | 40.9 |  | EP-40 / EP-40-0.75 | Glycol | Advanced Controller with a Vacation or Holiday Mode | Solar Storage and Auxiliary Tanks are separate | 80 | 1 | 1 | 35 | Z09 | [18 empty] | City of Los Angeles | FALSE | 70.9 |  | 2011-06-01: 2016-09-08; 2011-08-03: 2016-09-13; 2011-09-20: 2016-09-15 | 2950 | 9500 | Up-front Payment
SCG-006358 | Single Family Residential | Domestic Hot Water | Gas | Southern California Gas Company | Incentive:Paid | 10238 | 70 |  | 1 SCG | 162 |  | 154 |  | 2016-10-17 11:33 | 2016-11-22 | SOL RELIABLE INC | Retrofit | Canoga Park | Los Angeles | 91304 | Host Customer is System Owner | 4 |  | 2009036H | Heliodyne, Inc. | HELIOPAK | HPAK 016 2 406 G 80 ACD Z | Indirect Forced Circulation (IF) | 53.88 |  | 406 001 | Forced Circulation |  | Solar Storage and Auxiliary Tanks are separate | 80 | 0.95 | 1 | 55 | Z09 | [18 empty] | LADBS | FALSE | 92.59 |  | 2011-06-01: 2016-09-08; 2011-08-03: 2016-10-17; 2011-09-20: 2016-11-22 | 2888 | 15000 | Up-front Payment
SCG-006359 | Single Family Residential | Domestic Hot Water | Gas | Southern California Gas Company | Incentive:Paid | 10220 | 70 |  | 1 SCG | 146 |  | 146 |  | 2016-09-30 16:19 | 2016-10-18 | FEREIDOUN TAHMASBI | Retrofit | Reseda | Los Angeles | 91335 | Host Customer is System Owner | 5 |  | 2001001C | SunEarth, Inc. | SOLARAY | TE48P-80-2G | Indirect Forced Circulation (IF) | 49.3 |  | EP-24 / EP-24-0.75 | Glycol | Steam Back | Solar Storage and Auxiliary Tanks are separate | 80 | 1 | 1 | 65 | Z09 | [18 empty] | City of Los Angeles | FALSE | 70 |  | 2011-06-01: 2016-09-08; 2011-08-03: 2016-09-30; 2011-09-20: 2016-10-18 | 2927 | 10220 | Up-front Payment
SCG-006360 | Single Family Residential | Domestic Hot Water | Gas | Southern California Gas Company | Incentive:Paid | 9520 | 70 |  | 1 SCG | 136 |  | 136 |  | 2016-12-30 15:08 | 2017-03-29 | MOHR POWER SOLAR INC | Retrofit | Hermosa Beach | Los Angeles | 90254 | Host Customer is System Owner | 8 |  | 30004220 | Solene | SOLENE DC CLOSED LOOP | SLAR64DC-75HE-G | Indirect Forced Circulation (IF) | 64 |  | SLAR-32 | Glycol | Advanced Controller with a Vacation or Holiday Mode | Solar Storage and Auxiliary Tanks are separate | 75 | 1 | 1 | 95 | Z06 | [18 empty] | City of Hermosa Beach | FALSE | 70 |  | 2011-06-01: 2016-09-08; 2011-08-03: 2016-12-30; 2011-09-20: 2017-03-29 | 2762 | 9520 | Up-front Payment
SCG-006361 | Single Family Residential | Domestic Hot Water | Gas | Southern California Gas Company | Incentive:Paid | 10238 | 70 |  | 1 SCG | 160 |  | 160 |  | 2016-09-13 15:15 | 2016-09-14 | AMECO SOLAR INC | Retrofit | Seal Beach | Orange | 90740 | Host Customer is System Owner | 4 |  | 2001001E | SunEarth, Inc. | SOLARAY | TE64P-80-2G | Indirect Forced Circulation (IF) | 65.67 |  | EP-32 / EP-32-0.75 | Glycol | Advanced Controller with a Vacation or Holiday Mode | Solar Storage and Auxiliary Tanks are separate | 80 | 1 | 1 | 55 | Z06 | [18 empty] | City of Seal Beach | FALSE | 66.33 |  | 2011-06-01: 2016-09-08; 2011-08-03: 2016-09-13; 2011-09-20: 2016-09-14 | 2950 | 10613 | Up-front Payment
SCG-006362 | Single Family Residential | Domestic Hot Water | Gas | Southern California Gas Company | Incentive:Paid | 9380 | 70 |  | 1 SCG | 134 |  | 134 |  | 2016-09-16 15:25 | 2016-11-01 | EVOLUTION ENERGY SOLUTIONS L L C | Retrofit | Los Angeles | Los Angeles | 90063 | Host Customer is System Owner | 6 |  | 2001001A | SunEarth, Inc. | SOLARAY | TE40P-80-2G | Indirect Forced Circulation (IF) | 40.9 |  | EP-40 / EP-40-0.75 | Glycol | Advanced Controller with a Vacation or Holiday Mode | Solar Storage and Auxiliary Tanks are separate | 80 | 1 | 1 | 75 | Z09 | [18 empty] | Los Angeles | FALSE | 70 |  | 2011-06-01: 2016-09-09; 2011-08-03: 2016-09-16; 2011-09-20: 2016-11-01 | 2902 | 9380 | Up-front Payment
SCG-006363 | Single Family Residential | Domestic Hot Water | Gas | Southern California Gas Company | Incentive:Paid | 7678 | 70 |  | 1 SCG | 181 |  | 155 |  | 2016-09-23 09:45 | 2016-09-30 | ALL VALLEY SOLAR INC | Retrofit | Tarzana | Tarzana | 91356 | Host Customer is System Owner | 4 |  | 2001001N | SunEarth, Inc. | SOLARAY | TE80C-120-2G | Indirect Forced Circulation (IF) | 81.72 |  | EC-40 / EC-40-0.75 | Glycol | Advanced Controller with a Thermal Cycling Function | Solar Storage and Auxiliary Tanks are separate | 120 | 0.9 | 0.95 | 55 | Z09 | [18 empty] | LABDS | FALSE | 42.42 |  | 2011-06-01: 2016-09-09; 2011-08-03: 2016-09-23; 2011-09-20: 2016-09-30 | 2941 | 7678 | Up-front Payment
SCG-006364 | Single Family Residential | Domestic Hot Water | Gas | Southern California Gas Company | Incentive:Paid | 9800 | 70 |  | 1 SCG | 140 |  | 140 |  | 2016-09-12 15:32 | 2016-09-15 | TITANIUM POWER INC | Retrofit | Los Angeles | Los Angeles | 90016 | Host Customer is System Owner | 5 |  | 2001001B | SunEarth, Inc. | SOLARAY | TE40C-80-2G | Indirect Forced Circulation (IF) | 40.86 |  | EC-40 / EC-40-0.75 | Glycol | Advanced Controller with a Vacation or Holiday Mode | Solar Storage and Auxiliary Tanks are separate | 80 | 1 | 1 | 65 | Z08 | [18 empty] | Los Angeles | FALSE | 70.42 |  | 2011-06-01: 2016-09-09; 2011-08-03: 2016-09-12; 2011-09-20: 2016-09-15 | 2950 | 9859 | Up-front Payment
SCG-006365 | Single Family Residential | Domestic Hot Water | Gas | Southern California Gas Company | Incentive:Paid | 9604 | 70 |  | 1 SCG | 140 |  | 137 |  | 2016-09-12 15:24 | 2016-09-14 | TITANIUM POWER INC | Retrofit | Los Angeles | Los Angeles | 90011 | Host Customer is System Owner | 9 |  | 2001001B | SunEarth, Inc. | SOLARAY | TE40C-80-2G | Indirect Forced Circulation (IF) | 40.86 |  | EC-40 / EC-40-0.75 | Glycol | Advanced Controller with a Vacation or Holiday Mode | Solar Storage and Auxiliary Tanks are separate | 80 | 0.98 | 1 | 105 | Z08 | [18 empty] | Los Angeles | FALSE | 68.99 |  | 2011-06-01: 2016-09-09; 2011-08-03: 2016-09-12; 2011-09-20: 2016-09-14 | 2928 | 9659 | Up-front Payment
PGE-006366 | Low Income Single Family Residential | Domestic Hot Water | Gas | Pacific Gas and Electric | Incentive:Paid | 4565 | 36.9 |  | 1 | 147 |  | 124 |  | 2016-09-29 08:40 | 2016-11-22 | MERCED COUNTY COMMUNITY ACTION BOARD | Retrofit | ATWATER | Merced | 95301 | Host Customer is System Owner | 2 |  | 2010017C | Alternate Energy Technologies | EAGLESUN | DBS-G2-80-64 | Indirect Forced Circulation (IF) | 65.34 |  | MSC-32 | Automatic Drainback | Drainback (Water) | Solar Storage and Auxiliary Tanks are separate | 80 | 0.99 | 0.85 | 35 | Z12 | [18 empty] | CITY OF ATWATER | FALSE | 31.15 |  | 2016-09-09 | 2016-10-05 |  |  | 2016-09-29 | 2016-11-22 | 2874 | 4579.27 | Up-front Payment
SCG-006367 | Single Family Residential | Domestic Hot Water | Gas | Southern California Gas Company | Incentive:Paid | 9800 | 70 |  | 1 SCG | 140 |  | 140 |  | 2016-09-12 15:27 | 2016-09-14 | TITANIUM POWER INC | Retrofit | Los Angeles | Los Angeles | 90016 | Host Customer is System Owner | 5 |  | 2001001B | SunEarth, Inc. | SOLARAY | TE40C-80-2G | Indirect Forced Circulation (IF) | 40.86 |  | EC-40 / EC-40-0.75 | Glycol | Advanced Controller with a Vacation or Holiday Mode | Solar Storage and Auxiliary Tanks are separate | 80 | 1 | 1 | 65 | Z08 | [18 empty] | Los Angeles | FALSE | 70.42 |  | 2011-06-01: 2016-09-09; 2011-08-03: 2016-09-12; 2011-09-20: 2016-09-14 | 2950 | 9859 | Up-front Payment
SCG-006368 | Commercial/Multifamily Residential | Domestic Hot Water | Gas | Southern California Gas Company | Incentive:Paid | 22550 | 25 |  | 1 SCG | 902 |  | 902 |  | 2016-09-12 15:38 | 2016-10-05 | PROMISE ENERGY INC | Retrofit | Los Angeles | Los Angeles | 90068 | Host Customer is System Owner | [7 empty] | 240 | 40 |  | Glycol | Steam Back | Solar Storage and Auxiliary Tanks are separate |  | 1 | 1 | 840 | Z09 | 21 | Units | Apartments/Condos | 2009058C | 6 | 1 | 500 | 1 | 97 | 1 | 199000 | TRUE | 120 | 140 |  |  |  |  | LADBS | FALSE | 81.28 |  | 2016-09-09 |  | 2016-09-12 | 2016-10-05 | 2017-01-11 | 2017-01-24 | 2829 | 73315 | Up-front Payment
SCG-006369 | Commercial/Multifamily Residential | Domestic Hot Water | Gas | Southern California Gas Company | Incentive:Paid | 48825 | 25 |  | 1 SCG | 1953 |  | 1953 |  | 2016-09-12 15:39 | 2016-10-13 | PROMISE ENERGY INC | Retrofit | Los Angeles | Los Angeles | 90027 | Host Customer is System Owner | [7 empty] | 720 | 40 |  | Glycol | Steam Back | Solar Storage and Auxiliary Tanks are separate |  | 1 | 1 | 960 | Z09 | 24 | Units | Apartments/Condos | 2009058C | 18 | 1 | 1100 | 1 | 115 | 1 | 399000 | TRUE | 120 | 140 |  | Heliodyne - Delta-T Pro Ethernet |  | Amatis Controls - AM-JOULE | LADBS | FALSE | 61.98 |  | 2016-09-09 |  | 2016-09-12 | 2016-10-13 | 2017-01-11 | 2017-01-12 | 2829 | 121043 | Up-front Payment
SCG-006370 | Commercial/Multifamily Residential | Domestic Hot Water | Gas | Southern California Gas Company | Incentive:Paid | 43050 | 25 |  | 1 SCG | 1722 |  | 1722 |  | 2016-09-12 15:42 | 2016-10-13 | PROMISE ENERGY INC | Retrofit | Hollywood | Los Angeles | 90028 | Host Customer is System Owner | [7 empty] | 600 | 40 |  | Glycol | Steam Back | Solar Storage and Auxiliary Tanks are separate |  | 1 | 1 | 920 | Z09 | 23 | Units | Apartments/Condos | 2009058C | 15 | 1 | 1050 | 1 | 115 | 1 | 399000 | TRUE | 120 | 140 |  | Solar Wave Energy, Inc. - Thermal-grid BX plus -V40/VFS/Onicon/EKM |  | Solar Wave Energy, Inc. - Thermal-grid BX plus -V40/VFS/Onicon/EKM | LADBS | FALSE | 66.69 |  | 2016-09-09 |  | 2016-09-12 | 2016-10-13 | 2017-01-11 | 2017-01-24 | 2829 | 114846 | Up-front Payment
SCG-006371 | Single Family Residential | Domestic Hot Water | Gas | Southern California Gas Company | Incentive:Paid | 9031 | 70 |  | 1 SCG | 140 |  | 129 |  | 2016-09-12 16:10 | 2016-09-26 | TITANIUM POWER INC | Retrofit | Los Angeles | Los Angeles | 90003 | Host Customer is System Owner | 4 |  | 2001001B | SunEarth, Inc. | SOLARAY | TE40C-80-2G | Indirect Forced Circulation (IF) | 40.86 |  | EC-40 / EC-40-0.75 | Glycol | Advanced Controller with a Vacation or Holiday Mode | Solar Storage and Auxiliary Tanks are separate | 80 | 0.97 | 0.95 | 55 | Z08 | [18 empty] | Los Angeles | FALSE | 64.71 |  | 2011-06-01: 2016-09-09; 2011-08-03: 2016-09-12; 2011-09-20: 2016-09-26 | 2942 | 9059 | Up-front Payment
SCG-006372 | Single Family Residential | Domestic Hot Water | Gas | Southern California Gas Company | Incentive:Paid | 9730 | 70 |  | 1 SCG | 139 |  | 139 |  | 2016-11-07 10:01 | 2017-01-13 | MOHR POWER SOLAR INC | Retrofit | Hermosa Beach | Los Angeles | 90254 | Owner/Tenant | 4 |  | 2010143B | Solene | AURORA/AO SMITH | SLAR64DC-80HE-XG | Indirect Forced Circulation (IF) | 64 |  | SLAR-32 | Glycol | Advanced Controller with a Vacation or Holiday Mode | Solar Storage and Auxiliary Tanks are separate | 80 | 1 | 1 | 55 | Z06 | [18 empty] | City of Hermosa Beach | FALSE | 70 |  | 2011-06-01: 2016-09-09; 2011-08-03: 2016-11-07; 2011-09-20: 2017-01-13 | 2837 | 9730 | Up-front Payment
SCG-006373 | Single Family Residential | Domestic Hot Water | Gas | Southern California Gas Company | Incentive:Paid | 9520 | 70 |  | 1 SCG | 136 |  | 136 |  | 2016-12-27 07:05 | 2017-03-23 | SUNX SOLAR INC | Retrofit | Huntington Beach | Orange | 92646 | Host Customer is System Owner | 4 |  | 30004220 | Solene | SOLENE DC CLOSED LOOP | SLAR64DC-75HE-G | Indirect Forced Circulation (IF) | 64 |  | SLAR-32 | Glycol | Pressure Stagnation Protection (PSP) | Solar and Auxiliary Storage are the same Tank | 75 | 1 | 1 | 55 | Z06 | [18 empty] | Huntington Beach | FALSE | 70 |  | 2011-06-01: 2016-09-09; 2011-08-03: 2016-12-27; 2011-09-20: 2017-03-23 | 2766 | 9520 | Up-front Payment
SCG-006374 | Single Family Residential | Domestic Hot Water | Gas | Southern California Gas Company | Incentive:Paid | 9870 | 70 |  | 1 SCG | 141 |  | 141 |  | 2016-12-27 07:02 | 2017-03-16 | SUNX SOLAR INC | Retrofit | Santa Ana | Orange | 92704 | Host Customer is System Owner | 4 |  | 30004220 | Solene | SOLENE DC CLOSED LOOP | SLAR64DC-75HE-G | Indirect Forced Circulation (IF) | 64 |  | SLAR-32 |  |  | Solar and Auxiliary Storage are the same Tank | 75 | 1 | 1 | 55 | Z08 | [18 empty] | Santa ana | FALSE | 70 |  | 2011-06-01: 2016-09-09; 2011-08-03: 2016-12-27; 2011-09-20: 2017-03-16 | 2777 | 9870 | Up-front Payment
SCG-006375 | Single Family Residential | Domestic Hot Water | Gas | Southern California Gas Company | Incentive:Paid | 9310 | 70 |  | 1 SCG | 133 |  | 133 |  | 2016-10-07 14:54 | 2016-11-04 | EVOLUTION ENERGY SOLUTIONS L L C | Retrofit | Los Angeles | Los Angeles | 90047 | Host Customer is System Owner | 4 |  | 2001001A | SunEarth, Inc. | SOLARAY | TE40P-80-2G | Indirect Forced Circulation (IF) | 40.9 |  | EP-40 / EP-40-0.75 | Glycol | Advanced Controller with a Vacation or Holiday Mode | Solar Storage and Auxiliary Tanks are separate | 80 | 1 | 1 | 55 | Z08 | [18 empty] | Los Angeles | FALSE | 70.53 |  | 2011-06-01: 2016-09-10; 2011-08-03: 2016-10-07; 2011-09-20: 2016-11-04 | 2902 | 9380 | Up-front Payment
SCG-006376 | Single Family Residential | Domestic Hot Water | Gas | Southern California Gas Company | Incentive:Paid | 9310 | 70 |  | 1 SCG | 133 |  | 133 |  | 2016-09-20 14:43 | 2016-10-07 | EVOLUTION ENERGY SOLUTIONS L L C | Retrofit | Los Angeles | Los Angeles | 90047 | Host Customer is System Owner | 6 |  | 2001001A | SunEarth, Inc. | SOLARAY | TE40P-80-2G | Indirect Forced Circulation (IF) | 40.9 |  | EP-40 / EP-40-0.75 | Glycol | Advanced Controller with a Vacation or Holiday Mode | Solar Storage and Auxiliary Tanks are separate | 80 | 1 | 1 | 75 | Z08 | [18 empty] | Los Angeles | FALSE | 70.53 |  | 2011-06-01: 2016-09-10; 2011-08-03: 2016-09-20; 2011-09-20: 2016-10-07 | 2928 | 9380 | Up-front Payment
SCG-006377 | Single Family Residential | Domestic Hot Water | Gas | Southern California Gas Company | Incentive:Paid | 9310 | 70 |  | 1 SCG | 133 |  | 133 |  | 2016-10-07 15:45 | 2017-01-05 | EVOLUTION ENERGY SOLUTIONS L L C | Retrofit | Los Angeles | Los Angeles | 90037 | Host Customer is System Owner | 3 |  | 2001001A | SunEarth, Inc. | SOLARAY | TE40P-80-2G | Indirect Forced Circulation (IF) | 40.9 |  | EP-40 / EP-40-0.75 | Glycol | Advanced Controller with a Vacation or Holiday Mode | Solar Storage and Auxiliary Tanks are separate | 80 | 1 | 1 | 45 | Z08 | [18 empty] | Los Angeles | FALSE | 70 |  | 2016-09-10 | 2016-12-05 |  |  | 2016-10-07 | 2017-01-05 | 2845 | 9310 | Up-front Payment
SCG-006378 | Single Family Residential | Domestic Hot Water | Gas | Southern California Gas Company | Incentive:Paid | 9800 | 70 |  | 1 SCG | 140 |  | 140 |  | 2016-09-12 16:07 | 2016-09-14 | TITANIUM POWER INC | Retrofit | Los Angeles | Los Angeles | 90003 | Host Customer is System Owner | 5 |  | 2001001B | SunEarth, Inc. | SOLARAY | TE40C-80-2G | Indirect Forced Circulation (IF) | 40.86 |  | EC-40 / EC-40-0.75 | Glycol | Advanced Controller with a Vacation or Holiday Mode | Solar Storage and Auxiliary Tanks are separate | 80 | 1 | 1 | 65 | Z08 | [18 empty] | Los Angeles | FALSE | 70.06 |  | 2011-06-01: 2016-09-10; 2011-08-03: 2016-09-12; 2011-09-20: 2016-09-14 | 2955 | 9809 | Up-front Payment
SCG-006379 | Single Family Residential | Domestic Hot Water | Gas | Southern California Gas Company | Incentive:Paid | 9800 | 70 |  | 1 SCG | 140 |  | 140 |  | 2016-09-12 16:08 | 2016-09-13 | TITANIUM POWER INC | Retrofit | Los Angeles | Los Angeles | 90016 | Host Customer is System Owner | 5 |  | 2001001B | SunEarth, Inc. | SOLARAY | TE40C-80-2G | Indirect Forced Circulation (IF) | 40.86 |  | EC-40 / EC-40-0.75 | Glycol | Advanced Controller with a Vacation or Holiday Mode | Solar Storage and Auxiliary Tanks are separate | 80 | 1 | 1 | 65 | Z08 | [18 empty] | Los Angeles | FALSE | 70.06 |  | 2011-06-01: 2016-09-10; 2011-08-03: 2016-09-12; 2011-09-20: 2016-09-13 | 2955 | 9809 | Up-front Payment
SCG-006380 | Single Family Residential | Domestic Hot Water | Gas | Southern California Gas Company | Incentive:Paid | 9702 | 70 |  | 1 SCG | 140 |  | 139 |  | 2016-09-14 15:23 | 2016-09-22 | TITANIUM POWER INC | Retrofit | Los Angeles | Los Angeles | 90059 | Host Customer is System Owner | 5 |  | 2001001B | SunEarth, Inc. | SOLARAY | TE40C-80-2G | Indirect Forced Circulation (IF) | 40.86 |  | EC-40 / EC-40-0.75 | Glycol | Advanced Controller with a Vacation or Holiday Mode | Solar Storage and Auxiliary Tanks are separate | 80 | 0.99 | 1 | 65 | Z08 | [18 empty] | Los Angeles | FALSE | 69.71 |  | 2011-06-01: 2016-09-10; 2011-08-03: 2016-09-14; 2011-09-20: 2016-09-22 | 2942 | 9759 | Up-front Payment
SCG-006381 | Single Family Residential | Domestic Hot Water | Gas | Southern California Gas Company | Incentive:Paid | 8379 | 70 |  | 1 SCG | 126 |  | 120 |  | 2016-09-12 13:44 | 2016-09-13 | ENVIRONMENTAL SOLAR DESIGN INC | Retrofit | San Pedro | San Pedro | 90731 | Host Customer is System Owner | 2 |  | 2001001A | SunEarth, Inc. | SOLARAY | TE40P-80-2G | Indirect Forced Circulation (IF) | 40.9 |  | EP-40 / EP-40-0.75 | Glycol | Advanced Controller with a Vacation or Holiday Mode | Solar Storage and Auxiliary Tanks are separate | 80 | 1 | 0.95 | 35 | Z06 | [18 empty] | City of Los Angeles | FALSE | 75.4 |  | 2011-06-01: 2016-09-12; 2011-08-03: 2016-09-12; 2011-09-20: 2016-09-13 | 2962 | 9500 | Up-front Payment
SCG-006382 | Single Family Residential | Domestic Hot Water | Gas | Southern California Gas Company | Incentive:Paid | 10238 | 70 |  | 1 SCG | 162 |  | 162 |  | 2016-09-19 10:24 | 2016-09-27 | ALL VALLEY SOLAR INC | Retrofit | Los Angeles | Los Angeles | 90046 | Host Customer is System Owner | 4 |  | 2001028H | SunEarth, Inc. | CASCADE | ECRD-64-80-2G | Indirect Forced Circulation (IF) | 65.67 |  | EC-32 / EC-32-0.75 | Automatic Drainback |  | Solar Storage and Auxiliary Tanks are separate | 80 | 1 | 1 | 55 | Z09 | [18 empty] | LADBS | FALSE | 66.04 |  | 2011-06-01: 2016-09-12; 2011-08-03: 2016-09-19; 2011-09-20: 2016-09-27 | 2941 | 10698 | Up-front Payment
SCG-006383 | Commercial Pools | Pool Heating | Gas | Southern California Gas Company | Reservation:Canceled | 9665 | 5 |  | 1 | 1933 |  | 1933 |  | 2016-09-14 12:44 |  | SUNX SOLAR INC | Retrofit | Hacienda Heights | Orange | 91745 | Host Customer is System Owner | [7 empty] | 630.08 | 39.38 |  | Drainback |  |  |  | 1 | 1 |  | Z09 |  |  |  | 10001884 | 16 | 1 | [5 empty] | FALSE |  |  |  | SunEarth - SETR A503 TTR U + VFS 20-400 |  | SunEarth - SETR A503 TTR U + VFS 20-400 |  | FALSE | 6.52 |  | 2011-06-01: 2016-09-12; 2011-06-21: 2016-10-10 | 2938 | 12600 | Up-front Payment
SCG-006385 | Single Family Residential | Domestic Hot Water | Gas | Southern California Gas Company | Incentive:Paid | 9673 | 70 |  | 1 SCG | 141 |  | 138 |  | 2016-09-14 11:02 | 2016-09-28 | TITANIUM POWER INC | Retrofit | Pacoima | Los Angeles | 91331 | Host Customer is System Owner | 5 |  | 2001001B | SunEarth, Inc. | SOLARAY | TE40C-80-2G | Indirect Forced Circulation (IF) | 40.86 |  | EC-40 / EC-40-0.75 | Glycol | Advanced Controller with a Vacation or Holiday Mode | Solar Storage and Auxiliary Tanks are separate | 80 | 0.98 | 1 | 65 | Z09 | [18 empty] | Los Angeles | FALSE | 69.21 |  | 2011-06-01: 2016-09-12; 2011-08-03: 2016-09-14; 2011-09-20: 2016-09-28 | 2942 | 9759 | Up-front Payment
SCG-006386 | Single Family Residential | Domestic Hot Water | Gas | Southern California Gas Company | Incentive:Paid | 9870 | 70 |  | 1 SCG | 141 |  | 141 |  | 2016-09-14 11:01 | 2016-09-19 | TITANIUM POWER INC | Retrofit | Pacoima | Los Angeles | 91331 | Host Customer is System Owner | 5 |  | 2001001B | SunEarth, Inc. | SOLARAY | TE40C-80-2G | Indirect Forced Circulation (IF) | 40.86 |  | EC-40 / EC-40-0.75 | Glycol | Advanced Controller with a Vacation or Holiday Mode | Solar Storage and Auxiliary Tanks are separate | 80 | 1 | 1 | 65 | Z09 | [18 empty] | Los Angeles | FALSE | 70.63 |  | 2011-06-01: 2016-09-12; 2011-08-03: 2016-09-14; 2011-09-20: 2016-09-19 | 2942 | 9959 | Up-front Payment
SCG-006387 | Single Family Residential | Domestic Hot Water | Gas | Southern California Gas Company | Incentive:Paid | 9278 | 70 |  | 1 SCG | 141 |  | 133 |  | 2016-09-14 11:01 | 2016-09-19 | TITANIUM POWER INC | Retrofit | Pacoima | Los Angeles | 91331 | Host Customer is System Owner | 5 |  | 2001001B | SunEarth, Inc. | SOLARAY | TE40C-80-2G | Indirect Forced Circulation (IF) | 40.86 |  | EC-40 / EC-40-0.75 | Glycol | Advanced Controller with a Vacation or Holiday Mode | Solar Storage and Auxiliary Tanks are separate | 80 | 0.94 | 1 | 65 | Z09 | [18 empty] | Los Angeles | FALSE | 66.38 |  | 2011-06-01: 2016-09-12; 2011-08-03: 2016-09-14; 2011-09-20: 2016-09-19 | 2942 | 9359 | Up-front Payment
SCG-006388 | Single Family Residential | Domestic Hot Water | Gas | Southern California Gas Company | Incentive:Paid | 9124 | 70 |  | 1 SCG | 140 |  | 130 |  | 2016-09-14 11:00 | 2016-09-29 | TITANIUM POWER INC | Retrofit | Los Angeles | Los Angeles | 90003 | Host Customer is System Owner | 8 |  | 2001001B | SunEarth, Inc. | SOLARAY | TE40C-80-2G | Indirect Forced Circulation (IF) | 40.86 |  | EC-40 / EC-40-0.75 | Glycol | Advanced Controller with a Vacation or Holiday Mode | Solar Storage and Auxiliary Tanks are separate | 80 | 0.98 | 0.95 | 95 | Z08 | [18 empty] | Los Angeles | FALSE | 65.78 |  | 2011-06-01: 2016-09-12; 2011-08-03: 2016-09-14; 2011-09-20: 2016-09-29 | 2942 | 9209 | Up-front Payment
SCG-006389 | Single Family Residential | Domestic Hot Water | Gas | Southern California Gas Company | Incentive:Paid | 10220 | 70 |  | 1 SCG | 146 |  | 146 |  | 2016-10-14 10:47 | 2016-11-30 | FEREIDOUN TAHMASBI | Retrofit | Los Angeles | Los Angeles | 90018 | Host Customer is System Owner | 5 |  | 2001001C | SunEarth, Inc. | SOLARAY | TE48P-80-2G | Indirect Forced Circulation (IF) | 49.3 |  | EP-24 / EP-24-0.75 | Glycol | Steam Back | Solar Storage and Auxiliary Tanks are separate | 80 | 1 | 1 | 65 | Z08 | [18 empty] | Los Angeles | FALSE | 70 |  | 2011-06-01: 2016-09-13; 2011-08-03: 2016-10-14; 2011-09-20: 2016-11-30 | 2881 | 10220 | Up-front Payment
PGE-006391 | Low Income Multifamily Residential | Domestic Hot Water | Gas | Pacific Gas and Electric | Incentive:Paid | 10678 | 24.89 |  | 1 | 429 |  | 429 |  | 2016-09-15 16:15 | 2016-09-28 | SUN LIGHT & POWER | New Construction | Ukiah | Ukiah | 95482 | Host Customer is System Owner | [7 empty] | 120.51 | 40.17 |  | Glycol | Pressure Stagnation Protection (PSP) | Solar Storage and Auxiliary Tanks are separate |  | 1 | 1 | 336 | Z02 | 8 | Units | Apartments/Condos | 2010115A | 3 | 1 | 238 | 2 | 80 | 1 | 398000 | TRUE | 120 | 120 |  |  |  |  | City of Ukiah | FALSE | 86.17 |  | 2016-09-13 | 2016-09-19 | 2016-09-15 | 2016-09-28 | 2017-10-16 | 2017-11-09 | 2535 | 36965 | Up-front Payment
PGE-006393 | Low Income Multifamily Residential | Domestic Hot Water | Gas | Pacific Gas and Electric | Incentive:Paid | 29744 | 24.89 |  | 1 | 1195 |  | 1195 |  | 2016-09-15 16:14 | 2016-09-28 | SUN LIGHT & POWER | New Construction | Ukiah | Ukiah | 95482 | Host Customer is System Owner | [7 empty] | 321.36 | 40.17 |  | Glycol | Pressure Stagnation Protection (PSP) | Solar Storage and Auxiliary Tanks are separate |  | 1 | 1 | 1360 | Z02 | 34 | Units | Apartments/Condos | 2010115A | 8 | 2 | 556 | 4 | 119 | 1 | 500000 | TRUE | 127 | 120 |  |  |  |  | City of Ukiah | FALSE | 57.66 |  | 2016-09-13 | 2016-09-19 | 2016-09-15 | 2016-09-28 | 2017-10-16 | 2017-11-02 | 2535 | 68903 | Up-front Payment
SCG-006394 | Single Family Residential | Domestic Hot Water | Gas | Southern California Gas Company | Incentive:Paid | 10238 | 70 |  | 1 SCG | 168 |  | 168 |  | 2016-09-13 15:45 | 2016-09-14 | SUNTREK INDUSTRIES INC | Retrofit | San Pedro | Los Angeles | 90731 | Host Customer is System Owner | 4 |  | 2001001F | SunEarth, Inc. | SOLARAY | TE64C-80-2G | Indirect Forced Circulation (IF) | 65.67 |  | EC-32 / EC-32-0.75 | Glycol | Advanced Controller with a Vacation or Holiday Mode | Solar Storage and Auxiliary Tanks are separate | 80 | 1 | 1 | 55 | Z06 | [18 empty] | Los Angeles | FALSE | 66.89 |  | 2011-06-01: 2016-09-13; 2011-08-03: 2016-09-13; 2011-09-20: 2016-09-14 | 2950 | 11238 | Up-front Payment
SCG-006396 | Commercial Pools | Pool Heating | Gas | Southern California Gas Company | Incentive:Canceled | 6070 | 5 |  | 1 | 1933 |  | 1933 |  | 2016-09-26 12:59 | 2016-09-30 | SUNX SOLAR INC | Retrofit | Hacienda Heights | Orange | 91745 | Host Customer is System Owner | [7 empty] | 630.08 | 39.38 |  | Drainback |  |  |  | 1 | 1 |  | Z09 |  |  |  | 10001884 | 16 | 1 | [5 empty] | FALSE |  |  |  | SunEarth - SETR A503 TTR U + VFS 20-400 |  | SunEarth - SETR A503 TTR U + VFS 20-400 |  | FALSE | 6.28 |  | 2011-06-01: 2016-09-13; 2011-06-23: 2016-09-26; 2011-07-01: 2016-09-30 | 2949 | 12140 | Up-front Payment
SCG-006397 | Commercial Pools | Pool Heating | Gas | Southern California Gas Company | Incentive:Paid | 8607 | 5 |  | 1 | 1812 |  | 1721 |  | 2016-09-29 13:48 | 2016-09-30 | BELMONT ENERGY INC | Retrofit | Fountain Valley | Los Angeles | 92708 | Host Customer is System Owner | [7 empty] | 800 | 50 |  | Drainback |  |  |  | 0.95 | 1 |  | Z06 |  |  |  | 10001888 | 16 | 1 | [5 empty] | FALSE |  |  |  | SunEarth - SETR A503 TTR U + VFS 20-400 |  | SunEarth - SETR A503 TTR U + VFS 20-400 | Fountain Valley | FALSE | 11.41 |  | 2016-09-13 |  | 2016-09-29 | 2016-09-30 | 2016-10-10 | 2016-11-02 | 2836 | 20680 | Up-front Payment
SCG-006398 | Single Family Residential | Domestic Hot Water | Gas | Southern California Gas Company | Incentive:Paid | 10238 | 70 |  | 1 SCG | 156 |  | 156 |  | 2016-09-30 09:31 | 2016-11-08 | DOCTOR PIPER INC | Retrofit | Manhattan Beach | Los Angeles | 90266 | Host Customer is System Owner | 4 |  | 2009036H | Heliodyne, Inc. | HELIOPAK | HPAK 016 2 406 G 80 ACD Z | Indirect Forced Circulation (IF) | 53.88 |  | 406 001 | Glycol | Steam Back | Solar Storage and Auxiliary Tanks are separate | 80 | 1 | 1 | 55 | Z06 | [18 empty] | City of Manhattan Beach | FALSE | 66.35 |  | 2011-06-01: 2016-09-13; 2011-08-03: 2016-09-30; 2011-09-20: 2016-11-08 | 2886 | 10350 | Up-front Payment
SCG-006399 | Single Family Residential | Domestic Hot Water | Gas | Southern California Gas Company | Incentive:Canceled | 9310 | 70 |  | 1 SCG | 133 |  | 133 |  | 2016-09-19 15:27 |  | EVOLUTION ENERGY SOLUTIONS L L C | Retrofit | Los Angeles | Los Angeles | 90061 | Host Customer is System Owner | 4 |  | 2001001A | SunEarth, Inc. | SOLARAY | TE40P-80-2G | Indirect Forced Circulation (IF) | 40.9 |  | EP-40 / EP-40-0.75 | Glycol | Advanced Controller with a Vacation or Holiday Mode | Solar Storage and Auxiliary Tanks are separate | 80 | 1 | 1 | 55 | Z08 | [18 empty] | Los Angeles | FALSE | 70.53 |  | 2011-06-01: 2016-09-14; 2011-06-21: 2016-11-28; 2011-08-03: 2016-09-19 | 2446 | 9380 | Up-front Payment
SCG-006400 | Single Family Residential | Domestic Hot Water | Gas | Southern California Gas Company | Incentive:Paid | 9310 | 70 |  | 1 SCG | 133 |  | 133 |  | 2016-10-07 14:27 | 2016-11-02 | EVOLUTION ENERGY SOLUTIONS L L C | Retrofit | LOS ANGELES | Los Angeles | 90044 | Host Customer is System Owner | 3 |  | 2001001A | SunEarth, Inc. | SOLARAY | TE40P-80-2G | Indirect Forced Circulation (IF) | 40.9 |  | EP-40 / EP-40-0.75 | Glycol | Advanced Controller with a Vacation or Holiday Mode | Solar Storage and Auxiliary Tanks are separate | 80 | 1 | 1 | 45 | Z08 | [18 empty] | Los Angeles | FALSE | 70.53 |  | 2011-06-01: 2016-09-14; 2011-08-03: 2016-10-07; 2011-09-20: 2016-11-02 | 2881 | 9380 | Up-front Payment
SCG-006401 | Single Family Residential | Domestic Hot Water | Gas | Southern California Gas Company | Incentive:Paid | 10238 | 70 |  | 1 SCG | 167 |  | 159 |  | 2016-09-28 14:42 | 2016-10-10 | ENVIRONMENTAL SOLAR DESIGN INC | Retrofit | Los Angeles | Los Angeles | 90065 | Host Customer is System Owner | 4 |  | 2001001R | SunEarth, Inc. | SOLARAY | TE64P-120-2G | Indirect Forced Circulation (IF) | 65.67 |  | EP-32 / EP-32-0.75 | Glycol | Advanced Controller with a Vacation or Holiday Mode | Solar Storage and Auxiliary Tanks are separate | 120 | 1 | 0.95 | 55 | Z09 | [18 empty] | City of Los Angeles | FALSE | 64.67 |  | 2011-06-01: 2016-09-14; 2011-08-03: 2016-09-28; 2011-09-20: 2016-10-10 | 2924 | 10800 | Up-front Payment
SCG-006402 | Single Family Residential | Domestic Hot Water | Gas | Southern California Gas Company | Incentive:Paid | 9500 | 70 |  | 1 SCG | 167 |  | 150 |  | 2016-09-28 08:39 | 2016-10-13 | ENVIRONMENTAL SOLAR DESIGN INC | Retrofit | Los Angeles | Los Angeles | 90064 | Host Customer is System Owner | 3 |  | 2008024F | SunEarth, Inc. | SOLARAY | TE40P-80-TLG | Indirect Forced Circulation (IF) | 40.9 |  | EP-40 / EP-40-0.75 | Glycol | Advanced Controller with a Vacation or Holiday Mode | Solar Storage with Tankless Auxiliary Water Heater | 80 | 1 | 0.9 | 45 | Z09 | [18 empty] | City of Los Angeles | FALSE | 56.89 |  | 2011-06-01: 2016-09-14; 2011-08-03: 2016-09-28; 2011-09-20: 2016-10-13 | 2923 | 9500 | Up-front Payment
SCG-006403 | Single Family Residential | Domestic Hot Water | Gas | Southern California Gas Company | Incentive:Paid | 10238 | 70 |  | 1 SCG | 167 |  | 167 |  | 2016-09-28 08:44 | 2016-10-26 | ENVIRONMENTAL SOLAR DESIGN INC | Retrofit | Los Angeles | Los Angeles | 90036 | Host Customer is System Owner | 4 |  | 2001001E | SunEarth, Inc. | SOLARAY | TE64P-80-2G | Indirect Forced Circulation (IF) | 65.67 |  | EP-32 / EP-32-0.75 | Glycol | Advanced Controller with a Vacation or Holiday Mode | Solar Storage and Auxiliary Tanks are separate | 80 | 1 | 1 | 55 | Z09 | [18 empty] | City of Los Angeles | FALSE | 65.27 |  | 2011-06-01: 2016-09-14; 2011-08-03: 2016-09-28; 2011-09-20: 2016-10-26 | 2916 | 10900 | Up-front Payment
SCG-006404 | Single Family Residential | Domestic Hot Water | Gas | Southern California Gas Company | Incentive:Paid | 9217 | 70 |  | 1 SCG | 140 |  | 132 |  | 2016-09-15 14:47 | 2016-09-21 | TITANIUM POWER INC | Retrofit | Los Angeles | Los Angeles | 90011 | Host Customer is System Owner | 5 |  | 2001001B | SunEarth, Inc. | SOLARAY | TE40C-80-2G | Indirect Forced Circulation (IF) | 40.86 |  | EC-40 / EC-40-0.75 | Glycol | Advanced Controller with a Vacation or Holiday Mode | Solar Storage and Auxiliary Tanks are separate | 80 | 0.99 | 0.95 | 65 | Z08 | [18 empty] | Los Angeles | FALSE | 66.14 |  | 2011-06-01: 2016-09-14; 2011-08-03: 2016-09-15; 2011-09-20: 2016-09-21 | 2942 | 9259 | Up-front Payment
SCG-006405 | Single Family Residential | Domestic Hot Water | Gas | Southern California Gas Company | Incentive:Paid | 9310 | 70 |  | 1 SCG | 140 |  | 133 |  | 2016-09-15 14:49 | 2016-09-29 | TITANIUM POWER INC | Retrofit | Los Angeles | Los Angeles | 90011 | Host Customer is System Owner | 5 |  | 2001001B | SunEarth, Inc. | SOLARAY | TE40C-80-2G | Indirect Forced Circulation (IF) | 40.86 |  | EC-40 / EC-40-0.75 | Glycol | Advanced Controller with a Vacation or Holiday Mode | Solar Storage and Auxiliary Tanks are separate | 80 | 0.95 | 1 | 65 | Z08 | [18 empty] | Los Angeles | FALSE | 66.85 |  | 2011-06-01: 2016-09-14; 2011-08-03: 2016-09-15; 2011-09-20: 2016-09-29 | 2942 | 9359 | Up-front Payment
SCG-006406 | Single Family Residential | Domestic Hot Water | Gas | Southern California Gas Company | Incentive:Paid | 9702 | 70 |  | 1 SCG | 140 |  | 139 |  | 2016-09-15 12:09 | 2016-09-22 | TITANIUM POWER INC | Retrofit | Los Angeles | Los Angeles | 90011 | Owner/Tenant | 6 |  | 2001001B | SunEarth, Inc. | SOLARAY | TE40C-80-2G | Indirect Forced Circulation (IF) | 40.86 |  | EC-40 / EC-40-0.75 | Glycol | Advanced Controller with a Vacation or Holiday Mode | Solar Storage and Auxiliary Tanks are separate | 80 | 0.99 | 1 | 75 | Z08 | [18 empty] | Los Angeles | FALSE | 69.71 |  | 2011-06-01: 2016-09-14; 2011-08-03: 2016-09-15; 2011-09-20: 2016-09-22 | 2942 | 9759 | Up-front Payment
SCG-006408 | Commercial/Multifamily Residential | Domestic Hot Water | Gas | Southern California Gas Company | Incentive:Paid | 71000 | 25 |  | 1 SCG | 2840 |  | 2840 |  | 2016-09-16 16:17 | 2016-09-22 | ELECTRO-THERMAL EQUIPMENT CORP | Retrofit | Los Angeles | Los Angeles | 91402 | Host Customer is System Owner | [7 empty] | 859.95 | 40.95 |  | Drainback | Advanced Controller with a Thermal Cycling Function | Solar Storage and Auxiliary Tanks are separate |  | 1 | 1 | 1680 | Z09 | 42 | Units | Apartments/Condos | TRB-40 | 21 | 4 | 1000 | 2 | 100 | 1 | 270000 | FALSE | 130 | 130 |  | Amatis Controls - AM-JOULE |  | Amatis Controls - AM-JOULE | Los Angeles | FALSE | 25.42 |  | 2016-09-16 |  | 2016-09-16 | 2016-09-22 | 2017-01-06 | 2017-01-09 | 2838 | 72200 | Up-front Payment
SCG-006409 | Single Family Residential | Domestic Hot Water | Gas | Southern California Gas Company | Incentive:Paid | 10143 | 70 |  | 1 SCG | 161 |  | 145 |  | 2016-09-16 13:22 | 2016-09-26 | ALL VALLEY SOLAR INC | Retrofit | Lancaster | Lancaster | 93535 | Host Customer is System Owner | 5 |  | 2001028H | SunEarth, Inc. | CASCADE | ECRD-64-80-2G | Indirect Forced Circulation (IF) | 65.67 |  | EC-32 / EC-32-0.75 | Automatic Drainback |  | Solar Storage and Auxiliary Tanks are separate | 80 | 1 | 0.9 | 65 | Z14 | [18 empty] | City Of Lancaster | FALSE | 64.48 |  | 2011-06-01: 2016-09-15; 2011-08-03: 2016-09-16; 2011-09-20: 2016-09-26 | 2942 | 10382 | Up-front Payment
SCG-006410 | Single Family Residential | Domestic Hot Water | Gas | Southern California Gas Company | Incentive:Paid | 10238 | 70 |  | 1 SCG | 156 |  | 156 |  | 2016-10-04 07:05 | 2016-10-25 | ALL VALLEY SOLAR INC | Retrofit | Lancaster | Lancaster | 93536 | Host Customer is System Owner | 6 |  | 2001028G | SunEarth, Inc. | CASCADE | EPRD-64-80-2G | Indirect Forced Circulation (IF) | 65.67 |  | EP-32 / EP-32-0.75 | Automatic Drainback |  | Solar Storage and Auxiliary Tanks are separate | 80 | 1 | 1 | 75 | Z14 | [18 empty] | City of Lancaster | FALSE | 66.54 |  | 2011-06-01: 2016-09-15; 2011-08-03: 2016-10-04; 2011-09-20: 2016-10-25 | 2920 | 10381 | Up-front Payment
SCG-006411 | Single Family Residential | Domestic Hot Water | Gas | Southern California Gas Company | Incentive:Paid | 9380 | 70 |  | 1 SCG | 134 |  | 134 |  | 2016-10-07 14:46 | 2016-11-01 | EVOLUTION ENERGY SOLUTIONS L L C | Retrofit | Los Angeles | Los Angeles | 90033 | Host Customer is System Owner | 2 |  | 2001001A | SunEarth, Inc. | SOLARAY | TE40P-80-2G | Indirect Forced Circulation (IF) | 40.9 |  | EP-40 / EP-40-0.75 | Glycol | Advanced Controller with a Vacation or Holiday Mode | Solar Storage and Auxiliary Tanks are separate | 80 | 1 | 1 | 35 | Z09 | [18 empty] | Los Angeles | FALSE | 70 |  | 2011-06-01: 2016-09-15; 2011-08-03: 2016-10-07; 2011-09-20: 2016-11-01 | 2909 | 9380 | Up-front Payment
SCG-006412 | Single Family Residential | Domestic Hot Water | Gas | Southern California Gas Company | Incentive:Paid | 9870 | 70 |  | 1 SCG | 141 |  | 141 |  | 2016-09-19 14:31 | 2016-10-06 | TITANIUM POWER INC | Retrofit | Pacoima | Los Angeles | 91331 | Host Customer is System Owner | 5 |  | 2001001B | SunEarth, Inc. | SOLARAY | TE40C-80-2G | Indirect Forced Circulation (IF) | 40.86 |  | EC-40 / EC-40-0.75 | Glycol | Advanced Controller with a Vacation or Holiday Mode | Solar Storage and Auxiliary Tanks are separate | 80 | 1 | 1 | 65 | Z09 | [18 empty] | Los Angeles | FALSE | 70.63 |  | 2011-06-01: 2016-09-15; 2011-08-03: 2016-09-19; 2011-09-20: 2016-10-06 | 2928 | 9959 | Up-front Payment
SCG-006413 | Single Family Residential | Domestic Hot Water | Gas | Southern California Gas Company | Incentive:Paid | 8285 | 70 |  | 1 SCG | 162 |  | 160 |  | 2016-11-18 15:10 | 2017-02-06 | COMMUNITY ACTION PARTNERSHIP OF ORANGE COUNTY | Retrofit | GARDEN GROVE | Orange | 92841 | Owner/Tenant | 4 |  | 2010017C | Alternate Energy Technologies | EAGLESUN | DBS-G2-80-64 | Indirect Forced Circulation (IF) | 65.34 |  | MSC-32 | Automatic Drainback | Drainback (Water) | Solar Storage and Auxiliary Tanks are separate | 80 | 0.99 | 1 | 55 | Z08 | [18 empty] | GARDEN GROVE, CA | FALSE | 51.14 |  | 2011-06-01: 2016-09-15; 2011-08-03: 2016-11-18; 2011-09-20: 2017-02-06 | 2819 | 8284.58 | Up-front Payment
SCG-006414 | Single Family Residential | Domestic Hot Water | Gas | Southern California Gas Company | Incentive:Paid | 9377 | 70 |  | 1 SCG | 141 |  | 134 |  | 2016-09-16 12:46 | 2016-09-29 | TITANIUM POWER INC | Retrofit | Pacoima | Los Angeles | 91331 | Host Customer is System Owner | 6 |  | 2001001B | SunEarth, Inc. | SOLARAY | TE40C-80-2G | Indirect Forced Circulation (IF) | 40.86 |  | EC-40 / EC-40-0.75 | Glycol | Advanced Controller with a Vacation or Holiday Mode | Solar Storage and Auxiliary Tanks are separate | 80 | 1 | 0.95 | 75 | Z09 | [18 empty] | Los Angeles | FALSE | 67.09 |  | 2011-06-01: 2016-09-15; 2011-08-03: 2016-09-16; 2011-09-20: 2016-09-29 | 2942 | 9459 | Up-front Payment
SCG-006415 | Single Family Residential | Domestic Hot Water | Gas | Southern California Gas Company | Incentive:Paid | 9771 | 70 |  | 1 SCG | 141 |  | 140 |  | 2016-09-16 12:33 | 2016-09-26 | TITANIUM POWER INC | Retrofit | Pacoima | Los Angeles | 91331 | Host Customer is System Owner | 5 |  | 2001001B | SunEarth, Inc. | SOLARAY | TE40C-80-2G | Indirect Forced Circulation (IF) | 40.86 |  | EC-40 / EC-40-0.75 | Glycol | Advanced Controller with a Vacation or Holiday Mode | Solar Storage and Auxiliary Tanks are separate | 80 | 0.99 | 1 | 65 | Z09 | [18 empty] | Los Angeles | FALSE | 69.92 |  | 2011-06-01: 2016-09-15; 2011-08-03: 2016-09-16; 2011-09-20: 2016-09-26 | 2942 | 9859 | Up-front Payment
SCG-006416 | Single Family Residential | Domestic Hot Water | Gas | Southern California Gas Company | Incentive:Paid | 9475 | 70 |  | 1 SCG | 141 |  | 135 |  | 2016-09-16 10:54 | 2016-09-21 | TITANIUM POWER INC | Retrofit | Pacoima | Los Angeles | 91331 | Host Customer is System Owner | 5 |  | 2001001B | SunEarth, Inc. | SOLARAY | TE40C-80-2G | Indirect Forced Circulation (IF) | 40.86 |  | EC-40 / EC-40-0.75 | Glycol | Advanced Controller with a Vacation or Holiday Mode | Solar Storage and Auxiliary Tanks are separate | 80 | 0.96 | 1 | 65 | Z09 | [18 empty] | Los Angeles | FALSE | 67.79 |  | 2011-06-01: 2016-09-15; 2011-08-03: 2016-09-16; 2011-09-20: 2016-09-21 | 2942 | 9559 | Up-front Payment
SCG-006417 | Single Family Residential | Domestic Hot Water | Gas | Southern California Gas Company | Incentive:Paid | 9377 | 70 |  | 1 SCG | 141 |  | 134 |  | 2016-09-16 10:53 | 2016-09-30 | TITANIUM POWER INC | Retrofit | Pacoima | Los Angeles | 91331 | Host Customer is System Owner | 5 |  | 2001001B | SunEarth, Inc. | SOLARAY | TE40C-80-2G | Indirect Forced Circulation (IF) | 40.86 |  | EC-40 / EC-40-0.75 | Glycol | Advanced Controller with a Vacation or Holiday Mode | Solar Storage and Auxiliary Tanks are separate | 80 | 0.95 | 1 | 65 | Z09 | [18 empty] | Los Angeles | FALSE | 67.09 |  | 2011-06-01: 2016-09-15; 2011-08-03: 2016-09-16; 2011-09-20: 2016-09-30 | 2942 | 9459 | Up-front Payment
SCG-006418 | Single Family Residential | Domestic Hot Water | Gas | Southern California Gas Company | Incentive:Paid | 9870 | 70 |  | 1 SCG | 141 |  | 141 |  | 2016-09-16 10:48 | 2016-09-26 | TITANIUM POWER INC | Retrofit | Arleta | Los Angeles | 91331 | Host Customer is System Owner | 5 |  | 2001001B | SunEarth, Inc. | SOLARAY | TE40C-80-2G | Indirect Forced Circulation (IF) | 40.86 |  | EC-40 / EC-40-0.75 | Glycol | Advanced Controller with a Vacation or Holiday Mode | Solar Storage and Auxiliary Tanks are separate | 80 | 1 | 1 | 65 | Z09 | [18 empty] | Los Angeles | FALSE | 70.28 |  | 2011-06-01: 2016-09-15; 2011-08-03: 2016-09-16; 2011-09-20: 2016-09-26 | 2942 | 9909 | Up-front Payment
SCG-006420 | Single Family Residential | Domestic Hot Water | Gas | Southern California Gas Company | Incentive:Paid | 1808 | 29.85 |  | 1 | 75 |  | 61 |  | 2016-09-19 10:08 | 2016-09-26 | ZERO ENERGY CONTRACTING INC | Retrofit | North Hollywood | Los Angeles | 91606 | Host Customer is System Owner | 2 |  | 2012012B | GREENoneTEC Solarindustrie GmbH | SOLPAL (formerly Solcrafte) | SOLPAL L-G | Direct Integral Collector Storage (DI) | 26.11 |  | Solpal L |  |  | Solar Storage and Auxiliary Tanks are separate | 51 | 0.95 | 0.85 | 35 | Z09 | [18 empty] | Los Angeles | FALSE | 133.07 |  | 2011-06-01: 2016-09-15; 2011-08-03: 2016-09-19; 2011-09-20: 2016-09-26 | 2941 | 9980 | Up-front Payment
SCG-006421 | Commercial/Multifamily Residential | Domestic Hot Water | Gas | Southern California Gas Company | Incentive:Paid | 60900 | 25 |  | 1 SCG | 2436 |  | 2436 |  | 2016-09-16 16:24 | 2016-09-22 | ELECTRO-THERMAL EQUIPMENT CORP | Retrofit | Los Angeles | Los Angeles | 91406 | Host Customer is System Owner | [7 empty] | 737.1 | 40.95 |  | Drainback | Advanced Controller with a Thermal Cycling Function | Solar Storage and Auxiliary Tanks are separate |  | 1 | 1 | 1320 | Z09 | 33 | Units | Apartments/Condos | TRB-40 | 18 | 4 | 1250 | 2 | 100 | 1 | 270000 | FALSE | 130 | 130 |  | Amatis Controls - AM-JOULE |  | Amatis Controls - AM-JOULE | Los Angeles | FALSE | 25.25 |  | 2016-09-16 |  | 2016-09-16 | 2016-09-22 | 2017-01-06 | 2017-01-09 | 2838 | 61500 | Up-front Payment
SCG-006422 | Single Family Residential | Domestic Hot Water | Gas | Southern California Gas Company | Incentive:Paid | 9310 | 70 |  | 1 SCG | 133 |  | 133 |  | 2016-09-21 09:26 | 2016-09-30 | EVOLUTION ENERGY SOLUTIONS L L C | Retrofit | Los Angeles | Los Angeles | 90047 | Host Customer is System Owner | 5 |  | 2001001A | SunEarth, Inc. | SOLARAY | TE40P-80-2G | Indirect Forced Circulation (IF) | 40.9 |  | EP-40 / EP-40-0.75 | Glycol | Advanced Controller with a Vacation or Holiday Mode | Solar Storage and Auxiliary Tanks are separate | 80 | 1 | 1 | 65 | Z08 | [18 empty] | Los Angeles | FALSE | 70.53 |  | 2011-06-01: 2016-09-15; 2011-08-03: 2016-09-21; 2011-09-20: 2016-09-30 | 2941 | 9380 | Up-front Payment
SCG-006423 | Single Family Residential | Domestic Hot Water | Gas | Southern California Gas Company | Incentive:Paid | 9380 | 70 |  | 1 SCG | 134 |  | 134 |  | 2016-10-03 09:02 | 2016-10-20 | EVOLUTION ENERGY SOLUTIONS L L C | Retrofit | LOS ANGELES | Los Angeles | 90023 | Host Customer is System Owner | 4 |  | 2001001A | SunEarth, Inc. | SOLARAY | TE40P-80-2G | Indirect Forced Circulation (IF) | 40.9 |  | EP-40 / EP-40-0.75 | Glycol | Advanced Controller with a Vacation or Holiday Mode | Solar Storage and Auxiliary Tanks are separate | 80 | 1 | 1 | 55 | Z09 | [18 empty] | Los Angeles | FALSE | 70 |  | 2011-06-01: 2016-09-15; 2011-08-03: 2016-10-03; 2011-09-20: 2016-10-20 | 2920 | 9380 | Up-front Payment
SCG-006424 | Single Family Residential | Domestic Hot Water | Gas | Southern California Gas Company | Incentive:Paid | 9380 | 70 |  | 1 SCG | 134 |  | 134 |  | 2016-10-03 09:06 | 2016-10-20 | EVOLUTION ENERGY SOLUTIONS L L C | Retrofit | LOS ANGELES | Los Angeles | 90031 | Host Customer is System Owner | 2 |  | 2001001A | SunEarth, Inc. | SOLARAY | TE40P-80-2G | Indirect Forced Circulation (IF) | 40.9 |  | EP-40 / EP-40-0.75 | Glycol | Advanced Controller with a Vacation or Holiday Mode | Solar Storage and Auxiliary Tanks are separate | 80 | 1 | 1 | 35 | Z09 | [18 empty] | Los Angeles | FALSE | 70 |  | 2011-06-01: 2016-09-15; 2011-08-03: 2016-10-03; 2011-09-20: 2016-10-20 | 2920 | 9380 | Up-front Payment
SCG-006426 | Commercial/Multifamily Residential | Domestic Hot Water | Gas | Southern California Gas Company | Incentive:Paid | 76000 | 25 |  | 1 SCG | 3055 |  | 3055 |  | 2016-09-16 16:29 | 2016-09-22 | ELECTRO-THERMAL EQUIPMENT CORP | Retrofit | Los Angeles | Los Angeles | 91402 | Host Customer is System Owner | [7 empty] | 859.95 | 40.95 |  | Drainback | Advanced Controller with a Thermal Cycling Function | Solar Storage and Auxiliary Tanks are separate |  | 1 | 1 | 1680 | Z09 | 60 | Units | Apartments/Condos | TRB-40 | 21 | 4 | 1550 | 1 | 100 | 1 | 270000 | FALSE | 130 | 130 |  | Amatis Controls - AM-JOULE |  | Amatis Controls - AM-JOULE | Los angeles | FALSE | 24.88 |  | 2016-09-16 |  | 2016-09-16 | 2016-09-22 | 2017-01-06 | 2017-01-31 | 2819 | 76000 | Up-front Payment
SCG-006427 | Commercial/Multifamily Residential | Domestic Hot Water | Gas | Southern California Gas Company | Incentive:Paid | 133975 | 25 |  | 1 SCG | 5359 |  | 5359 |  | 2016-09-16 16:33 | 2016-09-22 | ELECTRO-THERMAL EQUIPMENT CORP | Retrofit | Los Angeles | Los Angeles | 91405 | Host Customer is System Owner | [7 empty] | 1556.1 | 40.95 |  | Drainback | Advanced Controller with a Thermal Cycling Function | Solar Storage and Auxiliary Tanks are separate |  | 1 | 1 | 3230 | Z09 | 85 | Units | Apartments/Condos | TRB-40 | 38 | 4 | 2000 | 2 | 100 | 1 | 500000 | FALSE | 130 | 130 |  | Amatis Controls - AM-JOULE |  | Amatis Controls - AM-JOULE | Los Angeles | FALSE | 25.02 |  | 2016-09-16 |  | 2016-09-16 | 2016-09-22 | 2017-01-06 | 2017-01-09 | 2833 | 134100 | Up-front Payment
SCG-006428 | Single Family Residential | Domestic Hot Water | Gas | Southern California Gas Company | Incentive:Paid | 9408 | 70 |  | 1 SCG | 140 |  | 134 |  | 2016-09-19 15:12 | 2016-09-30 | TITANIUM POWER INC | Retrofit | Los Angeles | Los Angeles | 90011 | Host Customer is System Owner | 5 |  | 2001001B | SunEarth, Inc. | SOLARAY | TE40C-80-2G | Indirect Forced Circulation (IF) | 40.86 |  | EC-40 / EC-40-0.75 | Glycol | Advanced Controller with a Vacation or Holiday Mode | Solar Storage and Auxiliary Tanks are separate | 80 | 0.96 | 1 | 65 | Z08 | [18 empty] | Los Angeles | FALSE | 67.56 |  | 2011-06-01: 2016-09-16; 2011-08-03: 2016-09-19; 2011-09-20: 2016-09-30 | 2941 | 9459 | Up-front Payment
SCG-006429 | Single Family Residential | Domestic Hot Water | Gas | Southern California Gas Company | Incentive:Paid | 9771 | 70 |  | 1 SCG | 141 |  | 140 |  | 2016-09-19 15:24 | 2016-10-20 | TITANIUM POWER INC | Retrofit | San Fernando | Los Angeles | 91340 | Host Customer is System Owner | 6 |  | 2001001B | SunEarth, Inc. | SOLARAY | TE40C-80-2G | Indirect Forced Circulation (IF) | 40.86 |  | EC-40 / EC-40-0.75 | Glycol | Advanced Controller with a Vacation or Holiday Mode | Solar Storage and Auxiliary Tanks are separate | 80 | 0.99 | 1 | 75 | Z09 | [18 empty] | Los Angeles | FALSE | 69.92 |  | 2011-06-01: 2016-09-16; 2011-08-03: 2016-09-19; 2011-09-20: 2016-10-20 | 2923 | 9859 | Up-front Payment
SCG-006430 | Single Family Residential | Domestic Hot Water | Gas | Southern California Gas Company | Incentive:Paid | 9673 | 70 |  | 1 SCG | 141 |  | 138 |  | 2016-09-19 15:17 | 2016-09-30 | TITANIUM POWER INC | Retrofit | Sylmar | Los Angeles | 91342 | Host Customer is System Owner | 5 |  | 2001001B | SunEarth, Inc. | SOLARAY | TE40C-80-2G | Indirect Forced Circulation (IF) | 40.86 |  | EC-40 / EC-40-0.75 | Glycol | Advanced Controller with a Vacation or Holiday Mode | Solar Storage and Auxiliary Tanks are separate | 80 | 0.98 | 1 | 65 | Z09 | [18 empty] | Los Angeles | FALSE | 69.21 |  | 2011-06-01: 2016-09-16; 2011-08-03: 2016-09-19; 2011-09-20: 2016-09-30 | 2941 | 9759 | Up-front Payment
SCG-006431 | Single Family Residential | Domestic Hot Water | Gas | Southern California Gas Company | Incentive:Paid | 10238 | 70 |  | 1 SCG | 148 |  | 148 |  | 2016-10-10 21:53 | 2016-11-22 | SUNLIGHT ENERGY SYSTEMS INC | Retrofit | FOUNTAIN VALLEY | Orange | 92708 | Host Customer is System Owner | 4 |  | 2001028G | SunEarth, Inc. | CASCADE | EPRD-64-80-2G | Indirect Forced Circulation (IF) | 65.67 |  | EP-32 / EP-32-0.75 | Automatic Drainback | Advanced Controller with a Vacation or Holiday Mode | Solar Storage and Auxiliary Tanks are separate | 80 | 1 | 1 | 55 | Z06 | [18 empty] | FOUNTAIN VALLEY | FALSE | 70.61 |  | 2011-06-01: 2016-09-16; 2011-08-03: 2016-10-10; 2011-09-20: 2016-11-22 | 2889 | 10451 | Up-front Payment
SCG-006432 | Single Family Residential | Domestic Hot Water | Gas | Southern California Gas Company | Incentive:Paid | 9870 | 70 |  | 1 SCG | 141 |  | 141 |  | 2016-09-19 15:09 | 2016-10-07 | TITANIUM POWER INC | Retrofit | Pacoima | Los Angeles | 91331 | Host Customer is System Owner | 6 |  | 2001001B | SunEarth, Inc. | SOLARAY | TE40C-80-2G | Indirect Forced Circulation (IF) | 40.86 |  | EC-40 / EC-40-0.75 | Glycol | Advanced Controller with a Vacation or Holiday Mode | Solar Storage and Auxiliary Tanks are separate | 80 | 1 | 1 | 75 | Z09 | [18 empty] | Los Angeles | FALSE | 70.63 |  | 2011-06-01: 2016-09-16; 2011-08-03: 2016-09-19; 2011-09-20: 2016-10-07 | 2928 | 9959 | Up-front Payment
SCG-006433 | Single Family Residential | Domestic Hot Water | Gas | Southern California Gas Company | Incentive:Paid | 9771 | 70 |  | 1 SCG | 141 |  | 140 |  | 2016-09-19 15:07 | 2016-09-30 | TITANIUM POWER INC | Retrofit | Pacoima | Los Angeles | 91331 | Host Customer is System Owner | 5 |  | 2001001B | SunEarth, Inc. | SOLARAY | TE40C-80-2G | Indirect Forced Circulation (IF) | 40.86 |  | EC-40 / EC-40-0.75 | Glycol | Advanced Controller with a Vacation or Holiday Mode | Solar Storage and Auxiliary Tanks are separate | 80 | 0.99 | 1 | 65 | Z09 | [18 empty] | Los Angeles | FALSE | 69.92 |  | 2011-06-01: 2016-09-16; 2011-08-03: 2016-09-19; 2011-09-20: 2016-09-30 | 2941 | 9859 | Up-front Payment
SCG-006434 | Single Family Residential | Domestic Hot Water | Gas | Southern California Gas Company | Incentive:Paid | 9283 | 70 |  | 1 SCG | 141 |  | 133 |  | 2016-09-19 15:41 | 2016-09-30 | TITANIUM POWER INC | Retrofit | Arleta | Los Angeles | 91331 | Host Customer is System Owner | 5 |  | 2001001B | SunEarth, Inc. | SOLARAY | TE40C-80-2G | Indirect Forced Circulation (IF) | 40.86 |  | EC-40 / EC-40-0.75 | Glycol | Advanced Controller with a Vacation or Holiday Mode | Solar Storage and Auxiliary Tanks are separate | 80 | 0.99 | 0.95 | 65 | Z09 | [18 empty] | Los Angeles | FALSE | 66.38 |  | 2011-06-01: 2016-09-16; 2011-08-03: 2016-09-19; 2011-09-20: 2016-09-30 | 2941 | 9359 | Up-front Payment
PGE-006435 | Commercial/Multifamily Residential | Domestic Hot Water | Gas | Pacific Gas and Electric | Incentive:Paid | 188676 | 20.19 |  | 1 | 9345 |  | 9345 |  | 2017-09-26 15:42 | 2017-10-27 | SOLARIX SYSTEMS | New Construction | OAKLAND | Alameda | 94609 | Host Customer is System Owner | [7 empty] | 3052.92 | 40.17 |  | Glycol | Pressure Stagnation Protection (PSP) | Solar Storage and Auxiliary Tanks are separate |  | 1 | 1 | 5994 | Z03 | 162 | Units | Apartments/Condos | 2010115A | 76 | 1 | 4300 | 2 | 595 | 5 | 299999 | TRUE | 130 | 120 |  | Heliodyne - Delta-T Pro Ethernet |  | Heliodyne - Delta-T Pro Ethernet | City of Oakland | FALSE | 32.64 |  | 2016-09-16 | 2017-10-03 | 2017-09-26 | 2017-10-27 | 2018-04-18 | 2018-04-25 | 2348 | 305000 | Up-front Payment
SCG-006436 | Single Family Residential | Domestic Hot Water | Gas | Southern California Gas Company | Incentive:Paid | 1910 | 29.85 |  | 1 | 64 |  | 64 |  | 2016-09-19 15:02 | 2016-09-22 | ZERO ENERGY CONTRACTING INC | Retrofit | Fullerton | Orange | 92833 | Host Customer is System Owner | 3 |  | 30003825 | SunEarth, Inc. | CopperHeart | CP-40G | Direct Integral Collector Storage (DI) | 24.96 |  | CP-40 |  |  | Solar Storage and Auxiliary Tanks are separate | 40 | 1 | 1 | 45 | Z08 | [18 empty] | Fullerton | FALSE | 155.94 |  | 2011-06-01: 2016-09-16; 2011-08-03: 2016-09-19; 2011-09-20: 2016-09-22 | 2941 | 9980 | Up-front Payment
SCG-006438 | Commercial Pools | Pool Heating | Gas | Southern California Gas Company | Incentive:Paid | 11100 | 5 |  | 1 | 2220 |  | 2220 |  | 2016-09-24 13:28 | 2016-09-30 | ENERGY SERVICES | Retrofit | palm springs | Riverside | 92264 | Host Customer is System Owner | [7 empty] | 746.08 | 46.63 |  | Drainback |  |  |  | 1 | 1 |  | Z15 |  |  |  | 10204-12 | 16 | 1 | [5 empty] | FALSE |  |  |  | SunEarth - SETR A503 TTR U + VFS 20-400 |  | SunEarth - SETR A503 TTR U + VFS 20-400 | PALM SPRINGS | FALSE | 5.05 |  | 2016-09-23 |  | 2016-09-24 | 2016-09-30 | 2016-10-19 | 2016-10-20 | 2902 | 11200 | Up-front Payment
PGE-006439 | Commercial/Multifamily Residential | Domestic Hot Water | Gas | Pacific Gas and Electric | Incentive:Paid | 92854 | 20.19 |  | 1 | 4599 |  | 4599 |  | 2017-02-17 16:27 | 2017-03-20 | SOLARIX SYSTEMS | New Construction | Union City | Alameda | 94587 | Host Customer is System Owner | [7 empty] | 1285.44 | 40.17 |  | Glycol | Pressure Stagnation Protection (PSP) | Solar Storage and Auxiliary Tanks are separate |  | 1 | 1 | 3811 | Z03 | 103 | Units | Apartments/Condos | 2010115A | 32 | 1 | 1820 | 1 | 400 | 4 | 199999 | TRUE | 130 | 120 |  | Heliodyne - Delta-T Pro Ethernet |  | Heliodyne - Delta-T Pro Ethernet | City of Union City | FALSE | 32.56 |  | 2016-09-16 | 2017-02-24 | 2017-02-17 | 2017-03-20 | 2018-01-22 | 2018-01-25 | 2430 | 149733 | Up-front Payment
SCG-006440 | Single Family Residential | Domestic Hot Water | Gas | Southern California Gas Company | Incentive:Paid | 9380 | 70 |  | 1 SCG | 134 |  | 134 |  | 2016-10-07 16:46 | 2016-11-28 | EVOLUTION ENERGY SOLUTIONS L L C | Retrofit | LOS ANGELES | Los Angeles | 90029 | Host Customer is System Owner | 2 |  | 2001001A | SunEarth, Inc. | SOLARAY | TE40P-80-2G | Indirect Forced Circulation (IF) | 40.9 |  | EP-40 / EP-40-0.75 | Glycol | Advanced Controller with a Vacation or Holiday Mode | Solar Storage and Auxiliary Tanks are separate | 80 | 1 | 1 | 35 | Z09 | [18 empty] | Los Angeles | FALSE | 70 |  | 2011-06-01: 2016-09-17; 2011-08-03: 2016-10-07; 2011-09-20: 2016-11-28 | 2881 | 9380 | Up-front Payment
SCG-006441 | Single Family Residential | Domestic Hot Water | Gas | Southern California Gas Company | Incentive:Paid | 9380 | 70 |  | 1 SCG | 134 |  | 134 |  | 2016-10-05 12:46 | 2016-11-28 | EVOLUTION ENERGY SOLUTIONS L L C | Retrofit | LOS ANGELES | Los Angeles | 90029 | Host Customer is System Owner | 2 |  | 2001001A | SunEarth, Inc. | SOLARAY | TE40P-80-2G | Indirect Forced Circulation (IF) | 40.9 |  | EP-40 / EP-40-0.75 | Glycol | Advanced Controller with a Vacation or Holiday Mode | Solar Storage and Auxiliary Tanks are separate | 80 | 1 | 1 | 35 | Z09 | [18 empty] | Los Angeles | FALSE | 70 |  | 2011-06-01: 2016-09-17; 2011-08-03: 2016-10-05; 2011-09-20: 2016-11-28 | 2881 | 9380 | Up-front Payment
SCG-006442 | Single Family Residential | Domestic Hot Water | Gas | Southern California Gas Company | Incentive:Paid | 9380 | 70 |  | 1 SCG | 134 |  | 134 |  | 2016-10-05 12:57 | 2016-10-25 | EVOLUTION ENERGY SOLUTIONS L L C | Retrofit | LOS ANGELES | Los Angeles | 90033 | Host Customer is System Owner | 7 |  | 2001001A | SunEarth, Inc. | SOLARAY | TE40P-80-2G | Indirect Forced Circulation (IF) | 40.9 |  | EP-40 / EP-40-0.75 | Glycol | Advanced Controller with a Vacation or Holiday Mode | Solar Storage and Auxiliary Tanks are separate | 80 | 1 | 1 | 85 | Z09 | [18 empty] | Los Angeles | FALSE | 70 |  | 2011-06-01: 2016-09-17; 2011-08-03: 2016-10-05; 2011-09-20: 2016-10-25 | 2920 | 9380 | Up-front Payment
SCG-006445 | Single Family Residential | Domestic Hot Water | Gas | Southern California Gas Company | Incentive:Paid | 9520 | 70 |  | 1 SCG | 160 |  | 136 |  | 2016-11-14 08:35 | 2017-01-19 | AMECO SOLAR INC | Retrofit | San Pedro | Los Angeles | 90731 | Host Customer is System Owner | 5 |  | 2001001E | SunEarth, Inc. | SOLARAY | TE64P-80-2G | Indirect Forced Circulation (IF) | 65.67 |  | EP-32 / EP-32-0.75 | Glycol | Steam Back | Solar Storage and Auxiliary Tanks are separate | 80 | 1 | 0.85 | 65 | Z06 | [18 empty] | City of Los Angeles | FALSE | 65.09 |  | 2011-06-01: 2016-09-19; 2011-08-03: 2016-11-14; 2011-09-20: 2017-01-19 | 2832 | 10414 | Up-front Payment
SCG-006446 | Single Family Residential | Domestic Hot Water | Gas | Southern California Gas Company | Incentive:Paid | 10238 | 70 |  | 1 SCG | 167 |  | 159 |  | 2016-09-27 13:20 | 2016-10-07 | ENVIRONMENTAL SOLAR DESIGN INC | Retrofit | Montebello | Montebello | 90640 | Host Customer is System Owner | 4 |  | 2001001E | SunEarth, Inc. | SOLARAY | TE64P-80-2G | Indirect Forced Circulation (IF) | 65.67 |  | EP-32 / EP-32-0.75 | Glycol | Advanced Controller with a Vacation or Holiday Mode | Solar Storage and Auxiliary Tanks are separate | 80 | 1 | 0.95 | 55 | Z09 | [18 empty] | City of Montebello | FALSE | 76.65 |  | 2011-06-01: 2016-09-19; 2011-08-03: 2016-09-27; 2011-09-20: 2016-10-07 | 2930 | 12800 | Up-front Payment
SCG-006447 | Single Family Residential | Domestic Hot Water | Gas | Southern California Gas Company | Incentive:Paid | 9380 | 70 |  | 1 SCG | 134 |  | 134 |  | 2016-10-05 12:53 | 2016-10-21 | EVOLUTION ENERGY SOLUTIONS L L C | Retrofit | LOS ANGELES | Los Angeles | 90023 | Host Customer is System Owner | 7 |  | 2001001A | SunEarth, Inc. | SOLARAY | TE40P-80-2G | Indirect Forced Circulation (IF) | 40.9 |  | EP-40 / EP-40-0.75 | Glycol | Advanced Controller with a Vacation or Holiday Mode | Solar Storage and Auxiliary Tanks are separate | 80 | 1 | 1 | 85 | Z09 | [18 empty] | Los Angeles | FALSE | 70 |  | 2011-06-01: 2016-09-19; 2011-08-03: 2016-10-05; 2011-09-20: 2016-10-21 | 2920 | 9380 | Up-front Payment
SCG-006448 | Single Family Residential | Domestic Hot Water | Gas | Southern California Gas Company | Incentive:Paid | 10238 | 70 |  | 1 SCG | 167 |  | 150 |  | 2016-10-07 15:34 | 2016-11-04 | EVOLUTION ENERGY SOLUTIONS L L C | Retrofit | LOS ANGELES | Los Angeles | 90023 | Host Customer is System Owner | 2 |  | 2008024F | SunEarth, Inc. | SOLARAY | TE40P-80-TLG | Indirect Forced Circulation (IF) | 40.9 |  | EP-40 / EP-40-0.75 | Glycol | Advanced Controller with a Vacation or Holiday Mode | Solar Storage with Tankless Auxiliary Water Heater | 80 | 1 | 0.9 | 35 | Z09 | [18 empty] | Los Angeles | FALSE | 61.31 |  | 2011-06-01: 2016-09-19; 2011-08-03: 2016-10-07; 2011-09-20: 2016-11-04 | 2902 | 10239 | Up-front Payment
SCG-006449 | Low Income Multifamily Residential | Domestic Hot Water | Gas | Southern California Gas Company | Incentive:Paid | 101875 | 24.89 |  | 1 | 4093 |  | 4093 |  | 2016-11-03 11:40 | 2016-12-07 | CALIFORNIA SOLAR INTEGRATORS INC | New Construction | Los Angeles | Los Angeles | 90059 | Host Customer is System Owner | [7 empty] | 964.08 | 40.17 |  | Glycol | Steam Back | Solar Storage and Auxiliary Tanks are separate |  | 1 | 1 | 3885 | Z08 | 105 | Units | Apartments/Condos | 2010115A | 24 | 1 | 1605 | 3 | 670 | 2 | 3000000 | TRUE | 120 | 140 |  | SunEarth - SETR A503 TTR U + VFS 10-200 |  | SunEarth - SETR A503 TTR U + VFS 10-200 | Los Angeles County | FALSE | 41.53 |  | 2016-10-24 |  | 2016-11-03 | 2016-12-07 | 2018-08-29 | 2018-10-05 | 2201 | 170000 | Up-front Payment
SCG-006450 | Single Family Residential | Domestic Hot Water | Gas | Southern California Gas Company | Incentive:Paid | 9310 | 70 |  | 1 SCG | 133 |  | 133 |  | 2016-11-30 13:53 | 2017-03-10 | EVOLUTION ENERGY SOLUTIONS L L C | Retrofit | Compton | Los Angeles | 90221 | Host Customer is System Owner | 7 |  | 2001001A | SunEarth, Inc. | SOLARAY | TE40P-80-2G | Indirect Forced Circulation (IF) | 40.9 |  | EP-40 / EP-40-0.75 | Glycol | Advanced Controller with a Vacation or Holiday Mode | Solar Storage and Auxiliary Tanks are separate | 80 | 1 | 1 | 85 | Z08 | [18 empty] | Los Angeles | FALSE | 70 |  | 2011-06-01: 2016-09-19; 2011-08-03: 2016-11-30; 2011-09-20: 2017-03-10 | 2781 | 9310 | Up-front Payment
SCG-006451 | Single Family Residential | Domestic Hot Water | Gas | Southern California Gas Company | Incentive:Paid | 7914 | 70 |  | 1 SCG | 133 |  | 113 |  | 2016-10-05 12:58 | 2016-11-08 | EVOLUTION ENERGY SOLUTIONS L L C | Retrofit | Gardena | Los Angeles | 90247 | Host Customer is System Owner | 3 |  | 2001001A | SunEarth, Inc. | SOLARAY | TE40P-80-2G | Indirect Forced Circulation (IF) | 40.9 |  | EP-40 / EP-40-0.75 | Glycol | Advanced Controller with a Vacation or Holiday Mode | Solar Storage and Auxiliary Tanks are separate | 80 | 1 | 0.85 | 45 | Z08 | [18 empty] | Los Angeles | FALSE | 70.53 |  | 2011-06-01: 2016-09-19; 2011-08-03: 2016-10-05; 2011-09-20: 2016-11-08 | 2900 | 9380 | Up-front Payment
SCG-006453 | Single Family Residential | Domestic Hot Water | Gas | Southern California Gas Company | Incentive:Paid | 1846 | 29.85 |  | 1 | 75 |  | 62 |  | 2016-09-22 17:12 | 2016-09-29 | ZERO ENERGY CONTRACTING INC | Retrofit | Northridge | Los Angeles | 91324 | Host Customer is System Owner | 4 |  | 2012012B | GREENoneTEC Solarindustrie GmbH | SOLPAL (formerly Solcrafte) | SOLPAL L-G | Direct Integral Collector Storage (DI) | 26.11 |  | Solpal L |  |  | Solar Storage and Auxiliary Tanks are separate | 51 | 0.97 | 0.85 | 55 | Z09 | [18 empty] | Los Angeles | FALSE | 133.07 |  | 2011-06-01: 2016-09-19; 2011-08-03: 2016-09-22; 2011-09-20: 2016-09-29 | 2941 | 9980 | Up-front Payment
SCG-006454 | Single Family Residential | Domestic Hot Water | Gas | Southern California Gas Company | Incentive:Paid | 9055 | 70 |  | 1 SCG | 132 |  | 129 |  | 2016-09-20 13:48 | 2016-09-30 | SOLARPONICS INC | Retrofit | Santa Maria | Santa Barbara | 93455 | Host Customer is System Owner | 2 |  | 30004074 | Solene | Solene | SLSG40DC-80HE-XG | Indirect Forced Circulation (IF) | 40.01 |  | SLSG-40 | Glycol | Advanced Controller with a Thermal Cycling Function | Solar Storage and Auxiliary Tanks are separate | 80 | 0.98 | 1 | 35 | Z05 | [18 empty] | Santa Barbara County | FALSE | 74.2 |  | 2011-06-01: 2016-09-19; 2011-08-03: 2016-09-20; 2011-09-20: 2016-09-30 | 2941 | 9794 | Up-front Payment
SCG-006455 | Single Family Residential | Domestic Hot Water | Gas | Southern California Gas Company | Incentive:Paid | 8602 | 70 |  | 1 SCG | 132 |  | 123 |  | 2016-09-23 14:56 | 2016-10-03 | SOLARPONICS INC | Retrofit | Santa Maria | Santa Barbara | 93455 | Host Customer is System Owner | 2 |  | 30004074 | Solene | Solene | SLSG40DC-80HE-XG | Indirect Forced Circulation (IF) | 40.01 |  | SLSG-40 | Glycol | Advanced Controller with a Thermal Cycling Function | Solar Storage and Auxiliary Tanks are separate | 80 | 0.98 | 0.95 | 35 | Z05 | [18 empty] | Santa Barbara County | FALSE | 74.2 |  | 2011-06-01: 2016-09-19; 2011-08-03: 2016-09-23; 2011-09-20: 2016-10-03 | 2941 | 9794 | Up-front Payment
SCG-006456 | Single Family Residential | Domestic Hot Water | Gas | Southern California Gas Company | Incentive:Paid | 10220 | 70 |  | 1 SCG | 146 |  | 146 |  | 2016-10-26 15:12 | 2017-01-05 | FEREIDOUN TAHMASBI | Retrofit | NORTHRIDGE | Los Angeles | 91326 | Host Customer is System Owner | 5 |  | 2001001C | SunEarth, Inc. | SOLARAY | TE48P-80-2G | Indirect Forced Circulation (IF) | 49.3 |  | EP-24 / EP-24-0.75 | Glycol | Steam Back | Solar Storage and Auxiliary Tanks are separate | 80 | 1 | 1 | 65 | Z09 | [18 empty] | LOS ANGELES | FALSE | 70 |  | 2011-06-01: 2016-09-19; 2011-08-03: 2016-10-26; 2011-09-20: 2017-01-05 | 2839 | 10220 | Up-front Payment
SCG-006458 | Single Family Residential | Domestic Hot Water | Gas | Southern California Gas Company | Incentive:Paid | 9673 | 70 |  | 1 SCG | 141 |  | 138 |  | 2016-09-27 10:46 | 2016-10-11 | TITANIUM POWER INC | Retrofit | North Hollywood | Los Angeles | 91605 | Host Customer is System Owner | 5 |  | 2001001B | SunEarth, Inc. | SOLARAY | TE40C-80-2G | Indirect Forced Circulation (IF) | 40.86 |  | EC-40 / EC-40-0.75 | Glycol | Advanced Controller with a Vacation or Holiday Mode | Solar Storage and Auxiliary Tanks are separate | 80 | 0.98 | 1 | 65 | Z09 | [18 empty] | Los Angeles | FALSE | 69.21 |  | 2011-06-01: 2016-09-19; 2011-08-03: 2016-09-27; 2011-09-20: 2016-10-11 | 2930 | 9759 | Up-front Payment
SCG-006459 | Single Family Residential | Domestic Hot Water | Gas | Southern California Gas Company | Incentive:Paid | 10220 | 70 |  | 1 SCG | 146 |  | 146 |  | 2017-01-18 10:28 | 2017-03-17 | THE SOLAR ENERGY COMPANY INC | Retrofit | Santa Barbara | Santa Barbara | 93108 | Host Customer is System Owner | 4 |  | 2001001D | SunEarth, Inc. | SOLARAY | TE48C-80-2G | Indirect Forced Circulation (IF) | 49.48 |  | EC-24 / EC-24-0.75 | Glycol | Advanced Controller with a Vacation or Holiday Mode | Solar Storage and Auxiliary Tanks are separate | 80 | 1 | 1 | 55 | Z06 | [18 empty] | County of Santa Barbara | FALSE | 70 |  | 2011-06-01: 2016-09-19; 2011-08-03: 2017-01-18; 2011-09-20: 2017-03-17 | 2775 | 10220 | Up-front Payment
SCG-006462 | Single Family Residential | Domestic Hot Water | Gas | Southern California Gas Company | Incentive:Paid | 10238 | 70 |  | 1 SCG | 162 |  | 154 |  | 2016-09-29 09:57 | 2016-10-31 | SOL RELIABLE INC | Retrofit | Winnetka | Los Angeles | 91306 | Host Customer is System Owner | 3 |  | 2009036H | Heliodyne, Inc. | HELIOPAK | HPAK 016 2 406 G 80 ACD Z | Indirect Forced Circulation (IF) | 53.88 |  | 406 001 | Forced Circulation |  | Solar Storage and Auxiliary Tanks are separate | 80 | 1 | 0.95 | 45 | Z09 | [18 empty] | LADBS | FALSE | 100.62 |  | 2011-06-01: 2016-09-19; 2011-08-03: 2016-09-29; 2011-09-20: 2016-10-31 | 2915 | 16300 | Up-front Payment
SCG-006463 | Single Family Residential | Domestic Hot Water | Gas | Southern California Gas Company | Incentive:Paid | 10238 | 70 |  | 1 SCG | 162 |  | 162 |  | 2016-12-28 13:05 | 2017-03-24 | SOL RELIABLE INC | Retrofit | San Gabriel | Los Angeles | 91775 | Host Customer is System Owner | 3 |  | 2009036H | Heliodyne, Inc. | HELIOPAK | HPAK 016 2 406 G 80 ACD Z | Indirect Forced Circulation (IF) | 53.88 |  | 406 001 | Forced Circulation |  | Solar Storage and Auxiliary Tanks are separate | 80 | 1 | 1 | 45 | Z09 | [18 empty] | County of LA | FALSE | 92.59 |  | 2011-06-01: 2016-09-19; 2011-08-03: 2016-12-28; 2011-09-20: 2017-03-24 | 2767 | 15000 | Up-front Payment
SCG-006464 | Single Family Residential | Domestic Hot Water | Gas | Southern California Gas Company | Incentive:Paid | 9940 | 70 |  | 1 SCG | 142 |  | 142 |  | 2016-10-07 17:25 | 2016-12-05 | KUYKENDALL SOLAR CORPORATION | Retrofit | Kingsburg | Fresno | 93631 | Host Customer is System Owner | 3 |  | 2001001B | SunEarth, Inc. | SOLARAY | TE40C-80-2G | Indirect Forced Circulation (IF) | 40.86 |  | EC-40 / EC-40-0.75 | Glycol | Advanced Controller with a Vacation or Holiday Mode | Solar Storage and Auxiliary Tanks are separate | 80 | 1 | 1 | 45 | Z13 | [18 empty] | City of Kingsburg | FALSE | 70 |  | 2011-06-01: 2016-09-19; 2011-08-03: 2016-10-07; 2011-09-20: 2016-12-05 | 2875 | 9940 | Up-front Payment
SCG-006465 | Single Family Residential | Domestic Hot Water | Gas | Southern California Gas Company | Incentive:Paid | 10238 | 70 |  | 1 SCG | 190 |  | 190 |  | 2016-10-26 10:09 | 2016-12-21 | ALL VALLEY SOLAR INC | Retrofit | Los Angeles | Los Angeles | 90035 | Host Customer is System Owner | 6 |  | 30004026 | SunEarth, Inc. | Cascade 2 | C2-80-120-TLG | Indirect Forced Circulation (IF) | 81.89 |  | TRB-40 | Automatic Drainback |  | Solar Storage with Tankless Auxiliary Water Heater | 120 | 1 | 1 | 75 | Z09 | [18 empty] | LADBS | FALSE | 60 |  | 2011-06-01: 2016-09-20; 2011-08-03: 2016-10-26; 2011-09-20: 2016-12-21 | 2860 | 11400 | Up-front Payment
SCG-006466 | Commercial/Multifamily Residential | Domestic Hot Water | Gas | Southern California Gas Company | Incentive:Canceled | 17125 | 25 |  | 1 SCG | 685 |  | 685 |  | 2016-09-28 09:47 | 2016-09-30 | ADROIT ENERGY INC | Retrofit | El Centro | El Centro | 92243 | Host Customer is System Owner | [7 empty] | 163.8 | 40.95 |  | Glycol | Steam Back | Solar Storage and Auxiliary Tanks are separate |  | 1 | 1 | 480 | Z15 | 200 | Full meals served | Meal Service Restaurant | 10001803 | 4 | 1 | 240 | 2 | 100 | 1 | 250000 | TRUE | 130 | 130 | [5 empty] | FALSE | 49.05 |  | 2011-06-01: 2016-09-20; 2011-06-23: 2016-09-28; 2011-07-01: 2016-09-30 | 2948 | 33600 | Up-front Payment
SCG-006467 | Single Family Residential | Domestic Hot Water | Gas | Southern California Gas Company | Incentive:Paid | 9937 | 70 |  | 1 SCG | 167 |  | 142 |  | 2016-10-10 10:38 | 2016-12-08 | ENVIRONMENTAL SOLAR DESIGN INC | Retrofit | Encino | Encino | 91436 | Host Customer is System Owner | 4 |  | 2001001R | SunEarth, Inc. | SOLARAY | TE64P-120-2G | Indirect Forced Circulation (IF) | 65.67 |  | EP-32 / EP-32-0.75 | Glycol | Advanced Controller with a Vacation or Holiday Mode | Solar Storage and Auxiliary Tanks are separate | 120 | 1 | 0.85 | 55 | Z09 | [18 empty] | City of Los Angeles | FALSE | 61.31 |  | 2011-06-01: 2016-09-20; 2011-08-03: 2016-10-10; 2011-09-20: 2016-12-08 | 2875 | 10238 | Up-front Payment
SCG-006468 | Single Family Residential | Domestic Hot Water | Gas | Southern California Gas Company | Incentive:Paid | 5264 | 70 |  | 1 SCG | 94 |  | 75 |  | 2016-12-15 08:22 | 2017-03-17 | SUNTREK INDUSTRIES INC | Retrofit | Los Angeles | Los Angeles | 90045 | Host Customer is System Owner | 4 |  | 30003828 | SunEarth, Inc. | CopperHeart | CP-40-TLG | Direct Integral Collector Storage (DI) | 24.96 |  | CP-40 |  |  | Solar Storage with Tankless Auxiliary Water Heater | 0 | 1 | 0.8 | 55 | Z06 | [18 empty] | Los Angeles | FALSE | 134.04 |  | 2011-06-01: 2016-09-20; 2011-08-03: 2016-12-15; 2011-09-20: 2017-03-17 | 2775 | 12600 | Up-front Payment
SCG-006469 | Single Family Residential | Domestic Hot Water | Gas | Southern California Gas Company | Incentive:Paid | 9590 | 70 |  | 1 SCG | 137 |  | 137 |  | 2016-10-11 07:36 | 2016-11-14 | ALL VALLEY SOLAR INC | Retrofit | Granada Hills | Granada Hills | 91344 | Host Customer is System Owner | 5 |  | 30004012 | SunEarth, Inc. | Cascade 2 | C2-64-80-2G | Indirect Forced Circulation (IF) | 65.67 |  | EP-32 / EP-32-0.75 | Automatic Drainback |  | Solar Storage and Auxiliary Tanks are separate | 80 | 1 | 1 | 65 | Z09 | [18 empty] | LADBS | FALSE | 70.45 |  | 2011-06-01: 2016-09-20; 2011-08-03: 2016-10-11; 2011-09-20: 2016-11-14 | 2900 | 9652 | Up-front Payment
SCG-006471 | Single Family Residential | Domestic Hot Water | Gas | Southern California Gas Company | Incentive:Paid | 9287 | 70 |  | 1 SCG | 162 |  | 133 |  | 2016-09-22 16:39 | 2016-09-29 | SUNTREK INDUSTRIES INC | Retrofit | Saugus | Los Angeles | 91390 | Host Customer is System Owner | 4 |  | 2001001F | SunEarth, Inc. | SOLARAY | TE64C-80-2G | Indirect Forced Circulation (IF) | 65.67 |  | EC-32 / EC-32-0.75 | Glycol | Advanced Controller with a Vacation or Holiday Mode | Solar Storage and Auxiliary Tanks are separate | 80 | 0.91 | 0.9 | 55 | Z16 | [18 empty] | Santa Clarita | FALSE | 66.05 |  | 2011-06-01: 2016-09-20; 2011-08-03: 2016-09-22; 2011-09-20: 2016-09-29 | 2941 | 10700 | Up-front Payment
SCG-006472 | Single Family Residential | Domestic Hot Water | Gas | Southern California Gas Company | Incentive:Paid | 10238 | 70 |  | 1 SCG | 162 |  | 160 |  | 2016-11-21 13:07 | 2017-02-08 | SOL RELIABLE INC | Retrofit | Winnetka | Los Angeles | 91306 | Host Customer is System Owner | 4 |  | 2009036H | Heliodyne, Inc. | HELIOPAK | HPAK 016 2 406 G 80 ACD Z | Indirect Forced Circulation (IF) | 53.88 |  | 406 001 | Forced Circulation |  | Solar Storage and Auxiliary Tanks are separate | 80 | 0.99 | 1 | 55 | Z09 | [18 empty] | LADBS | FALSE | 98.77 |  | 2011-06-01: 2016-09-20; 2011-08-03: 2016-11-21; 2011-09-20: 2017-02-08 | 2818 | 16000 | Up-front Payment
SCG-006473 | Single Family Residential | Domestic Hot Water | Gas | Southern California Gas Company | Incentive:Paid | 9702 | 70 |  | 1 SCG | 140 |  | 139 |  | 2016-09-26 15:46 | 2016-10-20 | TITANIUM POWER INC | Retrofit | Los Angeles | Los Angeles | 90044 | Host Customer is System Owner | 9 |  | 2001001B | SunEarth, Inc. | SOLARAY | TE40C-80-2G | Indirect Forced Circulation (IF) | 40.86 |  | EC-40 / EC-40-0.75 | Glycol | Advanced Controller with a Vacation or Holiday Mode | Solar Storage and Auxiliary Tanks are separate | 80 | 0.99 | 1 | 105 | Z08 | [18 empty] | Los Angeles | FALSE | 69.71 |  | 2011-06-01: 2016-09-20; 2011-08-03: 2016-09-26; 2011-09-20: 2016-10-20 | 2916 | 9759 | Up-front Payment
SCG-006474 | Single Family Residential | Domestic Hot Water | Gas | Southern California Gas Company | Incentive:Paid | 9859 | 70 |  | 1 SCG | 141 |  | 141 |  | 2016-09-21 15:49 | 2016-11-01 | TITANIUM POWER INC | Retrofit | Pacoima | Los Angeles | 91331 | Host Customer is System Owner | 8 |  | 2001001B | SunEarth, Inc. | SOLARAY | TE40C-80-2G | Indirect Forced Circulation (IF) | 40.86 |  | EC-40 / EC-40-0.75 | Glycol | Advanced Controller with a Vacation or Holiday Mode | Solar Storage and Auxiliary Tanks are separate | 80 | 1 | 1 | 95 | Z09 | [18 empty] | Los Angeles | FALSE | 69.92 |  | 2011-06-01: 2016-09-20; 2011-08-03: 2016-09-21; 2011-09-20: 2016-11-01 | 2908 | 9859 | Up-front Payment
SCG-006475 | Single Family Residential | Domestic Hot Water | Gas | Southern California Gas Company | Incentive:Paid | 9380 | 70 |  | 1 SCG | 134 |  | 134 |  | 2016-11-08 12:54 | 2017-01-19 | ENVIRONMENTAL SOLAR DESIGN INC | Retrofit | Los Angeles | Los Angeles | 90042 | Host Customer is System Owner | 2 |  | 2001001A | SunEarth, Inc. | SOLARAY | TE40P-80-2G | Indirect Forced Circulation (IF) | 40.9 |  | EP-40 / EP-40-0.75 | Glycol | Advanced Controller with a Vacation or Holiday Mode | Solar Storage and Auxiliary Tanks are separate | 80 | 1 | 1 | 35 | Z09 | [18 empty] | City of Los Angeles | FALSE | 70.9 |  | 2011-06-01: 2016-09-20; 2011-08-03: 2016-11-08; 2011-09-20: 2017-01-19 | 2831 | 9500 | Up-front Payment
SCG-006477 | Single Family Residential | Domestic Hot Water | Gas | Southern California Gas Company | Incentive:Paid | 10220 | 70 |  | 1 SCG | 146 |  | 146 |  | 2016-10-04 15:00 | 2016-11-03 | FEREIDOUN TAHMASBI | Retrofit | Woodland Hills | Los Angeles | 91364 | Host Customer is System Owner | 5 |  | 2001001C | SunEarth, Inc. | SOLARAY | TE48P-80-2G | Indirect Forced Circulation (IF) | 49.3 |  | EP-24 / EP-24-0.75 | Glycol | Steam Back | Solar Storage and Auxiliary Tanks are separate | 80 | 1 | 1 | 65 | Z09 | [18 empty] | Woodland Hills | FALSE | 70 |  | 2011-06-01: 2016-09-20; 2011-08-03: 2016-10-04; 2011-09-20: 2016-11-03 | 2909 | 10220 | Up-front Payment
SCG-006478 | Single Family Residential | Domestic Hot Water | Gas | Southern California Gas Company | Incentive:Paid | 10220 | 70 |  | 1 SCG | 146 |  | 146 |  | 2016-12-01 09:57 | 2017-03-13 | FEREIDOUN TAHMASBI | Retrofit | Simi valley | Los Angeles | 93065 | Host Customer is System Owner | 5 |  | 2001001C | SunEarth, Inc. | SOLARAY | TE48P-80-2G | Indirect Forced Circulation (IF) | 49.3 |  | EP-24 / EP-24-0.75 | Glycol | Steam Back | Solar Storage and Auxiliary Tanks are separate | 80 | 1 | 1 | 65 | Z09 | [18 empty] | City of Simi Valley | FALSE | 70.07 |  | 2011-06-01: 2016-09-20; 2011-08-03: 2016-12-01; 2011-09-20: 2017-03-13 | 2782 | 10230 | Up-front Payment
SCG-006480 | Single Family Residential | Domestic Hot Water | Gas | Southern California Gas Company | Incentive:Paid | 8579 | 70 |  | 1 SCG | 162 |  | 123 |  | 2016-12-22 11:43 | 2017-03-23 | SOL RELIABLE INC | Retrofit | Los Angeles | Los Angeles | 90046 | Host Customer is System Owner | 4 |  | 2009036H | Heliodyne, Inc. | HELIOPAK | HPAK 016 2 406 G 80 ACD Z | Indirect Forced Circulation (IF) | 53.88 |  | 406 001 | Forced Circulation |  | Solar Storage and Auxiliary Tanks are separate | 80 | 0.89 | 0.85 | 55 | Z09 | [18 empty] | LADBS | FALSE | 75.65 |  | 2011-06-01: 2016-09-20; 2011-08-03: 2016-12-22; 2011-09-20: 2017-03-23 | 2773 | 12255 | Up-front Payment
SCG-006482 | Single Family Residential | Domestic Hot Water | Gas | Southern California Gas Company | Incentive:Paid | 10238 | 70 |  | 1 SCG | 186 |  | 177 |  | 2016-10-13 20:41 | 2016-11-30 | CATERSOLAR INC | Retrofit | Granada Hills | Los Angeles | 91344 | Host Customer is System Owner | 5 |  | 2011118A | Stiebel Eltron | SOLAR HOT WATER PACKAGE | SOLKIT-2N-B | Indirect Forced Circulation (IF) | 54.81 |  | SOL 27 Premium S |  |  | Solar Storage with Tankless Auxiliary Water Heater | 81.1 | 0.95 | 1 | 65 | Z09 | [18 empty] | CITY OF LOS ANGELES | FALSE | 56.24 |  | 2011-06-01: 2016-09-21; 2011-08-03: 2016-10-13; 2011-09-20: 2016-11-30 | 2881 | 10460 | Up-front Payment
SCG-006483 | Single Family Residential | Domestic Hot Water | Gas | Southern California Gas Company | Incentive:Paid | 10238 | 70 |  | 1 SCG | 186 |  | 177 |  | 2016-09-26 22:07 | 2016-10-07 | CATERSOLAR INC | Retrofit | Granada Hills | Los Angeles | 91344 | Host Customer is System Owner | 5 |  | 2011118A | Stiebel Eltron | SOLAR HOT WATER PACKAGE | SOLKIT-2N-B | Indirect Forced Circulation (IF) | 54.81 |  | SOL 27 Premium S | Glycol | Advanced Controller with a Vacation or Holiday Mode | Solar Storage with Tankless Auxiliary Water Heater | 81.1 | 1 | 0.95 | 65 | Z09 | [18 empty] | CITY OF LOS ANGELES | FALSE | 56.24 |  | 2011-06-01: 2016-09-21; 2011-08-03: 2016-09-26; 2011-09-20: 2016-10-07 | 2929 | 10460 | Up-front Payment
SCG-006484 | Single Family Residential | Domestic Hot Water | Gas | Southern California Gas Company | Incentive:Paid | 10238 | 70 |  | 1 SCG | 186 |  | 158 |  | 2016-09-26 22:02 | 2016-10-06 | CATERSOLAR INC | Retrofit | Woodland Hills | Los Angeles | 91367 | Host Customer is System Owner | 5 |  | 2011118A | Stiebel Eltron | SOLAR HOT WATER PACKAGE | SOLKIT-2N-B | Indirect Forced Circulation (IF) | 54.81 |  | SOL 27 Premium S | Glycol | Advanced Controller with a Vacation or Holiday Mode | Solar Storage with Tankless Auxiliary Water Heater | 81.1 | 0.85 | 1 | 65 | Z09 | [18 empty] | los angeles | FALSE | 56.24 |  | 2011-06-01: 2016-09-21; 2011-08-03: 2016-09-26; 2011-09-20: 2016-10-06 | 2929 | 10460 | Up-front Payment
SCG-006485 | Single Family Residential | Domestic Hot Water | Gas | Southern California Gas Company | Incentive:Paid | 9380 | 70 |  | 1 SCG | 134 |  | 134 |  | 2016-10-05 12:47 | 2016-10-28 | EVOLUTION ENERGY SOLUTIONS L L C | Retrofit | LOS ANGELES | Los Angeles | 90023 | Host Customer is System Owner | 4 |  | 2001001A | SunEarth, Inc. | SOLARAY | TE40P-80-2G | Indirect Forced Circulation (IF) | 40.9 |  | EP-40 / EP-40-0.75 | Glycol | Advanced Controller with a Vacation or Holiday Mode | Solar Storage and Auxiliary Tanks are separate | 80 | 1 | 1 | 55 | Z09 | [18 empty] | Los Angeles | FALSE | 70 |  | 2011-06-01: 2016-09-21; 2011-08-03: 2016-10-05; 2011-09-20: 2016-10-28 | 2915 | 9380 | Up-front Payment
SCG-006486 | Single Family Residential | Domestic Hot Water | Gas | Southern California Gas Company | Incentive:Paid | 10238 | 70 |  | 1 SCG | 186 |  | 158 |  | 2016-10-11 15:21 | 2016-11-22 | CATERSOLAR INC | Retrofit | Valley Village | Los Angeles | 91607 | Host Customer is System Owner | 5 |  | 2011118A | Stiebel Eltron | SOLAR HOT WATER PACKAGE | SOLKIT-2N-B | Indirect Forced Circulation (IF) | 54.81 |  | SOL 27 Premium S | Glycol | Advanced Controller with a Vacation or Holiday Mode | Solar Storage with Tankless Auxiliary Water Heater | 81.1 | 1 | 0.85 | 65 | Z09 | [18 empty] | CITY OF LOS ANGELES | FALSE | 56.24 |  | 2011-06-01: 2016-09-21; 2011-08-03: 2016-10-11; 2011-09-20: 2016-11-22 | 2889 | 10460 | Up-front Payment
SCG-006487 | Single Family Residential | Domestic Hot Water | Gas | Southern California Gas Company | Incentive:Canceled | 10238 | 70 |  | 1 SCG | 186 |  | 159 |  | 2016-10-07 13:52 |  |  | Retrofit | Sherman Oaks | Los Angeles | 91403 | Host Customer is System Owner | 5 |  | 2011118A | Stiebel Eltron | SOLAR HOT WATER PACKAGE | SOLKIT-2N-B | Indirect Forced Circulation (IF) | 54.81 |  | SOL 27 Premium S | Glycol | Advanced Controller with a Vacation or Holiday Mode | Solar Storage with Tankless Auxiliary Water Heater | 81.1 | 0.95 | 0.9 | 65 | Z09 | [18 empty] | CITY OF LOS ANGELES | FALSE | 56.24 |  | 2011-06-01: 2016-09-21; 2011-06-21: 2016-10-14; 2011-08-03: 2016-10-07 | 2935 | 10460 | Up-front Payment
SCG-006488 | Single Family Residential | Domestic Hot Water | Gas | Southern California Gas Company | Incentive:Paid | 10238 | 70 |  | 1 SCG | 174 |  | 157 |  | 2016-09-26 19:54 | 2016-10-19 | CATERSOLAR INC | Retrofit | Granada Hills | Los Angeles | 91344 | Host Customer is System Owner | 6 |  | 2009147A | Apricus Inc. | APSS_CLOSED_AP30_FTW_TBGB | APSS_CLOSED_AP30_FTW_TBGB | Indirect Forced Circulation (IF) | 47.33 |  | ETC-30 / ETC-30C | Glycol | Advanced Controller with a Vacation or Holiday Mode | Solar Storage with Tankless Auxiliary Water Heater | 80.6 | 1 | 0.9 | 75 | Z09 | [18 empty] | CITY OF LOS ANGELES | FALSE | 58.97 |  | 2011-06-01: 2016-09-21; 2011-08-03: 2016-09-26; 2011-09-20: 2016-10-19 | 2916 | 10260 | Up-front Payment
SCG-006489 | Single Family Residential | Domestic Hot Water | Gas | Southern California Gas Company | Incentive:Paid | 9380 | 70 |  | 1 SCG | 134 |  | 134 |  | 2016-10-07 16:13 | 2016-11-02 | EVOLUTION ENERGY SOLUTIONS L L C | Retrofit | LOS ANGELES | Los Angeles | 90023 | Host Customer is System Owner | 8 |  | 2001001A | SunEarth, Inc. | SOLARAY | TE40P-80-2G | Indirect Forced Circulation (IF) | 40.9 |  | EP-40 / EP-40-0.75 | Glycol | Advanced Controller with a Vacation or Holiday Mode | Solar Storage and Auxiliary Tanks are separate | 80 | 1 | 1 | 95 | Z09 | [18 empty] | Los Angeles | FALSE | 70 |  | 2011-06-01: 2016-09-21; 2011-08-03: 2016-10-07; 2011-09-20: 2016-11-02 | 2909 | 9380 | Up-front Payment
SCG-006490 | Single Family Residential | Domestic Hot Water | Gas | Southern California Gas Company | Incentive:Paid | 10238 | 70 |  | 1 SCG | 167 |  | 150 |  | 2016-10-07 16:44 | 2016-11-08 | EVOLUTION ENERGY SOLUTIONS L L C | Retrofit | LOS ANGELES | Los Angeles | 90023 | Host Customer is System Owner | 5 |  | 2008024F | SunEarth, Inc. | SOLARAY | TE40P-80-TLG | Indirect Forced Circulation (IF) | 40.9 |  | EP-40 / EP-40-0.75 | Glycol | Advanced Controller with a Vacation or Holiday Mode | Solar Storage with Tankless Auxiliary Water Heater | 80 | 1 | 0.9 | 65 | Z09 | [18 empty] | Los Angeles | FALSE | 61.31 |  | 2011-06-01: 2016-09-21; 2011-08-03: 2016-10-07; 2011-09-20: 2016-11-08 | 2902 | 10239 | Up-front Payment
SCG-006491 | Single Family Residential | Domestic Hot Water | Gas | Southern California Gas Company | Incentive:Paid | 9380 | 70 |  | 1 SCG | 134 |  | 134 |  | 2016-10-07 14:30 | 2016-11-01 | EVOLUTION ENERGY SOLUTIONS L L C | Retrofit | Los Angeles | Los Angeles | 90023 | Host Customer is System Owner | 4 |  | 2001001A | SunEarth, Inc. | SOLARAY | TE40P-80-2G | Indirect Forced Circulation (IF) | 40.9 |  | EP-40 / EP-40-0.75 | Glycol | Advanced Controller with a Vacation or Holiday Mode | Solar Storage and Auxiliary Tanks are separate | 80 | 1 | 1 | 55 | Z09 | [18 empty] | Los Angeles | FALSE | 70 |  | 2011-06-01: 2016-09-21; 2011-08-03: 2016-10-07; 2011-09-20: 2016-11-01 | 2909 | 9380 | Up-front Payment
SCG-006492 | Single Family Residential | Domestic Hot Water | Gas | Southern California Gas Company | Incentive:Paid | 10150 | 70 |  | 1 SCG | 145 |  | 145 |  | 2017-01-05 14:31 | 2017-04-25 | MOHR POWER SOLAR INC | Retrofit | Canoga Park | Los Angeles | 91304 | Host Customer is System Owner | 5 |  | 2010143B | Solene | AURORA/AO SMITH | SLAR64DC-80HE-XG | Indirect Forced Circulation (IF) | 64 |  | SLAR-32 | Glycol | Advanced Controller with a Vacation or Holiday Mode | Solar Storage and Auxiliary Tanks are separate | 80 | 1 | 1 | 65 | Z09 | [18 empty] | County of Los Angeles | FALSE | 75.86 |  | 2011-06-01: 2016-09-21; 2011-08-03: 2017-01-05; 2011-09-20: 2017-04-25 | 2725 | 11000 | Up-front Payment
SCG-006493 | Single Family Residential | Domestic Hot Water | Gas | Southern California Gas Company | Incentive:Paid | 10238 | 70 |  | 1 SCG | 162 |  | 154 |  | 2016-09-28 10:08 | 2016-10-26 | ALL VALLEY SOLAR INC | Retrofit | Arleta | Los Angeles | 91331 | Host Customer is System Owner | 4 |  | 2001028H | SunEarth, Inc. | CASCADE | ECRD-64-80-2G | Indirect Forced Circulation (IF) | 65.67 |  | EC-32 / EC-32-0.75 | Automatic Drainback |  | Solar Storage and Auxiliary Tanks are separate | 80 | 1 | 0.95 | 55 | Z09 | [18 empty] | LADBS | FALSE | 70.99 |  | 2011-06-01: 2016-09-21; 2011-08-03: 2016-09-28; 2011-09-20: 2016-10-26 | 2916 | 11500 | Up-front Payment
SCG-006494 | Single Family Residential | Domestic Hot Water | Gas | Southern California Gas Company | Incentive:Paid | 9940 | 70 |  | 1 SCG | 142 |  | 142 |  | 2016-12-01 10:05 | 2017-03-13 | MOHR POWER SOLAR INC | Retrofit | Los Angeles | Los Angeles | 90032 | Host Customer is System Owner | 7 |  | 2010143B | Solene | AURORA/AO SMITH | SLAR64DC-80HE-XG | Indirect Forced Circulation (IF) | 64 |  | SLAR-32 | Glycol | Advanced Controller with a Vacation or Holiday Mode | Solar Storage and Auxiliary Tanks are separate | 80 | 1 | 1 | 85 | Z09 | [18 empty] | City of Los Angeles | FALSE | 77.04 |  | 2011-06-01: 2016-09-21; 2011-08-03: 2016-12-01; 2011-09-20: 2017-03-13 | 2780 | 10940 | Up-front Payment
SCG-006497 | Single Family Residential | Domestic Hot Water | Gas | Southern California Gas Company | Incentive:Paid | 9310 | 70 |  | 1 SCG | 140 |  | 133 |  | 2016-09-23 15:55 | 2016-09-30 | TITANIUM POWER INC | Retrofit | Los Angeles | Los Angeles | 90011 | Host Customer is System Owner | 5 |  | 2001001B | SunEarth, Inc. | SOLARAY | TE40C-80-2G | Indirect Forced Circulation (IF) | 40.86 |  | EC-40 / EC-40-0.75 | Glycol | Advanced Controller with a Vacation or Holiday Mode | Solar Storage and Auxiliary Tanks are separate | 80 | 1 | 0.95 | 65 | Z08 | [18 empty] | Los Angeles | FALSE | 66.85 |  | 2011-06-01: 2016-09-21; 2011-08-03: 2016-09-23; 2011-09-20: 2016-09-30 | 2941 | 9359 | Up-front Payment
SCG-006498 | Single Family Residential | Domestic Hot Water | Gas | Southern California Gas Company | Incentive:Paid | 10238 | 70 |  | 1 SCG | 163 |  | 160 |  | 2016-12-30 11:51 | 2017-03-16 | SOL RELIABLE INC | Retrofit | Los Angeles | Los Angeles | 90062 | Host Customer is System Owner | 4 |  | 2009036H | Heliodyne, Inc. | HELIOPAK | HPAK 016 2 406 G 80 ACD Z | Indirect Forced Circulation (IF) | 53.88 |  | 406 001 | Forced Circulation |  | Solar Storage and Auxiliary Tanks are separate | 80 | 0.98 | 1 | 55 | Z08 | [18 empty] | LADBS | FALSE | 92.02 |  | 2011-06-01: 2016-09-21; 2011-08-03: 2016-12-30; 2011-09-20: 2017-03-16 | 2771 | 15000 | Up-front Payment
SCG-006499 | Single Family Residential | Domestic Hot Water | Gas | Southern California Gas Company | Incentive:Paid | 10220 | 70 |  | 1 SCG | 146 |  | 146 |  | 2016-11-16 12:05 | 2017-02-06 | FEREIDOUN TAHMASBI | Retrofit | TARZANA | Los Angeles | 91356 | Host Customer is System Owner | 5 |  | 2001001C | SunEarth, Inc. | SOLARAY | TE48P-80-2G | Indirect Forced Circulation (IF) | 49.3 |  | EP-24 / EP-24-0.75 | Glycol | Steam Back | Solar Storage and Auxiliary Tanks are separate | 80 | 1 | 1 | 65 | Z09 | [18 empty] | LOS ANGELES | FALSE | 70.07 |  | 2011-06-01: 2016-09-21; 2011-08-03: 2016-11-16; 2011-09-20: 2017-02-06 | 2815 | 10230 | Up-front Payment
SCG-006500 | Single Family Residential | Domestic Hot Water | Gas | Southern California Gas Company | Incentive:Paid | 9771 | 70 |  | 1 SCG | 141 |  | 140 |  | 2016-09-23 15:47 | 2016-10-13 | TITANIUM POWER INC | Retrofit | Pacoima | Los Angeles | 91331 | Host Customer is System Owner | 5 |  | 2001001B | SunEarth, Inc. | SOLARAY | TE40C-80-2G | Indirect Forced Circulation (IF) | 40.86 |  | EC-40 / EC-40-0.75 | Glycol | Advanced Controller with a Vacation or Holiday Mode | Solar Storage and Auxiliary Tanks are separate | 80 | 0.99 | 1 | 65 | Z09 | [18 empty] | Los Angeles | FALSE | 69.57 |  | 2011-06-01: 2016-09-21; 2011-08-03: 2016-09-23; 2011-09-20: 2016-10-13 | 2924 | 9809 | Up-front Payment
SCG-006501 | Single Family Residential | Domestic Hot Water | Gas | Southern California Gas Company | Incentive:Paid | 9800 | 70 |  | 1 SCG | 140 |  | 140 |  | 2016-09-26 11:40 | 2016-11-01 | TITANIUM POWER INC | Retrofit | Pacoima | Los Angeles | 91331 | Host Customer is System Owner | 5 |  | 2011141B | Heliodyne, Inc. | HELIOPAK | HPAK 016 1 410 G 80 ACD Z | Indirect Forced Circulation (IF) | 40.17 |  | 410 001 | Glycol | Advanced Controller with a Vacation or Holiday Mode | Solar Storage and Auxiliary Tanks are separate | 80 | 1 | 1 | 65 | Z09 | [18 empty] | Los Angeles | FALSE | 70.42 |  | 2011-06-01: 2016-09-21; 2011-08-03: 2016-09-26; 2011-09-20: 2016-11-01 | 2881 | 9859 | Up-front Payment
SCG-006502 | Single Family Residential | Domestic Hot Water | Gas | Southern California Gas Company | Incentive:Paid | 10238 | 70 |  | 1 SCG | 162 |  | 160 |  | 2016-10-07 11:32 | 2016-11-08 | SOL RELIABLE INC | Retrofit | Canoga Park | Los Angeles | 91304 | Host Customer is System Owner | 3 |  | 2009036H | Heliodyne, Inc. | HELIOPAK | HPAK 016 2 406 G 80 ACD Z | Indirect Forced Circulation (IF) | 53.88 |  | 406 001 | Forced Circulation |  | Solar Storage and Auxiliary Tanks are separate | 80 | 0.99 | 1 | 45 | Z09 | [18 empty] | LADBS | FALSE | 92.59 |  | 2011-06-01: 2016-09-21; 2011-08-03: 2016-10-07; 2011-09-20: 2016-11-08 | 2900 | 15000 | Up-front Payment
SCG-006503 | Single Family Residential | Domestic Hot Water | Gas | Southern California Gas Company | Incentive:Paid | 10238 | 70 |  | 1 SCG | 162 |  | 152 |  | 2016-10-21 14:21 | 2016-11-30 | SOL RELIABLE INC | Retrofit | Van nuys | Los Angeles | 91411 | Host Customer is System Owner | 3 |  | 2009036H | Heliodyne, Inc. | HELIOPAK | HPAK 016 2 406 G 80 ACD Z | Indirect Forced Circulation (IF) | 53.88 |  | 406 001 | Forced Circulation |  | Solar Storage and Auxiliary Tanks are separate | 80 | 0.94 | 1 | 45 | Z09 | [18 empty] | LADBS | FALSE | 92.59 |  | 2011-06-01: 2016-09-21; 2011-08-03: 2016-10-21; 2011-09-20: 2016-11-30 | 2881 | 15000 | Up-front Payment
SCG-006504 | Single Family Residential | Domestic Hot Water | Gas | Southern California Gas Company | Incentive:Paid | 9702 | 70 |  | 1 SCG | 140 |  | 139 |  | 2016-09-26 11:28 | 2016-10-27 | TITANIUM POWER INC | Retrofit | Pacoima | Los Angeles | 91331 | Host Customer is System Owner | 7 |  | 2011141B | Heliodyne, Inc. | HELIOPAK | HPAK 016 1 410 G 80 ACD Z | Indirect Forced Circulation (IF) | 40.17 |  | 410 001 | Glycol | Advanced Controller with a Vacation or Holiday Mode | Solar Storage and Auxiliary Tanks are separate | 80 | 0.99 | 1 | 85 | Z09 | [18 empty] | Los Angeles | FALSE | 69.71 |  | 2011-06-01: 2016-09-21; 2011-08-03: 2016-09-26; 2011-09-20: 2016-10-27 | 2914 | 9759 | Up-front Payment
SCG-006505 | Single Family Residential | Domestic Hot Water | Gas | Southern California Gas Company | Incentive:Paid | 10220 | 70 |  | 1 SCG | 154 |  | 154 |  | 2017-01-05 08:58 | 2017-03-17 | THE SOLAR ENERGY COMPANY INC | Retrofit | Thousand Oaks | Thousand Oaks | 91360 | Owner/Tenant | 4 |  | 2001001D | SunEarth, Inc. | SOLARAY | TE48C-80-2G | Indirect Forced Circulation (IF) | 49.48 |  | EC-24 / EC-24-0.75 | Glycol | Advanced Controller with a Vacation or Holiday Mode | Solar Storage and Auxiliary Tanks are separate | 80 | 1 | 1 | 55 | Z09 | [18 empty] | City of Thousand Oaks | FALSE | 66.36 |  | 2011-06-01: 2016-09-21; 2011-08-03: 2017-01-05; 2011-09-20: 2017-03-17 | 2777 | 10220 | Up-front Payment
SCG-006506 | Commercial Pools | Pool Heating | Gas | Southern California Gas Company | Incentive:Paid | 10220 | 5 |  | 1 | 2044 |  | 2044 |  | 2016-09-27 17:56 | 2016-09-30 | ENERGY SERVICES | New Construction | palm springs | Riverside | 92264 | Host Customer is System Owner | [7 empty] | 589.35 | 39.29 |  | Drainback |  |  |  | 1 | 1 |  | Z15 |  |  |  | 10204-10 | 15 | 1 | [5 empty] | FALSE |  |  |  | SunEarth - SETR A503 TTR U + VFS 20-400 |  | SunEarth - SETR A503 TTR U + VFS 20-400 | PALM SPRINGS | FALSE | 5.05 |  | 2016-09-27 |  | 2016-09-27 | 2016-09-30 | 2016-10-13 | 2016-10-14 | 2920 | 10320 | Up-front Payment
SCG-006507 | Single Family Residential | Domestic Hot Water | Gas | Southern California Gas Company | Incentive:Paid | 9310 | 70 |  | 1 SCG | 133 |  | 133 |  | 2016-10-13 08:52 | 2017-02-06 | AIKYUM INC | Retrofit | Santa Ana | Orange | 92706 | Host Customer is System Owner | 4 |  | 2001001A | SunEarth, Inc. | SOLARAY | TE40P-80-2G | Indirect Forced Circulation (IF) | 40.9 |  | EP-40 / EP-40-0.75 | Glycol | Advanced Controller with a Vacation or Holiday Mode | Solar Storage with Tankless Auxiliary Water Heater | 80 | 1 | 1 | 55 | Z08 | [18 empty] | Santa Ana | FALSE | 77.07 |  | 2011-06-01: 2016-09-21; 2011-08-03: 2016-10-13; 2011-09-20: 2017-02-06 | 2815 | 10250 | Up-front Payment
SCG-006508 | Single Family Residential | Domestic Hot Water | Gas | Southern California Gas Company | Incentive:Paid | 9771 | 70 |  | 1 SCG | 141 |  | 140 |  | 2016-09-27 15:59 | 2016-10-07 | TITANIUM POWER INC | Retrofit | San Fernando | Los Angeles | 91340 | Host Customer is System Owner | 5 |  | 2001001B | SunEarth, Inc. | SOLARAY | TE40C-80-2G | Indirect Forced Circulation (IF) | 40.86 |  | EC-40 / EC-40-0.75 | Glycol | Advanced Controller with a Vacation or Holiday Mode | Solar Storage and Auxiliary Tanks are separate | 80 | 0.99 | 1 | 65 | Z09 | [18 empty] | Los Angeles | FALSE | 69.57 |  | 2011-06-01: 2016-09-21; 2011-08-03: 2016-09-27; 2011-09-20: 2016-10-07 | 2930 | 9809 | Up-front Payment
SCG-006509 | Single Family Residential | Domestic Hot Water | Gas | Southern California Gas Company | Incentive:Paid | 7910 | 70 |  | 1 SCG | 113 |  | 113 |  | 2017-02-09 19:02 | 2017-05-01 | DOCTOR PIPER INC | Retrofit | Hawthorne | Los Angeles | 90250 | Host Customer is System Owner | 3 |  | 2012012D | GREENoneTEC Solarindustrie GmbH | SOLPAL (formerly Solcrafte) | SOLPAL L-GT | Direct Integral Collector Storage (DI) | 26.11 |  | Solpal L |  |  | Solar Storage with Tankless Auxiliary Water Heater | 50 | 1 | 1 | 45 | Z08 | [18 empty] | Hawthorne | FALSE | 80.26 |  | 2011-06-01: 2016-09-21; 2011-08-03: 2017-02-09; 2011-09-20: 2017-05-01 | 2728 | 9069 | Up-front Payment
SCG-006510 | Single Family Residential | Domestic Hot Water | Gas | Southern California Gas Company | Incentive:Paid | 7910 | 70 |  | 1 SCG | 113 |  | 113 |  | 2017-02-09 19:08 | 2017-05-01 | DOCTOR PIPER INC | Retrofit | Hawthorne | Los Angeles | 90250 | Host Customer is System Owner | 3 |  | 2012012D | GREENoneTEC Solarindustrie GmbH | SOLPAL (formerly Solcrafte) | SOLPAL L-GT | Direct Integral Collector Storage (DI) | 26.11 |  | Solpal L |  |  | Solar Storage with Tankless Auxiliary Water Heater | 50 | 1 | 1 | 45 | Z08 | [18 empty] | City of Hawthorne | FALSE | 80.26 |  | 2011-06-01: 2016-09-21; 2011-08-03: 2017-02-09; 2011-09-20: 2017-05-01 | 2728 | 9069 | Up-front Payment
PGE-006511 | Commercial/Multifamily Residential | Domestic Hot Water | Gas | Pacific Gas and Electric | Incentive:Paid | 7954 | 20.19 |  | 1 | 402 |  | 394 |  | 2017-01-09 14:59 | 2017-01-17 | OXYPOWER INC | Retrofit | BERKELEY | Alameda | 94704 | Host Customer is System Owner | [7 empty] | 160.68 | 40.17 |  | Glycol | Pressure Stagnation Protection (PSP) | Solar Storage and Auxiliary Tanks are separate |  | 0.98 | 1 | 377 | Z03 | 29 | Persons | Women's Dormitories | 2010115A | 4 | 1 | 357 | 3 | 1 | 100 | 199990 | TRUE | 130 | 130 |  |  |  |  | City of Berkeley | FALSE | 61.93 |  | 2016-09-21 |  | 2017-01-09 | 2017-01-17 | 2017-06-20 | 2017-07-05 | 2637 | 24895 | Up-front Payment
SCG-006512 | Single Family Residential | Domestic Hot Water | Gas | Southern California Gas Company | Incentive:Paid | 10238 | 70 |  | 1 SCG | 162 |  | 157 |  | 2016-10-20 15:25 | 2016-11-30 | SOL RELIABLE INC | Retrofit | panorama city | Los Angeles | 91402 | Host Customer is System Owner | 3 |  | 2009036H | Heliodyne, Inc. | HELIOPAK | HPAK 016 2 406 G 80 ACD Z | Indirect Forced Circulation (IF) | 53.88 |  | 406 001 | Forced Circulation |  | Solar Storage and Auxiliary Tanks are separate | 80 | 0.97 | 1 | 45 | Z09 | [18 empty] | LADBS | FALSE | 98.77 |  | 2011-06-01: 2016-09-21; 2011-08-03: 2016-10-20; 2011-09-20: 2016-11-30 | 2881 | 16000 | Up-front Payment
SCG-006515 | Single Family Residential | Domestic Hot Water | Gas | Southern California Gas Company | Incentive:Paid | 9380 | 70 |  | 1 SCG | 134 |  | 134 |  | 2016-10-07 15:02 | 2016-11-02 | EVOLUTION ENERGY SOLUTIONS L L C | Retrofit | LOS ANGELES | Los Angeles | 90023 | Host Customer is System Owner | 5 |  | 2001001A | SunEarth, Inc. | SOLARAY | TE40P-80-2G | Indirect Forced Circulation (IF) | 40.9 |  | EP-40 / EP-40-0.75 | Glycol | Advanced Controller with a Vacation or Holiday Mode | Solar Storage and Auxiliary Tanks are separate | 80 | 1 | 1 | 65 | Z09 | [18 empty] | Los Angeles | FALSE | 70 |  | 2011-06-01: 2016-09-22; 2011-08-03: 2016-10-07; 2011-09-20: 2016-11-02 | 2902 | 9380 | Up-front Payment
SCG-006516 | Single Family Residential | Domestic Hot Water | Gas | Southern California Gas Company | Incentive:Paid | 9310 | 70 |  | 1 SCG | 133 |  | 133 |  | 2016-10-07 16:56 | 2016-11-02 | EVOLUTION ENERGY SOLUTIONS L L C | Retrofit | LOS ANGELES | Los Angeles | 90044 | Host Customer is System Owner | 4 |  | 2001001A | SunEarth, Inc. | SOLARAY | TE40P-80-2G | Indirect Forced Circulation (IF) | 40.9 |  | EP-40 / EP-40-0.75 | Glycol | Advanced Controller with a Vacation or Holiday Mode | Solar Storage and Auxiliary Tanks are separate | 80 | 1 | 1 | 55 | Z08 | [18 empty] | Los Angeles | FALSE | 70.53 |  | 2011-06-01: 2016-09-22; 2011-08-03: 2016-10-07; 2011-09-20: 2016-11-02 | 2875 | 9380 | Up-front Payment
SCG-006517 | Single Family Residential | Domestic Hot Water | Gas | Southern California Gas Company | Incentive:Paid | 10238 | 70 |  | 1 SCG | 173 |  | 173 |  | 2016-10-17 14:49 | 2016-11-22 | ALL VALLEY SOLAR INC | Retrofit | Studio City | Studio City | 91604 | Host Customer is System Owner | 4 |  | 2001028V | SunEarth, Inc. | CASCADE | ECRD-80-120-2G | Indirect Forced Circulation (IF) | 81.72 |  | EC-40 / EC-40-0.75 | Automatic Drainback | Drainback (Water) | Solar Storage and Auxiliary Tanks are separate | 120 | 1 | 1 | 55 | Z09 | [18 empty] | LADBS | FALSE | 68.55 |  | 2011-06-01: 2016-09-22; 2011-08-03: 2016-10-17; 2011-09-20: 2016-11-22 | 2889 | 11860 | Up-front Payment
SCG-006518 | Single Family Residential | Domestic Hot Water | Gas | Southern California Gas Company | Incentive:Paid | 9380 | 70 |  | 1 SCG | 134 |  | 134 |  | 2017-05-15 14:20 | 2017-06-16 | MOHR POWER SOLAR INC | Retrofit | torrance | Los Angeles | 90502 | Host Customer is System Owner | 7 |  | 30004012 | SunEarth, Inc. | Cascade 2 | C2-64-80-2G | Indirect Forced Circulation (IF) | 65.67 |  | EP-32 / EP-32-0.75 | Glycol | Advanced Controller with a Vacation or Holiday Mode | Solar Storage and Auxiliary Tanks are separate | 80 | 1 | 1 | 85 | Z06 | [18 empty] | County of Los Angeles | FALSE | 85.45 |  | 2011-06-01: 2016-09-22; 2011-08-03: 2017-05-15; 2011-09-20: 2017-06-16 | 2678 | 11450 | Up-front Payment
SCG-006519 | Single Family Residential | Domestic Hot Water | Gas | Southern California Gas Company | Incentive:Paid | 9590 | 70 |  | 1 SCG | 137 |  | 137 |  | 2016-11-02 09:43 | 2017-01-05 | MOHR POWER SOLAR INC | Retrofit | Loma Linda | San Bernadino | 92354 | Host Customer is System Owner | 3 |  | 2010143B | Solene | AURORA/AO SMITH | SLAR64DC-80HE-XG | Indirect Forced Circulation (IF) | 64 |  | SLAR-32 | Glycol | Advanced Controller with a Vacation or Holiday Mode | Solar Storage and Auxiliary Tanks are separate | 80 | 1 | 1 | 45 | Z10 | [18 empty] | City of Loma Linda | FALSE | 79.93 |  | 2011-06-01: 2016-09-22; 2011-08-03: 2016-11-02; 2011-09-20: 2017-01-05 | 2839 | 10950 | Up-front Payment
SCG-006520 | Single Family Residential | Domestic Hot Water | Gas | Southern California Gas Company | Incentive:Paid | 10238 | 70 |  | 1 SCG | 156 |  | 148 |  | 2016-09-26 15:04 | 2016-10-18 | ALL VALLEY SOLAR INC | Retrofit | Sylmar | Sylmar | 91342 | Host Customer is System Owner | 4 |  | 2001028G | SunEarth, Inc. | CASCADE | EPRD-64-80-2G | Indirect Forced Circulation (IF) | 65.67 |  | EP-32 / EP-32-0.75 | Automatic Drainback |  | Solar Storage and Auxiliary Tanks are separate | 80 | 1 | 0.95 | 55 | Z09 | [18 empty] | LABDS | FALSE | 66.03 |  | 2011-06-01: 2016-09-22; 2011-08-03: 2016-09-26; 2011-09-20: 2016-10-18 | 2924 | 10300 | Up-front Payment
SCG-006521 | Single Family Residential | Domestic Hot Water | Gas | Southern California Gas Company | Incentive:Paid | 9310 | 70 |  | 1 SCG | 133 |  | 133 |  | 2017-01-05 08:18 | 2017-04-04 | ADVANCED CONSERVATION SYSTEMS INC | Retrofit | Palmdale | Los Angeles | 93550 | Host Customer is System Owner | 5 |  | 30004089 | Solarhot | SolVelox Drainback | S-SV-DBUMA64-120G | Indirect Forced Circulation (IF) | 64 |  | SLAR-32 | Automatic Drainback |  | Solar Storage and Auxiliary Tanks are separate | 120 | 1 | 1 | 65 | Z16 | [18 empty] | City of Palmdale | FALSE | 77.07 |  | 2011-06-01: 2016-09-22; 2011-08-03: 2017-01-05; 2011-09-20: 2017-04-04 | 2754 | 10250 | Up-front Payment
SCG-006522 | Single Family Residential | Domestic Hot Water | Gas | Southern California Gas Company | Incentive:Paid | 9940 | 70 |  | 1 SCG | 142 |  | 142 |  | 2016-11-28 13:56 | 2017-03-10 | MOHR POWER SOLAR INC | Retrofit | Claremont | Los Angeles | 91711 | Host Customer is System Owner | 5 |  | 2010143B | Solene | AURORA/AO SMITH | SLAR64DC-80HE-XG | Indirect Forced Circulation (IF) | 64 |  | SLAR-32 | Glycol | Advanced Controller with a Vacation or Holiday Mode | Solar Storage and Auxiliary Tanks are separate | 80 | 1 | 1 | 65 | Z09 | [18 empty] | City of Claremont | FALSE | 82.39 |  | 2011-06-01: 2016-09-22; 2011-08-03: 2016-11-28; 2011-09-20: 2017-03-10 | 2783 | 11700 | Up-front Payment
SCG-006523 | Single Family Residential | Domestic Hot Water | Gas | Southern California Gas Company | Incentive:Paid | 10238 | 70 |  | 1 SCG | 162 |  | 162 |  | 2016-09-26 11:33 | 2016-10-04 | ALL VALLEY SOLAR INC | Retrofit | Arcadia | Arcadia | 91006 | Host Customer is System Owner | 4 |  | 2001028H | SunEarth, Inc. | CASCADE | ECRD-64-80-2G | Indirect Forced Circulation (IF) | 65.67 |  | EC-32 / EC-32-0.75 | Automatic Drainback |  | Solar Storage and Auxiliary Tanks are separate | 80 | 1 | 1 | 55 | Z09 | [18 empty] | City Of Arcadia | FALSE | 64.87 |  | 2011-06-01: 2016-09-22; 2011-08-03: 2016-09-26; 2011-09-20: 2016-10-04 | 2941 | 10509 | Up-front Payment
SCG-006524 | Single Family Residential | Domestic Hot Water | Gas | Southern California Gas Company | Incentive:Paid | 10238 | 70 |  | 1 SCG | 161 |  | 156 |  | 2016-10-17 13:05 | 2016-11-22 | SOLARPONICS INC | Retrofit | Paso Robles | San Luis Obispo | 93446 | Host Customer is System Owner | 2 |  | 2007023A | HTP, Inc. | SOLAR SKIES | PR-80-40-GB | Indirect Forced Circulation (IF) | 39.83 |  | SS-40-FP | Glycol | Advanced Controller with a Thermal Cycling Function | Solar Storage and Auxiliary Tanks are separate | 80 | 0.97 | 1 | 35 | Z04 | [18 empty] | City of Paso Robles | FALSE | 70.15 |  | 2011-06-01: 2016-09-22; 2011-08-03: 2016-10-17; 2011-09-20: 2016-11-22 | 2888 | 11294 | Up-front Payment
SCG-006525 | Single Family Residential | Domestic Hot Water | Gas | Southern California Gas Company | Incentive:Paid | 10238 | 70 |  | 1 SCG | 162 |  | 154 |  | 2016-09-26 12:53 | 2016-10-07 | DOCTOR PIPER INC | Retrofit | Canyon Country | Los Angeles | 91387 | Host Customer is System Owner | 5 |  | 2009036H | Heliodyne, Inc. | HELIOPAK | HPAK 016 2 406 G 80 ACD Z | Indirect Forced Circulation (IF) | 53.88 |  | 406 001 |  |  | Solar Storage and Auxiliary Tanks are separate | 80 | 1 | 0.95 | 65 | Z09 | [18 empty] | City of Santa Clarita | FALSE | 63.89 |  | 2011-06-01: 2016-09-22; 2011-08-03: 2016-09-26; 2011-09-20: 2016-10-07 | 2929 | 10350 | Up-front Payment
SCG-006526 | Single Family Residential | Domestic Hot Water | Gas | Southern California Gas Company | Incentive:Paid | 10127 | 70 |  | 1 SCG | 162 |  | 145 |  | 2016-11-02 09:49 | 2017-01-05 | SOL RELIABLE INC | Retrofit | San Fernando | Los Angeles | 91340 | Host Customer is System Owner | 3 |  | 2009036H | Heliodyne, Inc. | HELIOPAK | HPAK 016 2 406 G 80 ACD Z | Indirect Forced Circulation (IF) | 53.88 |  | 406 001 | Forced Circulation |  | Solar Storage and Auxiliary Tanks are separate | 80 | 0.94 | 0.95 | 45 | Z09 | [18 empty] | City of San fernando | FALSE | 92.59 |  | 2011-06-01: 2016-09-22; 2011-08-03: 2016-11-02; 2011-09-20: 2017-01-05 | 2839 | 15000 | Up-front Payment
SCG-006527 | Single Family Residential | Domestic Hot Water | Gas | Southern California Gas Company | Incentive:Paid | 9590 | 70 |  | 1 SCG | 137 |  | 137 |  | 2016-12-19 11:09 | 2017-03-20 | MOHR POWER SOLAR INC | Retrofit | Highland | San Bernadino | 92346 | Host Customer is System Owner | 5 |  | 2010143B | Solene | AURORA/AO SMITH | SLAR64DC-80HE-XG | Indirect Forced Circulation (IF) | 64 |  | SLAR-32 | Glycol | Advanced Controller with a Vacation or Holiday Mode | Solar Storage and Auxiliary Tanks are separate | 80 | 1 | 1 | 65 | Z10 | [18 empty] | City of Highland | FALSE | 76.64 |  | 2011-06-01: 2016-09-22; 2011-08-03: 2016-12-19; 2011-09-20: 2017-03-20 | 2775 | 10500 | Up-front Payment
SCG-006528 | Single Family Residential | Domestic Hot Water | Gas | Southern California Gas Company | Incentive:Paid | 9380 | 70 |  | 1 SCG | 134 |  | 134 |  | 2016-10-06 15:26 | 2016-11-08 | EVOLUTION ENERGY SOLUTIONS L L C | Retrofit | LOS ANGELES | Los Angeles | 90023 | Host Customer is System Owner | 5 |  | 2001001A | SunEarth, Inc. | SOLARAY | TE40P-80-2G | Indirect Forced Circulation (IF) | 40.9 |  | EP-40 / EP-40-0.75 | Glycol | Advanced Controller with a Vacation or Holiday Mode | Solar Storage and Auxiliary Tanks are separate | 80 | 1 | 1 | 65 | Z09 | [18 empty] | Los Angeles | FALSE | 70 |  | 2011-06-01: 2016-09-23; 2011-08-03: 2016-10-06; 2011-09-20: 2016-11-08 | 2900 | 9380 | Up-front Payment
SCG-006529 | Single Family Residential | Domestic Hot Water | Gas | Southern California Gas Company | Incentive:Paid | 10238 | 70 |  | 1 SCG | 167 |  | 167 |  | 2016-10-06 15:36 | 2016-11-08 | EVOLUTION ENERGY SOLUTIONS L L C | Retrofit | LOS ANGELES | Los Angeles | 90023 | Host Customer is System Owner | 4 |  | 2008024F | SunEarth, Inc. | SOLARAY | TE40P-80-TLG | Indirect Forced Circulation (IF) | 40.9 |  | EP-40 / EP-40-0.75 | Glycol | Advanced Controller with a Vacation or Holiday Mode | Solar Storage with Tankless Auxiliary Water Heater | 80 | 1 | 1 | 55 | Z09 | [18 empty] | Los Angeles | FALSE | 61.31 |  | 2011-06-01: 2016-09-23; 2011-08-03: 2016-10-06; 2011-09-20: 2016-11-08 | 2900 | 10239 | Up-front Payment
SCG-006530 | Single Family Residential | Domestic Hot Water | Gas | Southern California Gas Company | Incentive:Paid | 7618 | 70 |  | 1 SCG | 132 |  | 109 |  | 2016-10-20 14:23 | 2016-11-22 | SOLARPONICS INC | Retrofit | San Luis Obispo | San Luis Obispo | 93401 | Host Customer is System Owner | 2 |  | 30004074 | Solene | Solene | SLSG40DC-80HE-XG | Indirect Forced Circulation (IF) | 40.01 |  | SLSG-40 | Glycol | Advanced Controller with a Thermal Cycling Function | Solar Storage and Auxiliary Tanks are separate | 80 | 0.97 | 0.85 | 35 | Z05 | [18 empty] | City of San Luis Obispo | FALSE | 74.2 |  | 2011-06-01: 2016-09-23; 2011-08-03: 2016-10-20; 2011-09-20: 2016-11-22 | 2889 | 9794 | Up-front Payment
SCG-006532 | Single Family Residential | Domestic Hot Water | Gas | Southern California Gas Company | Incentive:Paid | 9193 | 70 |  | 1 SCG | 144 |  | 131 |  | 2016-11-09 14:15 | 2017-01-13 | SOL RELIABLE INC | Retrofit | Arleta | Los Angeles | 91331 | Host Customer is System Owner | 3 |  | 2010135H | Heliodyne, Inc. | HELIOPAK | HPAK 016 2 406 G 75PD AC S Z | Indirect Forced Circulation (IF) | 53.88 |  | 406 001 | Forced Circulation |  | Solar and Auxiliary Storage are the same Tank | 75 | 0.96 | 0.95 | 45 | Z09 | [18 empty] | LADBS | FALSE | 106.47 |  | 2011-06-01: 2016-09-23; 2011-08-03: 2016-11-09; 2011-09-20: 2017-01-13 | 2838 | 15331 | Up-front Payment
SCG-006533 | Single Family Residential | Domestic Hot Water | Gas | Southern California Gas Company | Incentive:Paid | 10238 | 70 |  | 1 SCG | 162 |  | 162 |  | 2016-09-27 07:32 | 2016-10-13 | ALL VALLEY SOLAR INC | Retrofit | Los Angeles | Los Angeles | 90019 | Host Customer is System Owner | 4 |  | 2001028H | SunEarth, Inc. | CASCADE | ECRD-64-80-2G | Indirect Forced Circulation (IF) | 65.67 |  | EC-32 / EC-32-0.75 | Automatic Drainback |  | Solar Storage and Auxiliary Tanks are separate | 80 | 1 | 1 | 55 | Z09 | [18 empty] | LABDS | FALSE | 63.58 |  | 2011-06-01: 2016-09-23; 2011-08-03: 2016-09-27; 2011-09-20: 2016-10-13 | 2923 | 10300 | Up-front Payment
SCG-006534 | Single Family Residential | Domestic Hot Water | Gas | Southern California Gas Company | Incentive:Paid | 9870 | 70 |  | 1 SCG | 141 |  | 141 |  | 2016-12-31 11:54 | 2017-03-31 | TITANIUM POWER INC | Retrofit | Sun Valley | Los Angeles | 91352 | Host Customer is System Owner | 5 |  | 2001001B | SunEarth, Inc. | SOLARAY | TE40C-80-2G | Indirect Forced Circulation (IF) | 40.86 |  | EC-40 / EC-40-0.75 | Glycol | Advanced Controller with a Vacation or Holiday Mode | Solar Storage and Auxiliary Tanks are separate | 80 | 1 | 1 | 65 | Z09 | [18 empty] | Los Angeles | FALSE | 70.34 |  | 2011-06-01: 2016-09-23; 2011-08-03: 2016-12-31; 2011-09-20: 2017-03-31 | 2756 | 9918 | Up-front Payment
SCG-006535 | Single Family Residential | Domestic Hot Water | Gas | Southern California Gas Company | Incentive:Paid | 10220 | 70 |  | 1 SCG | 146 |  | 146 |  | 2016-12-13 10:16 | 2017-03-17 | FEREIDOUN TAHMASBI | Retrofit | Beverly Hills | Los Angeles | 90210 | Host Customer is System Owner | 5 |  | 2001001C | SunEarth, Inc. | SOLARAY | TE48P-80-2G | Indirect Forced Circulation (IF) | 49.3 |  | EP-24 / EP-24-0.75 | Glycol | Steam Back | Solar Storage and Auxiliary Tanks are separate | 80 | 1 | 1 | 65 | Z09 | [18 empty] | City of Los Angeles | FALSE | 70.07 |  | 2011-06-01: 2016-09-23; 2011-08-03: 2016-12-13; 2011-09-20: 2017-03-17 | 2775 | 10230 | Up-front Payment
SCG-006536 | Single Family Residential | Domestic Hot Water | Gas | Southern California Gas Company | Incentive:Paid | 8001 | 70 |  | 1 SCG | 127 |  | 114 |  | 2016-09-28 09:53 | 2016-10-27 | ALL VALLEY SOLAR INC | Retrofit | Sherman Oaks | Sherman Oaks | 91423 | Host Customer is System Owner | 4 |  | 2001028B | SunEarth, Inc. | CASCADE | ECRD-40-80-2G | Indirect Forced Circulation (IF) | 40.86 |  | EC-40 / EC-40-0.75 | Automatic Drainback |  | Solar Storage and Auxiliary Tanks are separate | 80 | 1 | 0.9 | 55 | Z09 | [18 empty] | LADBS | FALSE | 67.01 |  | 2011-06-01: 2016-09-23; 2011-08-03: 2016-09-28; 2011-09-20: 2016-10-27 | 2904 | 8510 | Up-front Payment
SCG-006539 | Single Family Residential | Domestic Hot Water | Gas | Southern California Gas Company | Incentive:Paid | 9124 | 70 |  | 1 SCG | 140 |  | 130 |  | 2016-09-27 15:39 | 2016-10-07 | TITANIUM POWER INC | Retrofit | Los Angeles | Los Angeles | 90016 | Host Customer is System Owner | 5 |  | 2001001B | SunEarth, Inc. | SOLARAY | TE40C-80-2G | Indirect Forced Circulation (IF) | 40.86 |  | EC-40 / EC-40-0.75 | Glycol | Advanced Controller with a Vacation or Holiday Mode | Solar Storage and Auxiliary Tanks are separate | 80 | 0.98 | 0.95 | 65 | Z08 | [18 empty] | Los Angeles | FALSE | 65.42 |  | 2011-06-01: 2016-09-23; 2011-08-03: 2016-09-27; 2011-09-20: 2016-10-07 | 2929 | 9159 | Up-front Payment
SCG-006540 | Single Family Residential | Domestic Hot Water | Gas | Southern California Gas Company | Incentive:Paid | 9800 | 70 |  | 1 SCG | 140 |  | 140 |  | 2016-10-03 11:58 | 2016-11-01 | TITANIUM POWER INC | Retrofit | Los Angeles | Los Angeles | 90011 | Owner/Tenant | 5 |  | 2001001B | SunEarth, Inc. | SOLARAY | TE40C-80-2G | Indirect Forced Circulation (IF) | 40.86 |  | EC-40 / EC-40-0.75 | Glycol | Advanced Controller with a Vacation or Holiday Mode | Solar Storage and Auxiliary Tanks are separate | 80 | 1 | 1 | 65 | Z08 | [18 empty] | Los Angeles | FALSE | 70.42 |  | 2011-06-01: 2016-09-23; 2011-08-03: 2016-10-03; 2011-09-20: 2016-11-01 | 2908 | 9859 | Up-front Payment
SCG-006541 | Single Family Residential | Domestic Hot Water | Gas | Southern California Gas Company | Incentive:Paid | 9702 | 70 |  | 1 SCG | 140 |  | 139 |  | 2016-09-27 15:57 | 2016-10-11 | TITANIUM POWER INC | Retrofit | Los Angeles | Los Angeles | 90011 | Host Customer is System Owner | 5 |  | 2001001B | SunEarth, Inc. | SOLARAY | TE40C-80-2G | Indirect Forced Circulation (IF) | 40.86 |  | EC-40 / EC-40-0.75 | Glycol | Advanced Controller with a Vacation or Holiday Mode | Solar Storage and Auxiliary Tanks are separate | 80 | 0.99 | 1 | 65 | Z08 | [18 empty] | Los Angeles | FALSE | 69.71 |  | 2011-06-01: 2016-09-23; 2011-08-03: 2016-09-27; 2011-09-20: 2016-10-11 | 2929 | 9759 | Up-front Payment
PGE-006542 | Low Income Single Family Residential | Domestic Hot Water | Gas | Pacific Gas and Electric | Incentive:Paid | 2477 | 36.9 |  | 1 | 147 |  | 138 |  | 2016-09-29 14:35 | 2016-11-04 | CENTRAL VALLEY OPPORTUNITY CENTER INCORPORATED | Retrofit | RIVERBANK | Stanislaus | 95367 | Host Customer is System Owner | 2 |  | 2010017C | Alternate Energy Technologies | EAGLESUN | DBS-G2-80-64 | Indirect Forced Circulation (IF) | 65.34 |  | MSC-32 | Automatic Drainback | Drainback (Water) | Solar Storage and Auxiliary Tanks are separate | 80 | 0.99 | 0.95 | 35 | Z12 | [18 empty] | STANISLAUS | FALSE | 40.67 |  | 2011-06-01: 2016-09-23; 2011-08-03: 2016-09-29; 2011-09-20: 2016-11-04 | 2888 | 5979 | Up-front Payment
SCG-006543 | Single Family Residential | Domestic Hot Water | Gas | Southern California Gas Company | Incentive:Paid | 9709 | 70 |  | 1 SCG | 146 |  | 139 |  | 2016-10-20 09:53 | 2017-01-05 | F B B CONSTRUCTION CO | Retrofit | Encino | Los Angeles | 91436 | Host Customer is System Owner | 5 |  | 2001001C | SunEarth, Inc. | SOLARAY | TE48P-80-2G | Indirect Forced Circulation (IF) | 49.3 |  | EP-24 / EP-24-0.75 | Glycol | Steam Back | Solar Storage and Auxiliary Tanks are separate | 80 | 1 | 0.95 | 65 | Z09 | [18 empty] | Encino | FALSE | 70 |  | 2011-06-01: 2016-09-24; 2011-08-03: 2016-10-20; 2011-09-20: 2017-01-05 | 2845 | 10220 | Up-front Payment
SCG-006544 | Single Family Residential | Domestic Hot Water | Gas | Southern California Gas Company | Incentive:Paid | 10238 | 70 |  | 1 SCG | 168 |  | 160 |  | 2016-11-09 09:00 | 2017-01-27 | AIKYUM INC | Retrofit | Anaheim | Orange | 92807 | Host Customer is System Owner | 4 |  | 2001001E | SunEarth, Inc. | SOLARAY | TE64P-80-2G | Indirect Forced Circulation (IF) | 65.67 |  | EP-32 / EP-32-0.75 | Glycol | Advanced Controller with a Vacation or Holiday Mode | Solar and Auxiliary Storage are the same Tank | 80 | 1 | 0.95 | 55 | Z08 | [18 empty] | Anaheim | FALSE | 60.94 |  | 2011-06-01: 2016-09-24; 2011-08-03: 2016-11-09; 2011-09-20: 2017-01-27 | 2825 | 10238 | Up-front Payment
SCG-006546 | Single Family Residential | Domestic Hot Water | Gas | Southern California Gas Company | Incentive:Paid | 9520 | 70 |  | 1 SCG | 160 |  | 136 |  | 2016-11-04 10:29 | 2017-02-06 | AIKYUM INC | Retrofit | Westminster | Orange | 92683 | Host Customer is System Owner | 4 |  | 2001001E | SunEarth, Inc. | SOLARAY | TE64P-80-2G | Indirect Forced Circulation (IF) | 65.67 |  | EP-32 / EP-32-0.75 | Glycol | Advanced Controller with a Vacation or Holiday Mode | Solar and Auxiliary Storage are the same Tank | 80 | 1 | 0.85 | 55 | Z06 | [18 empty] | Westminster | FALSE | 61.25 |  | 2011-06-01: 2016-09-24; 2011-08-03: 2016-11-04; 2011-09-20: 2017-02-06 | 2783 | 9800 | Up-front Payment
SCG-006547 | Single Family Residential | Domestic Hot Water | Gas | Southern California Gas Company | Incentive:Paid | 9800 | 70 |  | 1 SCG | 167 |  | 159 |  | 2016-11-04 10:20 | 2017-02-06 | AIKYUM INC | Retrofit | Irvine | Orange | 92620 | Host Customer is System Owner | 4 |  | 2008024F | SunEarth, Inc. | SOLARAY | TE40P-80-TLG | Indirect Forced Circulation (IF) | 40.9 |  | EP-40 / EP-40-0.75 | Glycol | Advanced Controller with a Vacation or Holiday Mode | Solar Storage with Tankless Auxiliary Water Heater | 80 | 1 | 0.95 | 55 | Z08 | [18 empty] | Irvine | FALSE | 58.68 |  | 2011-06-01: 2016-09-24; 2011-08-03: 2016-11-04; 2011-09-20: 2017-02-06 | 2815 | 9800 | Up-front Payment
SCG-006548 | Single Family Residential | Domestic Hot Water | Gas | Southern California Gas Company | Incentive:Paid | 10238 | 70 |  | 1 SCG | 168 |  | 160 |  | 2016-11-17 08:08 | 2017-01-25 | AIKYUM INC | Retrofit | Anaheim | Orange | 92808 | Host Customer is System Owner | 4 |  | 2001001E | SunEarth, Inc. | SOLARAY | TE64P-80-2G | Indirect Forced Circulation (IF) | 65.67 |  | EP-32 / EP-32-0.75 | Glycol | Advanced Controller with a Vacation or Holiday Mode | Solar and Auxiliary Storage are the same Tank | 80 | 1 | 0.95 | 55 | Z08 | [18 empty] | Anaheim | FALSE | 60.94 |  | 2011-06-01: 2016-09-24; 2011-08-03: 2016-11-17; 2011-09-20: 2017-01-25 | 2829 | 10238 | Up-front Payment
SCG-006551 | Single Family Residential | Domestic Hot Water | Gas | Southern California Gas Company | Incentive:Paid | 10238 | 70 |  | 1 SCG | 167 |  | 159 |  | 2016-11-21 14:16 | 2017-01-31 | AIKYUM INC | Retrofit | Bradbury | Los Angeles | 91008 | Host Customer is System Owner | 4 |  | 2001001E | SunEarth, Inc. | SOLARAY | TE64P-80-2G | Indirect Forced Circulation (IF) | 65.67 |  | EP-32 / EP-32-0.75 | Glycol | Advanced Controller with a Vacation or Holiday Mode | Solar and Auxiliary Storage are the same Tank | 80 | 1 | 0.95 | 55 | Z09 | [18 empty] | Bradbury | FALSE | 61.31 |  | 2011-06-01: 2016-09-24; 2011-08-03: 2016-11-21; 2011-09-20: 2017-01-31 | 2825 | 10238 | Up-front Payment
SCG-006552 | Single Family Residential | Domestic Hot Water | Gas | Southern California Gas Company | Incentive:Paid | 10238 | 70 |  | 1 SCG | 166 |  | 166 |  | 2016-11-17 08:09 | 2017-01-25 | AIKYUM INC | Retrofit | Fullerton | Orange | 92831 | Host Customer is System Owner | 20 |  | 2001001R | SunEarth, Inc. | SOLARAY | TE64P-120-2G | Indirect Forced Circulation (IF) | 65.67 |  | EP-32 / EP-32-0.75 | Glycol | Advanced Controller with a Vacation or Holiday Mode | Solar and Auxiliary Storage are the same Tank | 120 | 1 | 1 | 215 | Z08 | [18 empty] | Anaheim | FALSE | 85.77 |  | 2011-06-01: 2016-09-24; 2011-08-03: 2016-11-17; 2011-09-20: 2017-01-25 | 2829 | 14238 | Up-front Payment
SCG-006554 | Single Family Residential | Domestic Hot Water | Gas | Southern California Gas Company | Incentive:Paid | 9111 | 70 |  | 1 SCG | 137 |  | 130 |  | 2016-10-03 08:35 | 2016-10-28 | ALL VALLEY SOLAR INC | Retrofit | Beverly Hills | Beverly Hills | 90210 | Host Customer is System Owner | 5 |  | 30004012 | SunEarth, Inc. | Cascade 2 | C2-64-80-2G | Indirect Forced Circulation (IF) | 65.67 |  | EP-32 / EP-32-0.75 | Automatic Drainback |  | Solar Storage and Auxiliary Tanks are separate | 80 | 1 | 0.95 | 65 | Z09 | [18 empty] | City Of Beverly Hills | FALSE | 68.5 |  | 2011-06-01: 2016-09-26; 2011-08-03: 2016-10-03; 2011-09-20: 2016-10-28 | 2915 | 9385 | Up-front Payment
SCG-006557 | Single Family Residential | Domestic Hot Water | Gas | Southern California Gas Company | Incentive:Paid | 10220 | 70 |  | 1 SCG | 146 |  | 146 |  | 2016-10-28 15:29 | 2016-12-16 | FEREIDOUN TAHMASBI | Retrofit | Northridge | Los Angeles | 91324 | Host Customer is System Owner | 5 |  | 2001001C | SunEarth, Inc. | SOLARAY | TE48P-80-2G | Indirect Forced Circulation (IF) | 49.3 |  | EP-24 / EP-24-0.75 | Glycol | Steam Back | Solar Storage and Auxiliary Tanks are separate | 80 | 1 | 1 | 65 | Z09 | [18 empty] | City of Los Angeles | FALSE | 70 |  | 2011-06-01: 2016-09-26; 2011-08-03: 2016-10-28; 2011-09-20: 2016-12-16 | 2868 | 10220 | Up-front Payment
SCG-006558 | Single Family Residential | Domestic Hot Water | Gas | Southern California Gas Company | Incentive:Paid | 9979 | 70 |  | 1 SCG | 144 |  | 143 |  | 2016-12-08 13:28 | 2017-03-16 | SOL RELIABLE INC | Retrofit | La Canada Flintridge | Los Angeles | 91011 | Host Customer is System Owner | 3 |  | 2010135H | Heliodyne, Inc. | HELIOPAK | HPAK 016 2 406 G 75PD AC S Z | Indirect Forced Circulation (IF) | 53.88 |  | 406 001 | Forced Circulation |  | Solar and Auxiliary Storage are the same Tank | 75 | 0.99 | 1 | 45 | Z09 | [18 empty] | County Of Los Angeles | FALSE | 104.17 |  | 2011-06-01: 2016-09-26; 2011-08-03: 2016-12-08; 2011-09-20: 2017-03-16 | 2777 | 15000 | Up-front Payment
SCG-006559 | Single Family Residential | Domestic Hot Water | Gas | Southern California Gas Company | Incentive:Paid | 10238 | 70 |  | 1 SCG | 156 |  | 148 |  | 2016-09-29 15:53 | 2016-10-24 | DOCTOR PIPER INC | Retrofit | Manhattan Beach | Los Angeles | 90266 | Host Customer is System Owner | 5 |  | 2009036H | Heliodyne, Inc. | HELIOPAK | HPAK 016 2 406 G 80 ACD Z | Indirect Forced Circulation (IF) | 53.88 |  | 406 001 | Glycol | Steam Back | Solar Storage and Auxiliary Tanks are separate | 80 | 1 | 0.95 | 65 | Z06 | [18 empty] | City of Manhattan Beach | FALSE | 66.35 |  | 2011-06-01: 2016-09-26; 2011-08-03: 2016-09-29; 2011-09-20: 2016-10-24 | 2920 | 10350 | Up-front Payment
SCG-006560 | Single Family Residential | Domestic Hot Water | Gas | Southern California Gas Company | Incentive:Paid | 9771 | 70 |  | 1 SCG | 141 |  | 140 |  | 2016-09-27 14:47 | 2016-10-10 | TITANIUM POWER INC | Retrofit | Arleta | Los Angeles | 91331 | Host Customer is System Owner | 6 |  | 2001001B | SunEarth, Inc. | SOLARAY | TE40C-80-2G | Indirect Forced Circulation (IF) | 40.86 |  | EC-40 / EC-40-0.75 | Glycol | Advanced Controller with a Vacation or Holiday Mode | Solar Storage and Auxiliary Tanks are separate | 80 | 0.99 | 1 | 75 | Z09 | [18 empty] | Los Angeles | FALSE | 69.57 |  | 2011-06-01: 2016-09-26; 2011-08-03: 2016-09-27; 2011-09-20: 2016-10-10 | 2929 | 9809 | Up-front Payment
SCG-006561 | Single Family Residential | Domestic Hot Water | Gas | Southern California Gas Company | Incentive:Paid | 9800 | 70 |  | 1 SCG | 140 |  | 140 |  | 2016-09-28 13:09 | 2016-10-11 | TITANIUM POWER INC | Retrofit | Los Angeles | Los Angeles | 90002 | Owner/Tenant | 5 |  | 2001001B | SunEarth, Inc. | SOLARAY | TE40C-80-2G | Indirect Forced Circulation (IF) | 40.86 |  | EC-40 / EC-40-0.75 | Glycol | Advanced Controller with a Vacation or Holiday Mode | Solar Storage and Auxiliary Tanks are separate | 80 | 1 | 1 | 65 | Z08 | [18 empty] | Los Angeles County | FALSE | 70.42 |  | 2011-06-01: 2016-09-26; 2011-08-03: 2016-09-28; 2011-09-20: 2016-10-11 | 2927 | 9859 | Up-front Payment
SCG-006562 | Single Family Residential | Domestic Hot Water | Gas | Southern California Gas Company | Incentive:Paid | 10238 | 70 |  | 1 SCG | 156 |  | 156 |  | 2016-10-24 21:08 | 2016-12-16 | DOCTOR PIPER INC | Retrofit | Rancho Palos Verdes | Los Angeles | 90275 | Host Customer is System Owner | 4 |  | 2009036H | Heliodyne, Inc. | HELIOPAK | HPAK 016 2 406 G 80 ACD Z | Indirect Forced Circulation (IF) | 53.88 |  | 406 001 | Glycol | Steam Back | Solar Storage and Auxiliary Tanks are separate | 80 | 1 | 1 | 55 | Z06 | [18 empty] | City of Rancho Palos Verdes | FALSE | 66.35 |  | 2011-06-01: 2016-09-26; 2011-08-03: 2016-10-24; 2011-09-20: 2016-12-16 | 2868 | 10350 | Up-front Payment
SCG-006563 | Single Family Residential | Domestic Hot Water | Gas | Southern California Gas Company | Incentive:Paid | 9283 | 70 |  | 1 SCG | 141 |  | 133 |  | 2016-09-27 14:52 | 2016-10-11 | TITANIUM POWER INC | Retrofit | Arleta | Los Angeles | 91331 | Host Customer is System Owner | 6 |  | 2001001B | SunEarth, Inc. | SOLARAY | TE40C-80-2G | Indirect Forced Circulation (IF) | 40.86 |  | EC-40 / EC-40-0.75 | Glycol | Advanced Controller with a Vacation or Holiday Mode | Solar Storage and Auxiliary Tanks are separate | 80 | 0.99 | 0.95 | 75 | Z09 | [18 empty] | Los Angeles | FALSE | 66.02 |  | 2011-06-01: 2016-09-26; 2011-08-03: 2016-09-27; 2011-09-20: 2016-10-11 | 2929 | 9309 | Up-front Payment
SCG-006564 | Single Family Residential | Domestic Hot Water | Gas | Southern California Gas Company | Incentive:Paid | 8330 | 70 |  | 1 SCG | 119 |  | 119 |  | 2016-09-27 11:20 | 2016-10-28 | ALL VALLEY SOLAR INC | Retrofit | Los Angeles | Los Angeles | 90069 | Host Customer is System Owner | 4 |  | 30004011 | SunEarth, Inc. | Cascade 2 | C2-40-80-2G | Indirect Forced Circulation (IF) | 40.9 |  | EP-40 / EP-40-0.75 | Automatic Drainback |  | Solar Storage and Auxiliary Tanks are separate | 80 | 1 | 1 | 55 | Z09 | [18 empty] | LADBS | FALSE | 73.99 |  | 2011-06-01: 2016-09-26; 2011-08-03: 2016-09-27; 2011-09-20: 2016-10-28 | 2915 | 8805 | Up-front Payment
SCG-006565 | Single Family Residential | Domestic Hot Water | Gas | Southern California Gas Company | Incentive:Paid | 10220 | 70 |  | 1 SCG | 146 |  | 146 |  | 2016-10-26 10:12 | 2016-12-16 | FEREIDOUN TAHMASBI | Retrofit | Canoga | Los Angeles | 91306 | Host Customer is System Owner | 5 |  | 2001001C | SunEarth, Inc. | SOLARAY | TE48P-80-2G | Indirect Forced Circulation (IF) | 49.3 |  | EP-24 / EP-24-0.75 | Glycol | Steam Back | Solar Storage and Auxiliary Tanks are separate | 80 | 1 | 1 | 65 | Z09 | [18 empty] | LADBS | FALSE | 70 |  | 2011-06-01: 2016-09-26; 2011-08-03: 2016-10-26; 2011-09-20: 2016-12-16 | 2868 | 10220 | Up-front Payment
SCG-006566 | Single Family Residential | Domestic Hot Water | Gas | Southern California Gas Company | Incentive:Paid | 9506 | 70 |  | 1 SCG | 140 |  | 136 |  | 2016-09-27 15:27 | 2016-10-07 | TITANIUM POWER INC | Retrofit | Los Angeles | Los Angeles | 90018 | Host Customer is System Owner | 7 |  | 2001001B | SunEarth, Inc. | SOLARAY | TE40C-80-2G | Indirect Forced Circulation (IF) | 40.86 |  | EC-40 / EC-40-0.75 | Glycol | Advanced Controller with a Vacation or Holiday Mode | Solar Storage and Auxiliary Tanks are separate | 80 | 0.97 | 1 | 85 | Z08 | [18 empty] | Los Angeles | FALSE | 68.28 |  | 2011-06-01: 2016-09-26; 2011-08-03: 2016-09-27; 2011-09-20: 2016-10-07 | 2929 | 9559 | Up-front Payment
SCG-006567 | Single Family Residential | Domestic Hot Water | Gas | Southern California Gas Company | Incentive:Paid | 9604 | 70 |  | 1 SCG | 140 |  | 137 |  | 2016-09-27 15:14 | 2016-10-14 | TITANIUM POWER INC | Retrofit | Los Angeles | Los Angeles | 90002 | Host Customer is System Owner | 7 |  | 2001001B | SunEarth, Inc. | SOLARAY | TE40C-80-2G | Indirect Forced Circulation (IF) | 40.86 |  | EC-40 / EC-40-0.75 | Glycol | Advanced Controller with a Vacation or Holiday Mode | Solar Storage and Auxiliary Tanks are separate | 80 | 0.98 | 1 | 85 | Z08 | [18 empty] | Los Angeles County | FALSE | 68.99 |  | 2011-06-01: 2016-09-26; 2011-08-03: 2016-09-27; 2011-09-20: 2016-10-14 | 2923 | 9659 | Up-front Payment
SCG-006568 | Single Family Residential | Domestic Hot Water | Gas | Southern California Gas Company | Incentive:Paid | 9179 | 70 |  | 1 SCG | 141 |  | 131 |  | 2016-09-28 15:59 | 2016-10-11 | TITANIUM POWER INC | Retrofit | Los Angeles | Los Angeles | 90019 | Host Customer is System Owner | 6 |  | 2001001B | SunEarth, Inc. | SOLARAY | TE40C-80-2G | Indirect Forced Circulation (IF) | 40.86 |  | EC-40 / EC-40-0.75 | Glycol | Advanced Controller with a Vacation or Holiday Mode | Solar Storage and Auxiliary Tanks are separate | 80 | 0.93 | 1 | 75 | Z09 | [18 empty] | Los Angeles | FALSE | 65.67 |  | 2011-06-01: 2016-09-26; 2011-08-03: 2016-09-28; 2011-09-20: 2016-10-11 | 2927 | 9259 | Up-front Payment
SCG-006569 | Single Family Residential | Domestic Hot Water | Gas | Southern California Gas Company | Incentive:Paid | 8820 | 70 |  | 1 SCG | 126 |  | 126 |  | 2016-10-07 14:47 | 2016-11-14 | EVOLUTION ENERGY SOLUTIONS L L C | Retrofit | WILMINGTON | Los Angeles | 90744 | Host Customer is System Owner | 7 |  | 2001001A | SunEarth, Inc. | SOLARAY | TE40P-80-2G | Indirect Forced Circulation (IF) | 40.9 |  | EP-40 / EP-40-0.75 | Glycol | Advanced Controller with a Vacation or Holiday Mode | Solar Storage and Auxiliary Tanks are separate | 80 | 1 | 1 | 85 | Z06 | [18 empty] | Los Angeles | FALSE | 70 |  | 2011-06-01: 2016-09-27; 2011-08-03: 2016-10-07; 2011-09-20: 2016-11-14 | 2881 | 8820 | Up-front Payment
SCG-006570 | Single Family Residential | Domestic Hot Water | Gas | Southern California Gas Company | Incentive:Paid | 8820 | 70 |  | 1 SCG | 126 |  | 126 |  | 2016-10-07 16:20 | 2016-11-03 | EVOLUTION ENERGY SOLUTIONS L L C | Retrofit | WILMINGTON | Los Angeles | 90744 | Host Customer is System Owner | 2 |  | 2001001A | SunEarth, Inc. | SOLARAY | TE40P-80-2G | Indirect Forced Circulation (IF) | 40.9 |  | EP-40 / EP-40-0.75 | Glycol | Advanced Controller with a Vacation or Holiday Mode | Solar Storage and Auxiliary Tanks are separate | 80 | 1 | 1 | 35 | Z06 | [18 empty] | Los Angeles | FALSE | 70 |  | 2011-06-01: 2016-09-27; 2011-08-03: 2016-10-07; 2011-09-20: 2016-11-03 | 2902 | 8820 | Up-front Payment
SCG-006571 | Single Family Residential | Domestic Hot Water | Gas | Southern California Gas Company | Incentive:Paid | 8960 | 70 |  | 1 SCG | 160 |  | 128 |  | 2016-10-07 17:54 | 2016-11-10 | EVOLUTION ENERGY SOLUTIONS L L C | Retrofit | WILMINGTON | Los Angeles | 90744 | Host Customer is System Owner | 7 |  | 2001001E | SunEarth, Inc. | SOLARAY | TE64P-80-2G | Indirect Forced Circulation (IF) | 65.67 |  | EP-32 / EP-32-0.75 | Glycol | Advanced Controller with a Vacation or Holiday Mode | Solar Storage and Auxiliary Tanks are separate | 80 | 1 | 0.8 | 85 | Z06 | [18 empty] | Los Angeles | FALSE | 56 |  | 2011-06-01: 2016-09-27; 2011-08-03: 2016-10-07; 2011-09-20: 2016-11-10 | 2886 | 8960 | Up-front Payment
SCG-006572 | Single Family Residential | Domestic Hot Water | Gas | Southern California Gas Company | Incentive:Paid | 9310 | 70 |  | 1 SCG | 133 |  | 133 |  | 2016-09-27 09:55 | 2016-10-18 | SOL RELIABLE INC | Retrofit | Moorpark | Los Angeles | 93021 | Host Customer is System Owner | 2 |  | 2010135G | Heliodyne, Inc. | HELIOPAK | HPAK 016 1 410 G 75PD AC S Z | Indirect Forced Circulation (IF) | 40.17 |  | 410 001 | Forced Circulation |  | Solar and Auxiliary Storage are the same Tank | 75 | 1 | 1 | 35 | Z09 | [18 empty] | City of Moorpark | FALSE | 109.77 |  | 2011-06-01: 2016-09-27; 2011-08-03: 2016-09-27; 2011-09-20: 2016-10-18 | 2924 | 14600 | Up-front Payment
SCG-006573 | Single Family Residential | Domestic Hot Water | Gas | Southern California Gas Company | Incentive:Paid | 10238 | 70 |  | 1 SCG | 181 |  | 154 |  | 2016-10-27 11:50 | 2016-12-16 | ALL VALLEY SOLAR INC | Retrofit | Los Angeles | Los Angeles | 90046 | Host Customer is System Owner | 4 |  | 30004020 | SunEarth, Inc. | Cascade 2 | C2-64-80-TLG | Indirect Forced Circulation (IF) | 65.67 |  | EC-32 / EC-32-0.75 | Automatic Drainback |  | Solar Storage with Tankless Auxiliary Water Heater | 80 | 1 | 0.85 | 55 | Z09 | [18 empty] | LADBS | FALSE | 66.08 |  | 2011-06-01: 2016-09-27; 2011-08-03: 2016-10-27; 2011-09-20: 2016-12-16 | 2868 | 11960 | Up-front Payment
SCG-006575 | Single Family Residential | Domestic Hot Water | Gas | Southern California Gas Company | Incentive:Paid | 9217 | 70 |  | 1 SCG | 140 |  | 132 |  | 2016-09-28 15:49 | 2016-10-10 | TITANIUM POWER INC | Retrofit | Los Angeles | Los Angeles | 90011 | Host Customer is System Owner | 5 |  | 2001001B | SunEarth, Inc. | SOLARAY | TE40C-80-2G | Indirect Forced Circulation (IF) | 40.86 |  | EC-40 / EC-40-0.75 | Glycol | Advanced Controller with a Vacation or Holiday Mode | Solar Storage and Auxiliary Tanks are separate | 80 | 0.99 | 0.95 | 65 | Z08 | [18 empty] | Los Angeles | FALSE | 66.14 |  | 2011-06-01: 2016-09-27; 2011-08-03: 2016-09-28; 2011-09-20: 2016-10-10 | 2927 | 9259 | Up-front Payment
SCG-006576 | Single Family Residential | Domestic Hot Water | Gas | Southern California Gas Company | Incentive:Paid | 9310 | 70 |  | 1 SCG | 140 |  | 133 |  | 2016-09-29 14:31 | 2016-10-18 | TITANIUM POWER INC | Retrofit | Los Angeles | Los Angeles | 90001 | Host Customer is System Owner | 5 |  | 2001001B | SunEarth, Inc. | SOLARAY | TE40C-80-2G | Indirect Forced Circulation (IF) | 40.86 |  | EC-40 / EC-40-0.75 | Glycol | Advanced Controller with a Vacation or Holiday Mode | Solar Storage and Auxiliary Tanks are separate | 80 | 1 | 0.95 | 65 | Z08 | [18 empty] | Los Angeles County | FALSE | 66.85 |  | 2011-06-01: 2016-09-27; 2011-08-03: 2016-09-29; 2011-09-20: 2016-10-18 | 2924 | 9359 | Up-front Payment
SCG-006577 | Commercial/Multifamily Residential | Domestic Hot Water | Gas | Southern California Gas Company | Incentive:Paid | 82000 | 25 |  | 1 SCG | 3280 |  | 3280 |  | 2016-09-28 10:47 | 2016-10-28 | PROMISE ENERGY INC | New Construction | Anaheim | Anaheim | 92805 | Host Customer is System Owner | [7 empty] | 960 | 40 |  | Glycol | Advanced Controller with a Vacation or Holiday Mode | Solar Storage and Auxiliary Tanks are separate |  | 1 | 1 | 2660 | Z08 | 100 | Units | Apartments/Condos | 2009058C | 24 | 1 | 1300 | 1 | 350 | 1 | 400000 | TRUE | 120 | 140 |  | Amatis Controls - AM-JOULE |  | Amatis Controls - AM-JOULE | City of Anaheim | FALSE | 25.58 |  | 2016-09-27 |  | 2016-09-28 | 2016-10-28 | 2017-01-04 | 2017-01-20 | 2829 | 83890 | Up-front Payment
SCG-006578 | Single Family Residential | Domestic Hot Water | Gas | Southern California Gas Company | Incentive:Paid | 9310 | 70 |  | 1 SCG | 140 |  | 133 |  | 2016-09-29 14:38 | 2016-10-14 | TITANIUM POWER INC | Retrofit | Los Angeles | Los Angeles | 90001 | Host Customer is System Owner | 5 |  | 2001001B | SunEarth, Inc. | SOLARAY | TE40C-80-2G | Indirect Forced Circulation (IF) | 40.86 |  | EC-40 / EC-40-0.75 | Glycol | Advanced Controller with a Vacation or Holiday Mode | Solar Storage and Auxiliary Tanks are separate | 80 | 1 | 0.95 | 65 | Z08 | [18 empty] | Los Angeles County | FALSE | 66.85 |  | 2011-06-01: 2016-09-27; 2011-08-03: 2016-09-29; 2011-09-20: 2016-10-14 | 2924 | 9359 | Up-front Payment
SCG-006579 | Single Family Residential | Domestic Hot Water | Gas | Southern California Gas Company | Incentive:Paid | 9092 | 70 |  | 1 SCG | 156 |  | 156 |  | 2016-10-11 11:08 | 2016-11-14 | ALL VALLEY SOLAR INC | Retrofit | Santa Monica | Santa Monica | 90405 | Host Customer is System Owner | 4 |  | 2001028H | SunEarth, Inc. | CASCADE | ECRD-64-80-2G | Indirect Forced Circulation (IF) | 65.67 |  | EC-32 / EC-32-0.75 | Automatic Drainback |  | Solar Storage and Auxiliary Tanks are separate | 80 | 1 | 1 | 55 | Z06 | [18 empty] | Santa Monica | FALSE | 58.28 |  | 2011-06-01: 2016-09-27; 2011-08-03: 2016-10-11; 2011-09-20: 2016-11-14 | 2900 | 9092 | Up-front Payment
SCG-006580 | Single Family Residential | Domestic Hot Water | Gas | Southern California Gas Company | Incentive:Canceled | 6722 | 70 |  | 1 SCG | 99 |  | 96 |  | 2016-10-10 09:59 |  | TITANIUM POWER INC | Retrofit | Los Angeles | Los Angeles | 90016 | Owner/Tenant | 5 |  | 2005006K | Butler Sun Solutions, Inc. | SOLAR BUTLER | BSS-PV1-40GD | Indirect Forced Circulation (IF) | 32.84 |  | EC-32 / EC-32-0.75 | Glycol | Advanced Controller with a Vacation or Holiday Mode | Solar and Auxiliary Storage are the same Tank | 40 | 0.97 | 1 | 65 | Z08 | [18 empty] | Los Angeles | FALSE | 68.78 |  | 2011-06-01: 2016-09-27; 2011-06-21: 2016-12-08; 2011-08-03: 2016-10-10 | 2518 | 6809 | Up-front Payment
SCG-006581 | Single Family Residential | Domestic Hot Water | Gas | Southern California Gas Company | Incentive:Paid | 6791 | 70 |  | 1 SCG | 99 |  | 97 |  | 2016-10-07 13:38 | 2016-10-28 | TITANIUM POWER INC | Retrofit | Los Angeles | Los Angeles | 90016 | Owner/Tenant | 5 |  | 2005006K | Butler Sun Solutions, Inc. | SOLAR BUTLER | BSS-PV1-40GD | Indirect Forced Circulation (IF) | 32.84 |  | EC-32 / EC-32-0.75 | Glycol | Advanced Controller with a Vacation or Holiday Mode | Solar and Auxiliary Storage are the same Tank | 40 | 0.98 | 1 | 65 | Z08 | [18 empty] | Los Angeles | FALSE | 69.28 |  | 2011-06-01: 2016-09-27; 2011-08-03: 2016-10-07; 2011-09-20: 2016-10-28 | 2915 | 6859 | Up-front Payment
SCG-006582 | Single Family Residential | Domestic Hot Water | Gas | Southern California Gas Company | Incentive:Paid | 9639 | 70 |  | 1 SCG | 162 |  | 138 |  | 2016-11-09 15:29 | 2017-01-13 | ALL VALLEY SOLAR INC | Retrofit | North Hollywood | North Hollywood | 91602 | Host Customer is System Owner | 4 |  | 2001028H | SunEarth, Inc. | CASCADE | ECRD-64-80-2G | Indirect Forced Circulation (IF) | 65.67 |  | EC-32 / EC-32-0.75 | Automatic Drainback |  | Solar Storage and Auxiliary Tanks are separate | 80 | 1 | 0.85 | 55 | Z09 | [18 empty] | LADBS | FALSE | 63.58 |  | 2011-06-01: 2016-09-27; 2011-08-03: 2016-11-09; 2011-09-20: 2017-01-13 | 2838 | 10300 | Up-front Payment
SCG-006583 | Single Family Residential | Domestic Hot Water | Gas | Southern California Gas Company | Incentive:Paid | 9031 | 70 |  | 1 SCG | 140 |  | 129 |  | 2016-10-11 13:28 | 2016-11-14 | TITANIUM POWER INC | Retrofit | Los Angeles | Los Angeles | 90003 | Host Customer is System Owner | 5 |  | 2001001B | SunEarth, Inc. | SOLARAY | TE40C-80-2G | Indirect Forced Circulation (IF) | 40.86 |  | EC-40 / EC-40-0.75 | Glycol | Advanced Controller with a Vacation or Holiday Mode | Solar Storage and Auxiliary Tanks are separate | 80 | 0.97 | 0.95 | 65 | Z08 | [18 empty] | Los Angeles | FALSE | 65.06 |  | 2011-06-01: 2016-09-27; 2011-08-03: 2016-10-11; 2011-09-20: 2016-11-14 | 2900 | 9109 | Up-front Payment
SCG-006585 | Single Family Residential | Domestic Hot Water | Gas | Southern California Gas Company | Incentive:Paid | 8820 | 70 |  | 1 SCG | 126 |  | 126 |  | 2016-12-19 10:38 | 2017-03-20 | MOHR POWER SOLAR INC | New Construction | Costa Mesa | Orange | 92626 | Host Customer is System Owner | 2 |  | 2010143A | Solene | AURORA/AO SMITH | SLAR40DC-80HE-XG | Indirect Forced Circulation (IF) | 40 |  | SLAR-40 | Glycol | Advanced Controller with a Vacation or Holiday Mode | Solar Storage and Auxiliary Tanks are separate | 80 | 1 | 1 | 35 | Z06 | [18 empty] | City of Costa Mesa | FALSE | 79.74 |  | 2011-06-01: 2016-09-27; 2011-08-03: 2016-12-19; 2011-09-20: 2017-03-20 | 2775 | 10047 | Up-front Payment
SCG-006586 | Single Family Residential | Domestic Hot Water | Gas | Southern California Gas Company | Incentive:Paid | 9580 | 70 |  | 1 SCG | 161 |  | 137 |  | 2016-10-10 15:25 | 2016-11-14 | EVOLUTION ENERGY SOLUTIONS L L C | Retrofit | WILMINGTON | Los Angeles | 90744 | Host Customer is System Owner | 4 |  | 2008024F | SunEarth, Inc. | SOLARAY | TE40P-80-TLG | Indirect Forced Circulation (IF) | 40.9 |  | EP-40 / EP-40-0.75 | Glycol | Advanced Controller with a Vacation or Holiday Mode | Solar Storage with Tankless Auxiliary Water Heater | 80 | 1 | 0.85 | 55 | Z06 | [18 empty] | Los Angeles | FALSE | 59.51 |  | 2011-06-01: 2016-09-28; 2011-08-03: 2016-10-10; 2011-09-20: 2016-11-14 | 2900 | 9581 | Up-front Payment
SCG-006587 | Single Family Residential | Domestic Hot Water | Gas | Southern California Gas Company | Incentive:Paid | 10220 | 70 |  | 1 SCG | 146 |  | 146 |  | 2016-12-08 09:31 | 2017-03-16 | FEREIDOUN TAHMASBI | Retrofit | Arleta | Los Angeles | 91331 | Host Customer is System Owner | 5 |  | 2001001C | SunEarth, Inc. | SOLARAY | TE48P-80-2G | Indirect Forced Circulation (IF) | 49.3 |  | EP-24 / EP-24-0.75 | Glycol | Steam Back | Solar Storage and Auxiliary Tanks are separate | 80 | 1 | 1 | 65 | Z09 | [18 empty] | Arleta | FALSE | 70.07 |  | 2011-06-01: 2016-09-28; 2011-08-03: 2016-12-08; 2011-09-20: 2017-03-16 | 2777 | 10230 | Up-front Payment
SCG-006589 | Single Family Residential | Domestic Hot Water | Gas | Southern California Gas Company | Incentive:Paid | 7580 | 70 |  | 1 SCG | 130 |  | 108 |  | 2016-12-01 08:49 | 2017-03-13 | SOLARPONICS INC | Retrofit | Atascadero | San Luis Obispo | 93422 | Host Customer is System Owner | 3 |  | 30004074 | Solene | Solene | SLSG40DC-80HE-XG | Indirect Forced Circulation (IF) | 40.01 |  | SLSG-40 | Glycol | Advanced Controller with a Thermal Cycling Function | Solar Storage and Auxiliary Tanks are separate | 80 | 0.98 | 0.85 | 45 | Z04 | [18 empty] | City Atascadero | FALSE | 75.33 |  | 2011-06-01: 2016-09-28; 2011-08-03: 2016-12-01; 2011-09-20: 2017-03-13 | 2782 | 9793.2 | Up-front Payment
SCG-006591 | Single Family Residential | Domestic Hot Water | Gas | Southern California Gas Company | Incentive:Paid | 9370 | 70 |  | 1 SCG | 138 |  | 134 |  | 2016-10-18 13:15 | 2016-11-22 | SOLARPONICS INC | Retrofit | Arroyo Grande | San Luis Obispo | 93420 | Host Customer is System Owner | 2 |  | 30004074 | Solene | Solene | SLSG40DC-80HE-XG | Indirect Forced Circulation (IF) | 40.01 |  | SLSG-40 | Glycol | Advanced Controller with a Thermal Cycling Function | Solar Storage and Auxiliary Tanks are separate | 80 | 0.97 | 1 | 35 | Z05 | [18 empty] | City Arroyo Grande | FALSE | 70.97 |  | 2011-06-01: 2016-09-28; 2011-08-03: 2016-10-18; 2011-09-20: 2016-11-22 | 2888 | 9794 | Up-front Payment
SCG-006592 | Single Family Residential | Domestic Hot Water | Gas | Southern California Gas Company | Incentive:Paid | 8443 | 70 |  | 1 SCG | 138 |  | 121 |  | 2016-11-08 12:22 | 2017-01-13 | SOLARPONICS INC | Retrofit | San Luis Obispo | San Luis Obispo | 93401 | Host Customer is System Owner | 3 |  | 30004074 | Solene | Solene | SLSG40DC-80HE-XG | Indirect Forced Circulation (IF) | 40.01 |  | SLSG-40 | Glycol | Advanced Controller with a Thermal Cycling Function | Solar Storage and Auxiliary Tanks are separate | 80 | 0.92 | 0.95 | 45 | Z05 | [18 empty] | City San Luis Obispo | FALSE | 70.97 |  | 2011-06-01: 2016-09-28; 2011-08-03: 2016-11-08; 2011-09-20: 2017-01-13 | 2838 | 9794 | Up-front Payment
SCG-006593 | Single Family Residential | Domestic Hot Water | Gas | Southern California Gas Company | Incentive:Paid | 10220 | 70 |  | 1 SCG | 146 |  | 146 |  | 2016-10-17 16:07 | 2017-02-06 | FEREIDOUN TAHMASBI | Retrofit | Woodland Hills | Los Angeles | 91364 | Host Customer is System Owner | 5 |  | 2001001C | SunEarth, Inc. | SOLARAY | TE48P-80-2G | Indirect Forced Circulation (IF) | 49.3 |  | EP-24 / EP-24-0.75 | Glycol | Steam Back | Solar Storage and Auxiliary Tanks are separate | 80 | 1 | 1 | 65 | Z09 | [18 empty] | Woodland Hills | FALSE | 70 |  | 2011-06-01: 2016-09-28; 2011-08-03: 2016-10-17; 2011-09-20: 2017-02-06 | 2815 | 10220 | Up-front Payment
SCG-006594 | Single Family Residential | Domestic Hot Water | Gas | Southern California Gas Company | Incentive:Paid | 10238 | 70 |  | 1 SCG | 164 |  | 157 |  | 2017-01-03 14:21 | 2017-04-03 | SOLARPONICS INC | Retrofit | San Luis Obispo | San Luis Obispo | 93405 | Host Customer is System Owner | 2 |  | 2007023A | HTP, Inc. | SOLAR SKIES | PR-80-40-GB | Indirect Forced Circulation (IF) | 39.83 |  | SS-40-FP | Automatic Drainback | Advanced Controller with a Thermal Cycling Function | Solar and Auxiliary Storage are the same Tank | 80 | 0.96 | 1 | 35 | Z05 | [18 empty] | City San Luis Obispo | FALSE | 68.87 |  | 2011-06-01: 2016-09-28; 2011-08-03: 2017-01-03; 2011-09-20: 2017-04-03 | 2754 | 11294 | Up-front Payment
SCG-006595 | Single Family Residential | Domestic Hot Water | Gas | Southern California Gas Company | Incentive:Paid | 9085 | 70 |  | 1 SCG | 138 |  | 130 |  | 2016-11-18 15:08 | 2017-01-31 | SOLARPONICS INC | Retrofit | Morro Bay | San Luis Obispo | 93442 | Host Customer is System Owner | 2 |  | 30004074 | Solene | Solene | SLSG40DC-80HE-XG | Indirect Forced Circulation (IF) | 40.01 |  | SLSG-40 | Glycol | Advanced Controller with a Thermal Cycling Function | Solar Storage and Auxiliary Tanks are separate | 80 | 0.99 | 0.95 | 35 | Z05 | [18 empty] | City Morro Bay | FALSE | 70.97 |  | 2011-06-01: 2016-09-28; 2011-08-03: 2016-11-18; 2011-09-20: 2017-01-31 | 2825 | 9794 | Up-front Payment
SCG-006596 | Single Family Residential | Domestic Hot Water | Gas | Southern California Gas Company | Incentive:Paid | 9370 | 70 |  | 1 SCG | 138 |  | 134 |  | 2016-11-17 10:06 | 2017-01-25 | SOLARPONICS INC | Retrofit | Santa Ynez | Santa Barbara | 93460 | Host Customer is System Owner | 4 |  | 30004074 | Solene | Solene | SLSG40DC-80HE-XG | Indirect Forced Circulation (IF) | 40.01 |  | SLSG-40 | Glycol | Advanced Controller with a Thermal Cycling Function | Solar Storage and Auxiliary Tanks are separate | 80 | 0.97 | 1 | 55 | Z05 | [18 empty] | Santa Barbara County | FALSE | 70.97 |  | 2011-06-01: 2016-09-28; 2011-08-03: 2016-11-17; 2011-09-20: 2017-01-25 | 2829 | 9794 | Up-front Payment
SCG-006597 | Single Family Residential | Domestic Hot Water | Gas | Southern California Gas Company | Incentive:Paid | 9924 | 70 |  | 1 SCG | 164 |  | 142 |  | 2016-11-23 10:45 | 2017-03-10 | SOLARPONICS INC | Retrofit | San Luis Obispo | San Luis Obispo | 93401 | Host Customer is System Owner | 2 |  | 2007023A | HTP, Inc. | SOLAR SKIES | PR-80-40-GB | Indirect Forced Circulation (IF) | 39.83 |  | SS-40-FP | Glycol | Advanced Controller with a Thermal Cycling Function | Solar and Auxiliary Storage are the same Tank | 80 | 0.91 | 0.95 | 35 | Z05 | [18 empty] | San Luis Obispo County | FALSE | 68.87 |  | 2011-06-01: 2016-09-28; 2011-08-03: 2016-11-23; 2011-09-20: 2017-03-10 | 2783 | 11294 | Up-front Payment
SCG-006598 | Single Family Residential | Domestic Hot Water | Gas | Southern California Gas Company | Incentive:Paid | 9563 | 70 |  | 1 SCG | 138 |  | 137 |  | 2016-12-06 13:47 | 2017-03-14 | SOLARPONICS INC | Retrofit | Solvang | Santa Barbara | 93463 | Host Customer is System Owner | 2 |  | 30004074 | Solene | Solene | SLSG40DC-80HE-XG | Indirect Forced Circulation (IF) | 40.01 |  | SLSG-40 | Glycol | Advanced Controller with a Thermal Cycling Function | Solar Storage and Auxiliary Tanks are separate | 80 | 0.99 | 1 | 35 | Z05 | [18 empty] | Santa Barbara County | FALSE | 70.97 |  | 2011-06-01: 2016-09-28; 2011-08-03: 2016-12-06; 2011-09-20: 2017-03-14 | 2777 | 9794 | Up-front Payment
SCG-006599 | Single Family Residential | Domestic Hot Water | Gas | Southern California Gas Company | Incentive:Paid | 9673 | 70 |  | 1 SCG | 141 |  | 138 |  | 2016-09-29 15:18 | 2016-12-07 | TITANIUM POWER INC | Retrofit | Pacoima | Los Angeles | 91331 | Host Customer is System Owner | 5 |  | 2001001B | SunEarth, Inc. | SOLARAY | TE40C-80-2G | Indirect Forced Circulation (IF) | 40.86 |  | EC-40 / EC-40-0.75 | Glycol | Advanced Controller with a Vacation or Holiday Mode | Solar Storage and Auxiliary Tanks are separate | 80 | 0.98 | 1 | 65 | Z09 | [18 empty] | Los Angeles | FALSE | 69.21 |  | 2011-06-01: 2016-09-28; 2011-08-03: 2016-09-29; 2011-09-20: 2016-12-07 | 2875 | 9759 | Up-front Payment
SCG-006600 | Single Family Residential | Domestic Hot Water | Gas | Southern California Gas Company | Incentive:Paid | 10238 | 70 |  | 1 SCG | 162 |  | 159 |  | 2016-11-01 13:48 | 2017-01-05 | SOL RELIABLE INC | Retrofit | Sun Valley | Los Angeles | 91352 | Host Customer is System Owner | 3 |  | 2009036H | Heliodyne, Inc. | HELIOPAK | HPAK 016 2 406 G 80 ACD Z | Indirect Forced Circulation (IF) | 53.88 |  | 406 001 | Forced Circulation |  | Solar Storage and Auxiliary Tanks are separate | 80 | 0.98 | 1 | 45 | Z09 | [18 empty] | LADBS | FALSE | 92.59 |  | 2011-06-01: 2016-09-28; 2011-08-03: 2016-11-01; 2011-09-20: 2017-01-05 | 2839 | 15000 | Up-front Payment
SCG-006601 | Single Family Residential | Domestic Hot Water | Gas | Southern California Gas Company | Incentive:Paid | 9870 | 70 |  | 1 SCG | 141 |  | 141 |  | 2016-09-29 14:21 | 2016-10-14 | TITANIUM POWER INC | Retrofit | Pacoima | Los Angeles | 91331 | Host Customer is System Owner | 8 |  | 2001001B | SunEarth, Inc. | SOLARAY | TE40C-80-2G | Indirect Forced Circulation (IF) | 40.86 |  | EC-40 / EC-40-0.75 | Glycol | Advanced Controller with a Vacation or Holiday Mode | Solar Storage and Auxiliary Tanks are separate | 80 | 1 | 1 | 95 | Z09 | [18 empty] | Los Angeles | FALSE | 70.63 |  | 2011-06-01: 2016-09-28; 2011-08-03: 2016-09-29; 2011-09-20: 2016-10-14 | 2924 | 9959 | Up-front Payment
SCG-006602 | Single Family Residential | Domestic Hot Water | Gas | Southern California Gas Company | Incentive:Paid | 9771 | 70 |  | 1 SCG | 141 |  | 140 |  | 2016-09-29 14:23 | 2016-10-14 | TITANIUM POWER INC | Retrofit | Pacoima | Los Angeles | 91331 | Host Customer is System Owner | 5 |  | 2001001B | SunEarth, Inc. | SOLARAY | TE40C-80-2G | Indirect Forced Circulation (IF) | 40.86 |  | EC-40 / EC-40-0.75 | Glycol | Advanced Controller with a Vacation or Holiday Mode | Solar Storage and Auxiliary Tanks are separate | 80 | 0.99 | 1 | 65 | Z09 | [18 empty] | Los Angeles | FALSE | 69.92 |  | 2011-06-01: 2016-09-28; 2011-08-03: 2016-09-29; 2011-09-20: 2016-10-14 | 2924 | 9859 | Up-front Payment
SCG-006603 | Single Family Residential | Domestic Hot Water | Gas | Southern California Gas Company | Incentive:Paid | 9771 | 70 |  | 1 SCG | 141 |  | 140 |  | 2016-09-29 14:19 | 2016-10-14 | TITANIUM POWER INC | Retrofit | Pacoima | Los Angeles | 91331 | Host Customer is System Owner | 7 |  | 2001001B | SunEarth, Inc. | SOLARAY | TE40C-80-2G | Indirect Forced Circulation (IF) | 40.86 |  | EC-40 / EC-40-0.75 | Glycol | Advanced Controller with a Vacation or Holiday Mode | Solar Storage and Auxiliary Tanks are separate | 80 | 0.99 | 1 | 85 | Z09 | [18 empty] | Los Angeles | FALSE | 69.92 |  | 2011-06-01: 2016-09-28; 2011-08-03: 2016-09-29; 2011-09-20: 2016-10-14 | 2924 | 9859 | Up-front Payment
SCG-006604 | Single Family Residential | Domestic Hot Water | Gas | Southern California Gas Company | Incentive:Paid | 10238 | 70 |  | 1 SCG | 158 |  | 150 |  | 2016-10-26 08:52 | 2016-12-16 | ENVIRONMENTAL SOLAR DESIGN INC | Retrofit | Santa Monica | Santa Monica | 90403 | Host Customer is System Owner | 4 |  | 2001001R | SunEarth, Inc. | SOLARAY | TE64P-120-2G | Indirect Forced Circulation (IF) | 65.67 |  | EP-32 / EP-32-0.75 | Glycol | Advanced Controller with a Vacation or Holiday Mode | Solar Storage and Auxiliary Tanks are separate | 120 | 1 | 0.95 | 55 | Z06 | [18 empty] | City of Santa Monica | FALSE | 66.46 |  | 2011-06-01: 2016-09-28; 2011-08-03: 2016-10-26; 2011-09-20: 2016-12-16 | 2868 | 10500 | Up-front Payment
SCG-006605 | Single Family Residential | Domestic Hot Water | Gas | Southern California Gas Company | Incentive:Paid | 7914 | 70 |  | 1 SCG | 133 |  | 113 |  | 2016-11-29 19:11 | 2017-03-10 | TENCO SOLAR | Retrofit | Placentia | Orange | 92870 | Host Customer is System Owner | 4 |  | 2001001A | SunEarth, Inc. | SOLARAY | TE40P-80-2G | Indirect Forced Circulation (IF) | 40.9 |  | EP-40 / EP-40-0.75 | Glycol | Advanced Controller with a Vacation or Holiday Mode | Solar Storage and Auxiliary Tanks are separate | 80 | 1 | 0.85 | 55 | Z08 | [18 empty] | City of Placentia | FALSE | 69.1 |  | 2011-06-01: 2016-09-28; 2011-08-03: 2016-11-29; 2011-09-20: 2017-03-10 | 2781 | 9190 | Up-front Payment
SCG-006606 | Single Family Residential | Domestic Hot Water | Gas | Southern California Gas Company | Incentive:Paid | 6584 | 70 |  | 1 SCG | 99 |  | 94 |  | 2016-10-07 13:37 | 2016-10-28 | TITANIUM POWER INC | Retrofit | Los Angeles | Los Angeles | 90011 | Owner/Tenant | 5 |  | 2005006K | Butler Sun Solutions, Inc. | SOLAR BUTLER | BSS-PV1-40GD | Indirect Forced Circulation (IF) | 32.84 |  | EC-32 / EC-32-0.75 | Glycol | Advanced Controller with a Vacation or Holiday Mode | Solar and Auxiliary Storage are the same Tank | 40 | 1 | 0.95 | 65 | Z08 | [18 empty] | Los Angeles | FALSE | 67.26 |  | 2011-06-01: 2016-09-28; 2011-08-03: 2016-10-07; 2011-09-20: 2016-10-28 | 2915 | 6659 | Up-front Payment
SCG-006607 | Commercial Pools | Pool Heating | Gas | Southern California Gas Company | Incentive:Paid | 13415 | 5 |  | 1 | 2683 |  | 2683 |  | 2016-09-30 16:47 | 2016-10-05 | ENERGY SERVICES | New Construction | palm springs | Riverside | 92262 | Host Customer is System Owner | [7 empty] | 839.34 | 46.63 |  | Drainback |  |  |  | 1 | 1 |  | Z15 |  |  |  | 10204-12 | 18 | 1 | [5 empty] | FALSE |  |  |  | SunEarth - SETR A503 TTR U + VFS 20-400 |  | SunEarth - SETR A503 TTR U + VFS 20-400 | PALM SPRINGS | FALSE | 5.46 |  | 2016-09-29 |  | 2016-09-30 | 2016-10-05 | 2016-11-10 | 2016-11-15 | 2888 | 14645 | Up-front Payment
PGE-006608 | Low Income Single Family Residential | Domestic Hot Water | Gas | Pacific Gas and Electric | Incentive:Paid | 5388 | 36.9 |  | 1 | 149 |  | 146 |  | 2016-10-04 10:26 | 2016-10-12 | FRESNO COUNTY ECONOMIC OPPORTUNITIES COMMISSION | Retrofit | FRESNO | Fresno | 93706 | Host Customer is System Owner | 4 |  | 2010017C | Alternate Energy Technologies | EAGLESUN | DBS-G2-80-64 | Indirect Forced Circulation (IF) | 65.34 |  | MSC-32 | Automatic Drainback |  | Solar Storage and Auxiliary Tanks are separate | 80 | 0.98 | 1 | 55 | Z13 | [18 empty] | CITY OF FRESNO | FALSE | 47.44 |  | 2011-06-01: 2016-09-29; 2011-08-03: 2016-10-04; 2011-09-20: 2016-10-12 | 2917 | 7068.44 | Up-front Payment
SCG-006609 | Single Family Residential | Domestic Hot Water | Gas | Southern California Gas Company | Incentive:Paid | 9380 | 70 |  | 1 SCG | 134 |  | 134 |  | 2016-10-20 09:32 | 2016-11-22 | ENVIRONMENTAL SOLAR DESIGN INC | Retrofit | Encino | Encino | 91316 | Host Customer is System Owner | 4 |  | 2001001A | SunEarth, Inc. | SOLARAY | TE40P-80-2G | Indirect Forced Circulation (IF) | 40.9 |  | EP-40 / EP-40-0.75 | Glycol | Advanced Controller with a Vacation or Holiday Mode | Solar Storage and Auxiliary Tanks are separate | 80 | 1 | 1 | 55 | Z09 | [18 empty] | City of Los Angeles | FALSE | 70.9 |  | 2011-06-01: 2016-09-29; 2011-08-03: 2016-10-20; 2011-09-20: 2016-11-22 | 2889 | 9500 | Up-front Payment
SCG-006610 | Single Family Residential | Domestic Hot Water | Gas | Southern California Gas Company | Incentive:Paid | 9800 | 70 |  | 1 SCG | 167 |  | 167 |  | 2016-10-17 10:23 | 2016-11-30 | ENVIRONMENTAL SOLAR DESIGN INC | Retrofit | Granada Hills | Granada Hills | 91344 | Host Customer is System Owner | 4 |  | 2001001E | SunEarth, Inc. | SOLARAY | TE64P-80-2G | Indirect Forced Circulation (IF) | 65.67 |  | EP-32 / EP-32-0.75 | Glycol | Advanced Controller with a Vacation or Holiday Mode | Solar Storage and Auxiliary Tanks are separate | 80 | 1 | 1 | 55 | Z09 | [18 empty] | City of Los Angeles | FALSE | 58.68 |  | 2011-06-01: 2016-09-29; 2011-08-03: 2016-10-17; 2011-09-20: 2016-11-30 | 2881 | 9800 | Up-front Payment
SCG-006612 | Single Family Residential | Domestic Hot Water | Gas | Southern California Gas Company | Incentive:Paid | 8271 | 70 |  | 1 SCG | 139 |  | 118 |  | 2016-12-30 15:31 | 2017-03-29 | MOHR POWER SOLAR INC | Retrofit | Corona | Riverside | 92879 | Host Customer is System Owner | 2 |  | 2010143B | Solene | AURORA/AO SMITH | SLAR64DC-80HE-XG | Indirect Forced Circulation (IF) | 64 |  | SLAR-32 | Glycol | Advanced Controller with a Vacation or Holiday Mode | Solar Storage and Auxiliary Tanks are separate | 80 | 1 | 0.85 | 35 | Z10 | [18 empty] | City of Corona | FALSE | 62.91 |  | 2011-06-01: 2016-09-29; 2011-08-03: 2016-12-30; 2011-09-20: 2017-03-29 | 2760 | 8744 | Up-front Payment
SCG-006613 | Single Family Residential | Domestic Hot Water | Gas | Southern California Gas Company | Incentive:Paid | 7560 | 70 |  | 1 SCG | 108 |  | 108 |  | 2016-10-12 09:29 | 2016-11-14 | SUNTREK INDUSTRIES INC | Retrofit | Aliso Viejo | Orange | 92656 | Host Customer is System Owner | 4 |  | 2012012D | GREENoneTEC Solarindustrie GmbH | SOLPAL (formerly Solcrafte) | SOLPAL L-GT | Direct Integral Collector Storage (DI) | 26.11 |  | Solpal L |  |  | Solar Storage with Tankless Auxiliary Water Heater | 50 | 1 | 1 | 55 | Z06 | [18 empty] | Aliso Viejo | FALSE | 70 |  | 2011-06-01: 2016-09-29; 2011-08-03: 2016-10-12; 2011-09-20: 2016-11-14 | 2900 | 7560 | Up-front Payment
SCG-006614 | Single Family Residential | Domestic Hot Water | Gas | Southern California Gas Company | Incentive:Paid | 9730 | 70 |  | 1 SCG | 139 |  | 139 |  | 2017-02-10 10:50 | 2017-04-04 | MOHR POWER SOLAR INC | Retrofit | Corona | Riverside | 92881 | Host Customer is System Owner | 4 |  | 2010143B | Solene | AURORA/AO SMITH | SLAR64DC-80HE-XG | Indirect Forced Circulation (IF) | 64 |  | SLAR-32 | Glycol | Advanced Controller with a Vacation or Holiday Mode | Solar Storage and Auxiliary Tanks are separate | 80 | 1 | 1 | 55 | Z10 | [18 empty] | City of Corona | FALSE | 82.37 |  | 2011-06-01: 2016-09-29; 2011-08-03: 2017-02-10; 2011-09-20: 2017-04-04 | 2756 | 11450 | Up-front Payment
SCG-006615 | Single Family Residential | Domestic Hot Water | Gas | Southern California Gas Company | Incentive:Paid | 8911 | 70 |  | 1 SCG | 134 |  | 127 |  | 2016-12-20 17:06 | 2017-03-21 | MOHR POWER SOLAR INC | Retrofit | Corona | Riverside | 92882 | Host Customer is System Owner | 4 |  | 2010143F | Solene | AURORA/AO SMITH | SLAR48DC-80HE-XG | Indirect Forced Circulation (IF) | 49.03 |  | SLCO-30 | Glycol | Advanced Controller with a Vacation or Holiday Mode | Solar Storage and Auxiliary Tanks are separate | 80 | 1 | 0.95 | 55 | Z10 | [18 empty] | City of Corona | FALSE | 83.96 |  | 2011-06-01: 2016-09-29; 2011-08-03: 2016-12-20; 2011-09-20: 2017-03-21 | 2773 | 11250 | Up-front Payment
SCG-006617 | Single Family Residential | Domestic Hot Water | Gas | Southern California Gas Company | Incentive:Paid | 7503 | 70 |  | 1 SCG | 130 |  | 107 |  | 2016-10-10 08:31 | 2016-11-14 | SOLARPONICS INC | Retrofit | Paso Robles | San Luis Obispo | 93446 | Host Customer is System Owner | 2 |  | 30004074 | Solene | Solene | SLSG40DC-80HE-XG | Indirect Forced Circulation (IF) | 40.01 |  | SLSG-40 | Glycol | Advanced Controller with a Thermal Cycling Function | Solar Storage and Auxiliary Tanks are separate | 80 | 0.97 | 0.85 | 35 | Z04 | [18 empty] | City of Paso Robles | FALSE | 75.34 |  | 2011-06-01: 2016-09-30; 2011-08-03: 2016-10-10; 2011-09-20: 2016-11-14 | 2900 | 9794 | Up-front Payment
SCG-006618 | Single Family Residential | Domestic Hot Water | Gas | Southern California Gas Company | Incentive:Paid | 10238 | 70 |  | 1 SCG | 186 |  | 158 |  | 2016-09-30 12:53 | 2016-10-19 | CATERSOLAR INC | Retrofit | Los Angeles | Los Angeles | 90069 | Host Customer is System Owner | 5 |  | 2011118A | Stiebel Eltron | SOLAR HOT WATER PACKAGE | SOLKIT-2N-B | Indirect Forced Circulation (IF) | 54.81 |  | SOL 27 Premium S | Glycol | Advanced Controller with a Vacation or Holiday Mode | Solar Storage with Tankless Auxiliary Water Heater | 81.1 | 1 | 0.85 | 65 | Z09 | [18 empty] | CITY OF LOS ANGELES | FALSE | 56.24 |  | 2011-06-01: 2016-09-30; 2011-08-03: 2016-09-30; 2011-09-20: 2016-10-19 | 2920 | 10460 | Up-front Payment
SCG-006619 | Single Family Residential | Domestic Hot Water | Gas | Southern California Gas Company | Incentive:Canceled | 4366 | 29.85 |  | 1 | 186 |  | 150 |  | 2017-01-24 12:23 |  | CATERSOLAR INC | Retrofit | West Hills | Los Angeles | 91307 | Host Customer is System Owner | 5 |  | 2011118A | Stiebel Eltron | SOLAR HOT WATER PACKAGE | SOLKIT-2N-B | Indirect Forced Circulation (IF) | 54.81 |  | SOL 27 Premium S | Glycol | Advanced Controller with a Vacation or Holiday Mode | Solar Storage with Tankless Auxiliary Water Heater | 81.1 | 0.95 | 0.85 | 65 | Z09 | [18 empty] | CITY OF LOS ANGELES | FALSE | 56.24 |  | 2011-06-01: 2016-09-30; 2011-06-21: 2017-05-31; 2011-08-03: 2017-01-24 | 2446 | 10460 | Up-front Payment
SCG-006620 | Single Family Residential | Domestic Hot Water | Gas | Southern California Gas Company | Incentive:Paid | 10238 | 70 |  | 1 SCG | 186 |  | 177 |  | 2016-10-07 13:14 | 2016-11-01 | CATERSOLAR INC | Retrofit | west Hills | Los Angeles | 91304 | Host Customer is System Owner | 5 |  | 2011118A | Stiebel Eltron | SOLAR HOT WATER PACKAGE | SOLKIT-2N-B | Indirect Forced Circulation (IF) | 54.81 |  | SOL 27 Premium S | Glycol | Advanced Controller with a Vacation or Holiday Mode | Solar Storage with Tankless Auxiliary Water Heater | 81.1 | 1 | 0.95 | 65 | Z09 | [18 empty] | CITY OF LOS ANGELES | FALSE | 56.24 |  | 2011-06-01: 2016-09-30; 2011-08-03: 2016-10-07; 2011-09-20: 2016-11-01 | 2909 | 10460 | Up-front Payment
SCG-006621 | Commercial Pools | Pool Heating | Gas | Southern California Gas Company | Incentive:Canceled | 21000 | 5 |  | 1 | 7022 |  | 7022 |  | 2016-10-03 14:59 | 2016-10-24 | SUNX SOLAR INC | Retrofit | Laguna Woods | Orange | 92637 | Host Customer is System Owner | [7 empty] | 2898 | 48.3 |  | Drainback |  |  |  | 1 | 1 |  | Z08 |  |  |  | 10001884 | 60 | 2 | [5 empty] | FALSE |  |  |  | SunEarth - SETR A503 TTR U + VFS 20-400 |  | SunEarth - SETR A503 TTR U + VFS 20-400 |  | FALSE | 5.98 |  | 2011-06-01: 2016-09-30; 2011-06-23: 2016-10-03; 2011-07-01: 2016-10-24 | 2924 | 42000 | Up-front Payment
SCG-006622 | Single Family Residential | Domestic Hot Water | Gas | Southern California Gas Company | Incentive:Paid | 10238 | 70 |  | 1 SCG | 162 |  | 160 |  | 2016-12-30 11:03 | 2017-03-16 | SOL RELIABLE INC | Retrofit | Pasadena | Los Angeles | 91104 | Host Customer is System Owner | 3 |  | 2009036H | Heliodyne, Inc. | HELIOPAK | HPAK 016 2 406 G 80 ACD Z | Indirect Forced Circulation (IF) | 53.88 |  | 406 001 | Forced Circulation |  | Solar Storage and Auxiliary Tanks are separate | 80 | 0.99 | 1 | 45 | Z09 | [18 empty] | County of LA | FALSE | 92.59 |  | 2011-06-01: 2016-09-30; 2011-08-03: 2016-12-30; 2011-09-20: 2017-03-16 | 2771 | 15000 | Up-front Payment
SCG-006624 | Commercial Pools | Pool Heating | Gas | Southern California Gas Company | Incentive:Paid | 19520 | 5 |  | 1 | 6787 |  | 6787 |  | 2016-10-03 15:01 | 2016-10-24 | SUNX SOLAR INC | Retrofit | Laguna Woods | Orange | 92637 | Host Customer is System Owner | [7 empty] | 2439 | 40.65 |  | Drainback |  |  |  | 1 | 1 |  | Z08 |  |  |  | 10001884 | 60 | 3 | [5 empty] | FALSE |  |  |  | SunEarth - SETR A503 TTR U + VFS 20-400 |  | SunEarth - SETR A503 TTR U + VFS 20-400 | City of Laguna Woods | FALSE | 5.75 |  | 2016-09-30 |  | 2016-10-03 | 2016-10-24 | 2017-07-07 | 2017-07-17 | 2655 | 39040 | Up-front Payment
SCG-006625 | Single Family Residential | Domestic Hot Water | Gas | Southern California Gas Company | Incentive:Paid | 10238 | 70 |  | 1 SCG | 186 |  | 177 |  | 2016-10-26 13:06 | 2016-12-16 | CATERSOLAR INC | Retrofit | Studio City | Los Angeles | 91604 | Host Customer is System Owner | 5 |  | 2011118A | Stiebel Eltron | SOLAR HOT WATER PACKAGE | SOLKIT-2N-B | Indirect Forced Circulation (IF) | 54.81 |  | SOL 27 Premium S | Glycol | Advanced Controller with a Vacation or Holiday Mode | Solar Storage with Tankless Auxiliary Water Heater | 81.1 | 1 | 0.95 | 65 | Z09 | [18 empty] | CITY OF LOS ANGELES | FALSE | 56.24 |  | 2011-06-01: 2016-09-30; 2011-08-03: 2016-10-26; 2011-09-20: 2016-12-16 | 2868 | 10460 | Up-front Payment
SCG-006626 | Single Family Residential | Domestic Hot Water | Gas | Southern California Gas Company | Incentive:Paid | 10238 | 70 |  | 1 SCG | 186 |  | 177 |  | 2016-11-08 13:09 | 2017-02-06 | CATERSOLAR INC | Retrofit | North Hollywood | Los Angeles | 91605 | Host Customer is System Owner | 5 |  | 2011118A | Stiebel Eltron | SOLAR HOT WATER PACKAGE | SOLKIT-2N-B | Indirect Forced Circulation (IF) | 54.81 |  | SOL 27 Premium S | Glycol | Advanced Controller with a Vacation or Holiday Mode | Solar Storage with Tankless Auxiliary Water Heater | 81.1 | 1 | 0.95 | 65 | Z09 | [18 empty] | CITY OF LOS ANGELES | FALSE | 56.24 |  | 2011-06-01: 2016-09-30; 2011-08-03: 2016-11-08; 2011-09-20: 2017-02-06 | 2815 | 10460 | Up-front Payment
SCG-006627 | Single Family Residential | Domestic Hot Water | Gas | Southern California Gas Company | Incentive:Paid | 8092 | 70 |  | 1 SCG | 136 |  | 116 |  | 2016-10-13 21:18 | 2017-01-05 | CATERSOLAR INC | Retrofit | Chatsworth | Los Angeles | 91311 | Host Customer is System Owner | 5 |  | 2011115A | Stiebel Eltron | SOLAR HOT WATER PACKAGE | SOLKIT-2N-GTK | Indirect Forced Circulation (IF) | 54.81 |  | SOL 27 Premium S | Glycol | Advanced Controller with a Vacation or Holiday Mode | Solar Storage with Tankless Auxiliary Water Heater | 81.1 | 1 | 0.85 | 65 | Z09 | [18 empty] | CITY OF LOS ANGELES | FALSE | 76.91 |  | 2016-09-30 | 2017-05-01 |  |  | 2016-10-13 | 2017-01-05 | 2601 | 10460 | Up-front Payment
SCG-006628 | Commercial Pools | Pool Heating | Gas | Southern California Gas Company | Incentive:Paid | 7605 | 5 |  | 1 | 2864 |  | 2864 |  | 2016-10-03 15:01 | 2016-10-05 | SUNX SOLAR INC | Retrofit | Laguna Woods | Orange | 92637 | Host Customer is System Owner | [7 empty] | 1014.09 | 48.29 |  | Drainback |  |  |  | 1 | 1 |  | Z08 |  |  |  | 10001884 | 21 | 2 | [5 empty] | FALSE |  |  |  | SunEarth - SETR A503 TTR U + VFS 20-400 |  | SunEarth - SETR A503 TTR U + VFS 20-400 | City of Laguna Woods | FALSE | 5.31 |  | 2016-09-30 |  | 2016-10-03 | 2016-10-05 | 2017-07-07 | 2017-07-21 | 2654 | 15210 | Up-front Payment
SCG-006629 | Single Family Residential | Domestic Hot Water | Gas | Southern California Gas Company | Incentive:Paid | 10238 | 70 |  | 1 SCG | 186 |  | 158 |  | 2016-10-13 21:07 | 2016-11-30 | CATERSOLAR INC | Retrofit | Northridge | Los Angeles | 91325 | Host Customer is System Owner | 5 |  | 2011118A | Stiebel Eltron | SOLAR HOT WATER PACKAGE | SOLKIT-2N-B | Indirect Forced Circulation (IF) | 54.81 |  | SOL 27 Premium S | Glycol | Advanced Controller with a Vacation or Holiday Mode | Solar Storage with Tankless Auxiliary Water Heater | 81.1 | 1 | 0.85 | 65 | Z09 | [18 empty] | CITY OF LOS ANGELES | FALSE | 56.24 |  | 2011-06-01: 2016-09-30; 2011-08-03: 2016-10-13; 2011-09-20: 2016-11-30 | 2881 | 10460 | Up-front Payment
SCG-006630 | Single Family Residential | Domestic Hot Water | Gas | Southern California Gas Company | Incentive:Paid | 9044 | 70 |  | 1 SCG | 136 |  | 129 |  | 2016-10-10 12:03 | 2016-12-21 | CATERSOLAR INC | Retrofit | Burbank | Los Angeles | 91504 | Host Customer is System Owner | 5 |  | 2011115A | Stiebel Eltron | SOLAR HOT WATER PACKAGE | SOLKIT-2N-GTK | Indirect Forced Circulation (IF) | 54.81 |  | SOL 27 Premium S | Glycol | Advanced Controller with a Vacation or Holiday Mode | Solar Storage with Tankless Auxiliary Water Heater | 81.1 | 1 | 0.95 | 65 | Z09 | [18 empty] | City of Burbank | FALSE | 76.91 |  | 2011-06-01: 2016-09-30; 2011-08-03: 2016-10-10; 2011-09-20: 2016-12-21 | 2845 | 10460 | Up-front Payment
SCG-006631 | Single Family Residential | Domestic Hot Water | Gas | Southern California Gas Company | Incentive:Paid | 10238 | 70 |  | 1 SCG | 186 |  | 158 |  | 2017-02-07 12:17 | 2017-04-04 | CATERSOLAR INC | Retrofit | North Hollywood | Los Angeles | 91605 | Host Customer is System Owner | 5 |  | 2011118A | Stiebel Eltron | SOLAR HOT WATER PACKAGE | SOLKIT-2N-B | Indirect Forced Circulation (IF) | 54.81 |  | SOL 27 Premium S | Glycol | Advanced Controller with a Vacation or Holiday Mode | Solar Storage with Tankless Auxiliary Water Heater | 81.1 | 1 | 0.85 | 65 | Z09 | [18 empty] | CITY OF LOS ANGELES | FALSE | 56.24 |  | 2011-06-01: 2016-09-30; 2011-08-03: 2017-02-07; 2011-09-20: 2017-04-04 | 2756 | 10460 | Up-front Payment
SCG-006632 | Single Family Residential | Domestic Hot Water | Gas | Southern California Gas Company | Incentive:Paid | 10238 | 70 |  | 1 SCG | 162 |  | 151 |  | 2016-12-23 15:00 | 2017-03-23 | SOL RELIABLE INC | Retrofit | Stevenson Ranch | Los Angeles | 91381 | Host Customer is System Owner | 3 |  | 2009036H | Heliodyne, Inc. | HELIOPAK | HPAK 016 2 406 G 80 ACD Z | Indirect Forced Circulation (IF) | 53.88 |  | 406 001 | Forced Circulation |  | Solar Storage and Auxiliary Tanks are separate | 80 | 0.98 | 0.95 | 45 | Z09 | [18 empty] | LA County | FALSE | 98.77 |  | 2011-06-01: 2016-09-30; 2011-08-03: 2016-12-23; 2011-09-20: 2017-03-23 | 2769 | 16000 | Up-front Payment
SCG-006633 | Single Family Residential | Domestic Hot Water | Gas | Southern California Gas Company | Incentive:Paid | 9505 | 70 |  | 1 SCG | 163 |  | 136 |  | 2016-11-11 11:52 | 2017-01-19 | SOL RELIABLE INC | Retrofit | Artesia | Los Angeles | 90701 | Host Customer is System Owner | 4 |  | 2009036H | Heliodyne, Inc. | HELIOPAK | HPAK 016 2 406 G 80 ACD Z | Indirect Forced Circulation (IF) | 53.88 |  | 406 001 | Forced Circulation |  | Solar Storage and Auxiliary Tanks are separate | 80 | 0.98 | 0.85 | 55 | Z08 | [18 empty] | City of Artesia | FALSE | 92.02 |  | 2011-06-01: 2016-09-30; 2011-08-03: 2016-11-11; 2011-09-20: 2017-01-19 | 2832 | 15000 | Up-front Payment
SCG-006635 | Single Family Residential | Domestic Hot Water | Gas | Southern California Gas Company | Incentive:Paid | 9673 | 70 |  | 1 SCG | 141 |  | 138 |  | 2016-10-04 16:07 | 2016-10-21 | TITANIUM POWER INC | Retrofit | Pacoima | Los Angeles | 91331 | Host Customer is System Owner | 5 |  | 2001001B | SunEarth, Inc. | SOLARAY | TE40C-80-2G | Indirect Forced Circulation (IF) | 40.86 |  | EC-40 / EC-40-0.75 | Glycol | Advanced Controller with a Vacation or Holiday Mode | Solar Storage and Auxiliary Tanks are separate | 80 | 0.98 | 1 | 65 | Z09 | [18 empty] | Los Angeles | FALSE | 68.86 |  | 2011-06-01: 2016-09-30; 2011-08-03: 2016-10-04; 2011-09-20: 2016-10-21 | 2920 | 9709 | Up-front Payment
SCG-006636 | Single Family Residential | Domestic Hot Water | Gas | Southern California Gas Company | Incentive:Paid | 10238 | 70 |  | 1 SCG | 166 |  | 166 |  | 2016-11-17 08:10 | 2017-01-25 | AIKYUM INC | Retrofit | Anaheim | Orange | 92806 | Host Customer is System Owner | 20 |  | 2001001R | SunEarth, Inc. | SOLARAY | TE64P-120-2G | Indirect Forced Circulation (IF) | 65.67 |  | EP-32 / EP-32-0.75 | Glycol | Advanced Controller with a Vacation or Holiday Mode | Solar and Auxiliary Storage are the same Tank | 120 | 1 | 1 | 215 | Z08 | [18 empty] | Anaheim | FALSE | 61.67 |  | 2011-06-01: 2016-09-30; 2011-08-03: 2016-11-17; 2011-09-20: 2017-01-25 | 2829 | 10238 | Up-front Payment
SCG-006637 | Single Family Residential | Domestic Hot Water | Gas | Southern California Gas Company | Incentive:Paid | 9380 | 70 |  | 1 SCG | 134 |  | 134 |  | 2016-10-07 15:59 | 2016-11-03 | EVOLUTION ENERGY SOLUTIONS L L C | Retrofit | Sun Valley | Los Angeles | 91352 | Host Customer is System Owner | 5 |  | 2001001A | SunEarth, Inc. | SOLARAY | TE40P-80-2G | Indirect Forced Circulation (IF) | 40.9 |  | EP-40 / EP-40-0.75 | Glycol | Advanced Controller with a Vacation or Holiday Mode | Solar Storage and Auxiliary Tanks are separate | 80 | 1 | 1 | 65 | Z09 | [18 empty] | Los Angeles | FALSE | 70 |  | 2011-06-01: 2016-10-01; 2011-08-03: 2016-10-07; 2011-09-20: 2016-11-03 | 2902 | 9380 | Up-front Payment
SCG-006638 | Single Family Residential | Domestic Hot Water | Gas | Southern California Gas Company | Incentive:Paid | 9310 | 70 |  | 1 SCG | 133 |  | 133 |  | 2016-10-19 13:43 | 2016-11-22 | EVOLUTION ENERGY SOLUTIONS L L C | Retrofit | Los Angeles | Los Angeles | 90047 | Host Customer is System Owner | 2 |  | 2001001A | SunEarth, Inc. | SOLARAY | TE40P-80-2G | Indirect Forced Circulation (IF) | 40.9 |  | EP-40 / EP-40-0.75 | Glycol | Advanced Controller with a Vacation or Holiday Mode | Solar Storage and Auxiliary Tanks are separate | 80 | 1 | 1 | 35 | Z08 | [18 empty] | Los Angeles | FALSE | 70.53 |  | 2011-06-01: 2016-10-01; 2011-08-03: 2016-10-19; 2011-09-20: 2016-11-22 | 2888 | 9380 | Up-front Payment
SCG-006639 | Single Family Residential | Domestic Hot Water | Gas | Southern California Gas Company | Incentive:Paid | 9380 | 70 |  | 1 SCG | 134 |  | 134 |  | 2016-10-18 08:39 | 2016-11-30 | EVOLUTION ENERGY SOLUTIONS L L C | Retrofit | North Hollywood | Los Angeles | 91605 | Host Customer is System Owner | 6 |  | 2001001A | SunEarth, Inc. | SOLARAY | TE40P-80-2G | Indirect Forced Circulation (IF) | 40.9 |  | EP-40 / EP-40-0.75 | Glycol | Advanced Controller with a Vacation or Holiday Mode | Solar Storage and Auxiliary Tanks are separate | 80 | 1 | 1 | 75 | Z09 | [18 empty] | Los Angeles | FALSE | 70 |  | 2011-06-01: 2016-10-01; 2011-08-03: 2016-10-18; 2011-09-20: 2016-11-30 | 2881 | 9380 | Up-front Payment
SCG-006640 | Single Family Residential | Domestic Hot Water | Gas | Southern California Gas Company | Incentive:Paid | 8644 | 70 |  | 1 SCG | 126 |  | 123 |  | 2016-10-07 17:40 | 2016-11-03 | EVOLUTION ENERGY SOLUTIONS L L C | Retrofit | WILMINGTON | Los Angeles | 90744 | Host Customer is System Owner | 6 |  | 2001001A | SunEarth, Inc. | SOLARAY | TE40P-80-2G | Indirect Forced Circulation (IF) | 40.9 |  | EP-40 / EP-40-0.75 | Glycol | Advanced Controller with a Vacation or Holiday Mode | Solar Storage and Auxiliary Tanks are separate | 80 | 0.98 | 1 | 75 | Z06 | [18 empty] | Los Angeles | FALSE | 68.6 |  | 2011-06-01: 2016-10-01; 2011-08-03: 2016-10-07; 2011-09-20: 2016-11-03 | 2902 | 8644 | Up-front Payment
SCG-006641 | Single Family Residential | Domestic Hot Water | Gas | Southern California Gas Company | Incentive:Paid | 9310 | 70 |  | 1 SCG | 140 |  | 133 |  | 2016-10-13 13:50 | 2016-11-14 | EVOLUTION ENERGY SOLUTIONS L L C | Retrofit | ARLETA | Los Angeles | 91331 | Host Customer is System Owner | 4 |  | 2011141B | Heliodyne, Inc. | HELIOPAK | HPAK 016 1 410 G 80 ACD Z | Indirect Forced Circulation (IF) | 40.17 |  | 410 001 | Glycol | Advanced Controller with a Vacation or Holiday Mode | Solar Storage and Auxiliary Tanks are separate | 80 | 1 | 0.95 | 55 | Z09 | [18 empty] | Los Angeles | FALSE | 67 |  | 2011-06-01: 2016-10-01; 2011-08-03: 2016-10-13; 2011-09-20: 2016-11-14 | 2900 | 9380 | Up-front Payment
SCG-006642 | Single Family Residential | Domestic Hot Water | Gas | Southern California Gas Company | Incentive:Paid | 9937 | 70 |  | 1 SCG | 167 |  | 142 |  | 2016-10-07 14:39 | 2016-11-01 | EVOLUTION ENERGY SOLUTIONS L L C | Retrofit | NORTH HOLLYWOOD | Los Angeles | 91605 | Host Customer is System Owner | 5 |  | 2008024F | SunEarth, Inc. | SOLARAY | TE40P-80-TLG | Indirect Forced Circulation (IF) | 40.9 |  | EP-40 / EP-40-0.75 | Glycol | Advanced Controller with a Vacation or Holiday Mode | Solar Storage with Tankless Auxiliary Water Heater | 80 | 1 | 0.85 | 65 | Z09 | [18 empty] | Los Angeles | FALSE | 59.51 |  | 2011-06-01: 2016-10-01; 2011-08-03: 2016-10-07; 2011-09-20: 2016-11-01 | 2909 | 9938 | Up-front Payment
SCG-006644 | Single Family Residential | Domestic Hot Water | Gas | Southern California Gas Company | Incentive:Paid | 8911 | 70 |  | 1 SCG | 134 |  | 127 |  | 2016-11-03 13:25 | 2017-01-05 | EVOLUTION ENERGY SOLUTIONS L L C | Retrofit | PACOIMA | Los Angeles | 91331 | Host Customer is System Owner | 10 |  | 2001001A | SunEarth, Inc. | SOLARAY | TE40P-80-2G | Indirect Forced Circulation (IF) | 40.9 |  | EP-40 / EP-40-0.75 | Glycol | Advanced Controller with a Vacation or Holiday Mode | Solar Storage and Auxiliary Tanks are separate | 80 | 1 | 0.95 | 115 | Z09 | [18 empty] | Los Angeles | FALSE | 66.5 |  | 2011-06-01: 2016-10-02; 2011-08-03: 2016-11-03; 2011-09-20: 2017-01-05 | 2845 | 8911 | Up-front Payment
SCG-006645 | Single Family Residential | Domestic Hot Water | Gas | Southern California Gas Company | Incentive:Paid | 9072 | 70 |  | 1 SCG | 162 |  | 130 |  | 2016-10-05 08:04 | 2016-10-25 | ALL VALLEY SOLAR INC | Retrofit | Thousand Oaks | Thousand Oaks | 91362 | Host Customer is System Owner | 5 |  | 2001028H | SunEarth, Inc. | CASCADE | ECRD-64-80-2G | Indirect Forced Circulation (IF) | 65.67 |  | EC-32 / EC-32-0.75 | Automatic Drainback |  | Solar Storage and Auxiliary Tanks are separate | 80 | 1 | 0.8 | 65 | Z09 | [18 empty] | City of Thousand Oaks | FALSE | 56.35 |  | 2011-06-01: 2016-10-03; 2011-08-03: 2016-10-05; 2011-09-20: 2016-10-25 | 2920 | 9129 | Up-front Payment
SCG-006646 | Commercial Pools | Pool Heating | Gas | Southern California Gas Company | Reservation:Canceled | 11005 | 5 |  | 1 | 2201 |  | 2201 |  | 2016-12-20 17:17 |  | ADROIT ENERGY INC | New Construction | Santa Clara | Santa Clara | 95051 | Host Customer is System Owner | [7 empty] | 1000 | 40 |  | Glycol | Advanced Controller with a Vacation or Holiday Mode |  |  | 1 | 1 |  | Z04 |  |  |  | 2009058C | 25 | 1 | [5 empty] | FALSE | [7 empty] | FALSE | 25.9 |  | 2011-06-01: 2016-10-03; 2011-06-21: 2017-01-09; 2011-06-23: 2016-12-20 | 2847 | 57000 | Up-front Payment
SCG-006647 | Single Family Residential | Domestic Hot Water | Gas | Southern California Gas Company | Incentive:Paid | 9643 | 70 |  | 1 SCG | 145 |  | 138 |  | 2017-01-03 15:46 | 2017-04-03 | MOHR POWER SOLAR INC | Retrofit | Claremont | Los Angeles | 91711 | Host Customer is System Owner | 4 |  | 2010143B | Solene | AURORA/AO SMITH | SLAR64DC-80HE-XG | Indirect Forced Circulation (IF) | 64 |  | SLAR-32 | Glycol | Advanced Controller with a Vacation or Holiday Mode | Solar Storage and Auxiliary Tanks are separate | 80 | 1 | 0.95 | 55 | Z09 | [18 empty] | City of Claremont | FALSE | 78.92 |  | 2011-06-01: 2016-10-03; 2011-08-03: 2017-01-03; 2011-09-20: 2017-04-03 | 2754 | 11443 | Up-front Payment
SCG-006648 | Single Family Residential | Domestic Hot Water | Gas | Southern California Gas Company | Incentive:Paid | 10238 | 70 |  | 1 SCG | 156 |  | 156 |  | 2016-11-01 11:58 | 2016-12-21 | ALL VALLEY SOLAR INC | Retrofit | Simi Valley | Simi Valley | 93065 | Host Customer is System Owner | 5 |  | 2001028G | SunEarth, Inc. | CASCADE | EPRD-64-80-2G | Indirect Forced Circulation (IF) | 65.67 |  | EP-32 / EP-32-0.75 | Automatic Drainback |  | Solar Storage and Auxiliary Tanks are separate | 80 | 1 | 1 | 65 | Z09 | [18 empty] | City of Simi Valley | FALSE | 66.61 |  | 2011-06-01: 2016-10-03; 2011-08-03: 2016-11-01; 2011-09-20: 2016-12-21 | 2860 | 10391 | Up-front Payment
SCG-006650 | Single Family Residential | Domestic Hot Water | Gas | Southern California Gas Company | Incentive:Paid | 10238 | 70 |  | 1 SCG | 148 |  | 148 |  | 2016-10-03 13:28 | 2016-10-17 | ALL VALLEY SOLAR INC | Retrofit | Camarillo | Camarillo | 93012 | Host Customer is System Owner | 4 |  | 2001028G | SunEarth, Inc. | CASCADE | EPRD-64-80-2G | Indirect Forced Circulation (IF) | 65.67 |  | EP-32 / EP-32-0.75 | Automatic Drainback |  | Solar Storage and Auxiliary Tanks are separate | 80 | 1 | 1 | 55 | Z06 | [18 empty] | County of Ventura | FALSE | 69.9 |  | 2011-06-01: 2016-10-03; 2011-08-03: 2016-10-03; 2011-09-20: 2016-10-17 | 2927 | 10345 | Up-front Payment
SCG-006651 | Commercial Pools | Pool Heating | Gas | Southern California Gas Company | Incentive:Paid | 23800 | 5 |  | 1 | 9460 |  | 9460 |  | 2016-10-03 15:00 | 2016-10-24 | SUNX SOLAR INC | Retrofit | Laguna Woods | Orange | 92637 | Host Customer is System Owner | [7 empty] | 3284.4 | 48.3 |  | Drainback |  |  |  | 1 | 1 |  | Z08 |  |  |  | 10001884 | 68 | 2 | [5 empty] | FALSE |  |  |  | SunEarth - SETR A503 TTR U + VFS 20-400 |  | SunEarth - SETR A503 TTR U + VFS 20-400 | City of Laguna Woods | FALSE | 5.03 |  | 2016-10-03 |  | 2016-10-03 | 2016-10-24 | 2017-05-25 | 2017-07-14 | 2658 | 47600 | Up-front Payment
SCG-006652 | Single Family Residential | Domestic Hot Water | Gas | Southern California Gas Company | Incentive:Paid | 10200 | 70 |  | 1 SCG | 167 |  | 167 |  | 2016-11-03 10:23 | 2017-01-19 | ENVIRONMENTAL SOLAR DESIGN INC | Retrofit | Los Angeles | Los Angeles | 90018 | Host Customer is System Owner | 3 |  | 2008024F | SunEarth, Inc. | SOLARAY | TE40P-80-TLG | Indirect Forced Circulation (IF) | 40.9 |  | EP-40 / EP-40-0.75 | Glycol | Advanced Controller with a Vacation or Holiday Mode | Solar Storage with Tankless Auxiliary Water Heater | 80 | 1 | 1 | 45 | Z08 | [18 empty] | City of Los Angeles | FALSE | 61.08 |  | 2011-06-01: 2016-10-03; 2011-08-03: 2016-11-03; 2011-09-20: 2017-01-19 | 2831 | 10200 | Up-front Payment
SCG-006653 | Single Family Residential | Domestic Hot Water | Gas | Southern California Gas Company | Incentive:Paid | 9310 | 70 |  | 1 SCG | 133 |  | 133 |  | 2016-10-20 09:41 | 2016-12-08 | ENVIRONMENTAL SOLAR DESIGN INC | Retrofit | Los Angeles | Los Angeles | 90018 | Host Customer is System Owner | 3 |  | 2001001A | SunEarth, Inc. | SOLARAY | TE40P-80-2G | Indirect Forced Circulation (IF) | 40.9 |  | EP-40 / EP-40-0.75 | Glycol | Advanced Controller with a Vacation or Holiday Mode | Solar Storage and Auxiliary Tanks are separate | 80 | 1 | 1 | 45 | Z08 | [18 empty] | City of Los Angeles | FALSE | 71.43 |  | 2011-06-01: 2016-10-03; 2011-08-03: 2016-10-20; 2011-09-20: 2016-12-08 | 2875 | 9500 | Up-front Payment
SCG-006654 | Commercial Pools | Pool Heating | Gas | Southern California Gas Company | Incentive:Canceled | 33640 | 5 |  | 1 | 6728 |  | 6728 |  | 2016-10-03 14:59 | 2016-10-24 | SUNX SOLAR INC | Retrofit | Laguna Woods | Orange | 92637 | Host Customer is System Owner | [7 empty] | 2496 | 32 |  | Drainback |  |  |  | 1 | 1 |  | Z08 |  |  |  | 10001884 | 78 | 2 | [5 empty] | FALSE | [7 empty] | FALSE | 5.19 |  | 2011-06-01: 2016-10-03; 2011-06-23: 2016-10-03; 2011-07-01: 2016-10-24 | 2924 | 34944 | Up-front Payment
SCG-006655 | Single Family Residential | Domestic Hot Water | Gas | Southern California Gas Company | Incentive:Paid | 10238 | 70 |  | 1 SCG | 156 |  | 148 |  | 2016-10-04 06:58 | 2016-10-25 | ALL VALLEY SOLAR INC | Retrofit | Lancaster | Lancaster | 93536 | Host Customer is System Owner | 4 |  | 2001028G | SunEarth, Inc. | CASCADE | EPRD-64-80-2G | Indirect Forced Circulation (IF) | 65.67 |  | EP-32 / EP-32-0.75 | Automatic Drainback |  | Solar Storage and Auxiliary Tanks are separate | 80 | 1 | 0.95 | 55 | Z14 | [18 empty] | City of Lancaster | FALSE | 66.57 |  | 2011-06-01: 2016-10-03; 2011-08-03: 2016-10-04; 2011-09-20: 2016-10-25 | 2920 | 10385 | Up-front Payment
SCG-006656 | Single Family Residential | Domestic Hot Water | Gas | Southern California Gas Company | Incentive:Paid | 10238 | 70 |  | 1 SCG | 159 |  | 154 |  | 2016-12-14 16:11 | 2017-03-17 | SOL RELIABLE INC | Retrofit | Norco | Riverside | 92860 | Host Customer is System Owner | 3 |  | 2009036H | Heliodyne, Inc. | HELIOPAK | HPAK 016 2 406 G 80 ACD Z | Indirect Forced Circulation (IF) | 53.88 |  | 406 001 | Forced Circulation |  | Solar Storage and Auxiliary Tanks are separate | 80 | 0.97 | 1 | 45 | Z10 | [18 empty] | City of Norco | FALSE | 94.34 |  | 2011-06-01: 2016-10-03; 2011-08-03: 2016-12-14; 2011-09-20: 2017-03-17 | 2775 | 15000 | Up-front Payment
SCG-006657 | Single Family Residential | Domestic Hot Water | Gas | Southern California Gas Company | Incentive:Paid | 10238 | 70 |  | 1 SCG | 168 |  | 168 |  | 2016-11-18 10:36 | 2017-01-31 | AIKYUM INC | Retrofit | Anaheim | Orange | 92807 | Host Customer is System Owner | 4 |  | 2001001E | SunEarth, Inc. | SOLARAY | TE64P-80-2G | Indirect Forced Circulation (IF) | 65.67 |  | EP-32 / EP-32-0.75 | Glycol | Advanced Controller with a Vacation or Holiday Mode | Solar and Auxiliary Storage are the same Tank | 80 | 1 | 1 | 55 | Z08 | [18 empty] | Anaheim | FALSE | 60.94 |  | 2011-06-01: 2016-10-03; 2011-08-03: 2016-11-18; 2011-09-20: 2017-01-31 | 2825 | 10238 | Up-front Payment
SCG-006658 | Single Family Residential | Domestic Hot Water | Gas | Southern California Gas Company | Incentive:Paid | 9730 | 70 |  | 1 SCG | 139 |  | 139 |  | 2017-01-03 15:49 | 2017-04-03 | MOHR POWER SOLAR INC | Retrofit | Rancho Cucamonga | San Bernadino | 91737 | Host Customer is System Owner | 4 |  | 2010143B | Solene | AURORA/AO SMITH | SLAR64DC-80HE-XG | Indirect Forced Circulation (IF) | 64 |  | SLAR-32 | Glycol | Advanced Controller with a Vacation or Holiday Mode | Solar Storage and Auxiliary Tanks are separate | 80 | 1 | 1 | 55 | Z10 | [18 empty] | City of Rancho Cucamonga | FALSE | 83.99 |  | 2011-06-01: 2016-10-03; 2011-08-03: 2017-01-03; 2011-09-20: 2017-04-03 | 2754 | 11675 | Up-front Payment
SCG-006659 | Commercial Pools | Pool Heating | Gas | Southern California Gas Company | Incentive:Canceled | 3075 | 5 |  | 1 | 615 |  | 615 |  | 2016-10-05 18:15 | 2016-10-07 | ENERGY SERVICES | New Construction | palm desert | Riverside | 92211 | Host Customer is System Owner | [7 empty] | 220.01 | 31.43 |  | Drainback |  |  |  | 1 | 1 |  | Z15 |  |  |  | 10204-08 | 7 | 1 | [5 empty] | FALSE | [7 empty] | FALSE | 8.74 |  | 2011-06-01: 2016-10-04; 2011-06-23: 2016-10-05; 2011-07-01: 2016-10-07 | 2942 | 5375 | Up-front Payment
SCG-006660 | Commercial Pools | Pool Heating | Gas | Southern California Gas Company | Incentive:Paid | 18565 | 5 |  | 1 | 3713 |  | 3713 |  | 2016-10-29 05:54 | 2016-11-07 | ENERGY SERVICES | New Construction | palm springs | Riverside | 92264 | Host Customer is System Owner | [7 empty] | 1212.38 | 46.63 |  | Drainback |  |  |  | 1 | 1 |  | Z15 |  |  |  | 10204-12 | 26 | 1 | [5 empty] | FALSE |  |  |  | SunEarth - SETR A503 TTR U + VFS 10-200 |  | SunEarth - SETR A503 TTR U + VFS 10-200 | PALM SPRINGS | FALSE | 5.03 |  | 2016-10-21 |  | 2016-10-29 | 2016-11-07 | 2016-12-06 | 2016-12-12 | 2868 | 18669 | Up-front Payment
SCG-006662 | Single Family Residential | Domestic Hot Water | Gas | Southern California Gas Company | Incentive:Paid | 9870 | 70 |  | 1 SCG | 141 |  | 141 |  | 2016-10-22 09:12 | 2016-12-21 | SUNX SOLAR INC | Retrofit | Rancho Santa Margarita | Orange | 92688 | Host Customer is System Owner | 5 |  | 30004220 | Solene | SOLENE DC CLOSED LOOP | SLAR64DC-75HE-G | Indirect Forced Circulation (IF) | 64 |  | SLAR-32 |  |  | Solar and Auxiliary Storage are the same Tank | 75 | 1 | 1 | 65 | Z08 | [18 empty] | City of Rancho Santa Margarita | FALSE | 70 |  | 2011-06-01: 2016-10-03; 2011-08-03: 2016-10-22; 2011-09-20: 2016-12-21 | 2860 | 9870 | Up-front Payment
SCG-006663 | Single Family Residential | Domestic Hot Water | Gas | Southern California Gas Company | Incentive:Paid | 9940 | 70 |  | 1 SCG | 142 |  | 142 |  | 2016-10-07 16:47 | 2016-11-15 | KUYKENDALL SOLAR CORPORATION | Retrofit | Tulare | Tulare | 93274 | Owner/Tenant | 4 |  | 2001001B | SunEarth, Inc. | SOLARAY | TE40C-80-2G | Indirect Forced Circulation (IF) | 40.86 |  | EC-40 / EC-40-0.75 | Glycol | Advanced Controller with a Vacation or Holiday Mode | Solar Storage and Auxiliary Tanks are separate | 80 | 1 | 1 | 55 | Z13 | [18 empty] | Tulare | FALSE | 70 |  | 2011-06-01: 2016-10-04; 2011-08-03: 2016-10-07; 2011-09-20: 2016-11-15 | 2886 | 9940 | Up-front Payment
SCG-006664 | Single Family Residential | Domestic Hot Water | Gas | Southern California Gas Company | Incentive:Paid | 10220 | 70 |  | 1 SCG | 146 |  | 146 |  | 2017-06-05 11:15 | 2017-06-12 | THE SOLAR ENERGY COMPANY INC | Retrofit | Ventura | Ventura | 93003 | Host Customer is System Owner | 4 |  | 2001001D | SunEarth, Inc. | SOLARAY | TE48C-80-2G | Indirect Forced Circulation (IF) | 49.48 |  | EC-24 / EC-24-0.75 | Glycol | Advanced Controller with a Vacation or Holiday Mode | Solar Storage with Tankless Auxiliary Water Heater | 80 | 1 | 1 | 55 | Z06 | [18 empty] | City of Ventura | FALSE | 70 |  | 2011-06-01: 2016-10-04; 2011-08-03: 2017-06-05; 2011-09-20: 2017-06-12 | 2683 | 10220 | Up-front Payment
SCG-006665 | Single Family Residential | Domestic Hot Water | Gas | Southern California Gas Company | Incentive:Paid | 9639 | 70 |  | 1 SCG | 162 |  | 138 |  | 2016-10-12 09:27 | 2016-11-14 | ALL VALLEY SOLAR INC | Retrofit | Simi Valley | Simi Valley | 93065 | Host Customer is System Owner | 5 |  | 2001028H | SunEarth, Inc. | CASCADE | ECRD-64-80-2G | Indirect Forced Circulation (IF) | 65.67 |  | EC-32 / EC-32-0.75 | Automatic Drainback |  | Solar Storage and Auxiliary Tanks are separate | 80 | 1 | 0.85 | 65 | Z09 | [18 empty] | City Of Simi Valley | FALSE | 61.16 |  | 2011-06-01: 2016-10-04; 2011-08-03: 2016-10-12; 2011-09-20: 2016-11-14 | 2900 | 9908 | Up-front Payment
SCG-006667 | Single Family Residential | Domestic Hot Water | Gas | Southern California Gas Company | Incentive:Paid | 9940 | 70 |  | 1 SCG | 142 |  | 142 |  | 2016-10-07 16:53 | 2016-11-15 | KUYKENDALL SOLAR CORPORATION | Retrofit | Tulare | Tulare | 93274 | Owner/Tenant | 7 |  | 2001001B | SunEarth, Inc. | SOLARAY | TE40C-80-2G | Indirect Forced Circulation (IF) | 40.86 |  | EC-40 / EC-40-0.75 | Glycol | Advanced Controller with a Vacation or Holiday Mode | Solar Storage and Auxiliary Tanks are separate | 80 | 1 | 1 | 85 | Z13 | [18 empty] | Tulare | FALSE | 70 |  | 2011-06-01: 2016-10-04; 2011-08-03: 2016-10-07; 2011-09-20: 2016-11-15 | 2886 | 9940 | Up-front Payment
SCG-006669 | Single Family Residential | Domestic Hot Water | Gas | Southern California Gas Company | Incentive:Paid | 9940 | 70 |  | 1 SCG | 142 |  | 142 |  | 2016-10-11 04:10 | 2016-11-14 | KUYKENDALL SOLAR CORPORATION | Retrofit | Tulare | Tulare | 93274 | Owner/Tenant | 4 |  | 2001001B | SunEarth, Inc. | SOLARAY | TE40C-80-2G | Indirect Forced Circulation (IF) | 40.86 |  | EC-40 / EC-40-0.75 | Glycol | Advanced Controller with a Vacation or Holiday Mode | Solar Storage and Auxiliary Tanks are separate | 80 | 1 | 1 | 55 | Z13 | [18 empty] | Tulare | FALSE | 70 |  | 2011-06-01: 2016-10-04; 2011-08-03: 2016-10-11; 2011-09-20: 2016-11-14 | 2900 | 9940 | Up-front Payment
SCG-006670 | Single Family Residential | Domestic Hot Water | Gas | Southern California Gas Company | Incentive:Paid | 6916 | 70 |  | 1 SCG | 130 |  | 99 |  | 2017-01-09 08:18 | 2017-03-22 | SOLARPONICS INC | Retrofit | Paso Robles | San Luis Obispo | 93446 | Host Customer is System Owner | 3 |  | 30004074 | Solene | Solene | SLSG40DC-80HE-XG | Indirect Forced Circulation (IF) | 40.01 |  | SLSG-40 | Glycol | Advanced Controller with a Thermal Cycling Function | Solar Storage and Auxiliary Tanks are separate | 80 | 0.95 | 0.8 | 45 | Z04 | [18 empty] | San Luis Obispo County | FALSE | 75.34 |  | 2011-06-01: 2016-10-04; 2011-08-03: 2017-01-09; 2011-09-20: 2017-03-22 | 2774 | 9794 | Up-front Payment
SCG-006671 | Single Family Residential | Domestic Hot Water | Gas | Southern California Gas Company | Incentive:Paid | 10220 | 70 |  | 1 SCG | 146 |  | 146 |  | 2017-06-16 10:39 | 2017-06-27 | THE SOLAR ENERGY COMPANY INC | Retrofit | Santa Barbara | Santa Barbara | 93101 | Host Customer is System Owner | 4 |  | 2001001D | SunEarth, Inc. | SOLARAY | TE48C-80-2G | Indirect Forced Circulation (IF) | 49.48 |  | EC-24 / EC-24-0.75 | Glycol | Advanced Controller with a Vacation or Holiday Mode | Solar Storage and Auxiliary Tanks are separate | 80 | 1 | 1 | 55 | Z06 | [18 empty] | City of Santa Barbara | FALSE | 70 |  | 2011-06-01: 2016-10-04; 2011-08-03: 2017-06-16; 2011-09-20: 2017-06-27 | 2661 | 10220 | Up-front Payment
SCG-006672 | Single Family Residential | Domestic Hot Water | Gas | Southern California Gas Company | Incentive:Paid | 7952 | 70 |  | 1 SCG | 142 |  | 114 |  | 2016-10-24 14:09 | 2017-01-05 | A F C PLUMBING AND SERVICES INC | Retrofit | Thousand Oaks | Thousand Oaks | 91360 | Host Customer is System Owner | 3 |  | 2006025C | Solene | SOLENE DC CLOSED LOOP | SLCO64DC-80HE-XG | Indirect Forced Circulation (IF) | 64 |  | SLAR-32 | Glycol | Advanced Controller with a Thermal Cycling Function | Solar Storage and Auxiliary Tanks are separate | 80 | 1 | 0.8 | 45 | Z09 | [18 empty] | Thousand Oaks | FALSE | 80.99 |  | 2011-06-01: 2016-10-04; 2011-08-03: 2016-10-24; 2011-09-20: 2017-01-05 | 2839 | 11500 | Up-front Payment
SCG-006673 | Single Family Residential | Domestic Hot Water | Gas | Southern California Gas Company | Incentive:Paid | 9377 | 70 |  | 1 SCG | 141 |  | 134 |  | 2016-10-06 09:24 | 2016-11-01 | TITANIUM POWER INC | Retrofit | Arleta | Los Angeles | 91331 | Host Customer is System Owner | 7 |  | 2001001B | SunEarth, Inc. | SOLARAY | TE40C-80-2G | Indirect Forced Circulation (IF) | 40.86 |  | EC-40 / EC-40-0.75 | Glycol | Advanced Controller with a Vacation or Holiday Mode | Solar Storage and Auxiliary Tanks are separate | 80 | 1 | 0.95 | 85 | Z09 | [18 empty] | Los Angeles | FALSE | 67.09 |  | 2011-06-01: 2016-10-04; 2011-08-03: 2016-10-06; 2011-09-20: 2016-11-01 | 2881 | 9459 | Up-front Payment
SCG-006674 | Single Family Residential | Domestic Hot Water | Gas | Southern California Gas Company | Incentive:Paid | 9283 | 70 |  | 1 SCG | 141 |  | 133 |  | 2016-10-06 09:25 | 2016-11-01 | TITANIUM POWER INC | Retrofit | Arleta | Los Angeles | 91331 | Host Customer is System Owner | 6 |  | 2001001B | SunEarth, Inc. | SOLARAY | TE40C-80-2G | Indirect Forced Circulation (IF) | 40.86 |  | EC-40 / EC-40-0.75 | Glycol | Advanced Controller with a Vacation or Holiday Mode | Solar Storage and Auxiliary Tanks are separate | 80 | 0.99 | 0.95 | 75 | Z09 | [18 empty] | Los Angeles | FALSE | 66.38 |  | 2011-06-01: 2016-10-04; 2011-08-03: 2016-10-06; 2011-09-20: 2016-11-01 | 2881 | 9359 | Up-front Payment
SCG-006675 | Single Family Residential | Domestic Hot Water | Gas | Southern California Gas Company | Incentive:Paid | 9673 | 70 |  | 1 SCG | 141 |  | 138 |  | 2016-10-06 09:28 | 2016-11-14 | TITANIUM POWER INC | Retrofit | Arleta | Los Angeles | 91331 | Host Customer is System Owner | 5 |  | 2001001B | SunEarth, Inc. | SOLARAY | TE40C-80-2G | Indirect Forced Circulation (IF) | 40.86 |  | EC-40 / EC-40-0.75 | Glycol | Advanced Controller with a Vacation or Holiday Mode | Solar Storage and Auxiliary Tanks are separate | 80 | 0.98 | 1 | 65 | Z09 | [18 empty] | Los Angeles | FALSE | 69.21 |  | 2011-06-01: 2016-10-04; 2011-08-03: 2016-10-06; 2011-09-20: 2016-11-14 | 2886 | 9759 | Up-front Payment
SCG-006676 | Single Family Residential | Domestic Hot Water | Gas | Southern California Gas Company | Incentive:Paid | 9240 | 70 |  | 1 SCG | 132 |  | 132 |  | 2017-01-23 11:01 | 2017-04-04 | MOHR POWER SOLAR INC | Retrofit | Cerritos | Los Angeles | 90703 | Host Customer is System Owner | 7 |  | 2010143A | Solene | AURORA/AO SMITH | SLAR40DC-80HE-XG | Indirect Forced Circulation (IF) | 40 |  | SLAR-40 | Glycol | Advanced Controller with a Vacation or Holiday Mode | Solar Storage and Auxiliary Tanks are separate | 80 | 1 | 1 | 85 | Z08 | [18 empty] | City of Cerritos | FALSE | 70 |  | 2011-06-01: 2016-10-04; 2011-08-03: 2017-01-23; 2011-09-20: 2017-04-04 | 2756 | 9240 | Up-front Payment
SCG-006677 | Single Family Residential | Domestic Hot Water | Gas | Southern California Gas Company | Incentive:Canceled |  | 25.37 |  | 2 | 0 |  | 0 |  |  |  |  | Retrofit | Pacoima | Los Angeles | 91331 | Host Customer is System Owner | 6 | [15 empty] | 75 | [20 empty] | FALSE | 0 |  | 2011-06-01: 2016-10-04 | 2944 |  | Up-front Payment
SCG-006678 | Single Family Residential | Domestic Hot Water | Gas | Southern California Gas Company | Incentive:Paid | 9771 | 70 |  | 1 SCG | 141 |  | 140 |  | 2016-10-06 09:26 | 2016-10-28 | TITANIUM POWER INC | Retrofit | Pacoima | Los Angeles | 91331 | Host Customer is System Owner | 6 |  | 2001001B | SunEarth, Inc. | SOLARAY | TE40C-80-2G | Indirect Forced Circulation (IF) | 40.86 |  | EC-40 / EC-40-0.75 | Glycol | Advanced Controller with a Vacation or Holiday Mode | Solar Storage and Auxiliary Tanks are separate | 80 | 0.99 | 1 | 75 | Z09 | [18 empty] | Los Angeles | FALSE | 69.92 |  | 2011-06-01: 2016-10-04; 2011-08-03: 2016-10-06; 2011-09-20: 2016-10-28 | 2915 | 9859 | Up-front Payment
PGE-006679 | Low Income Multifamily Residential | Domestic Hot Water | Gas | Pacific Gas and Electric | Incentive:Paid | 78030 | 24.89 |  | 1 | 3135 |  | 3135 |  | 2016-10-28 15:22 | 2016-11-22 | SUN LIGHT & POWER | New Construction | ANTIOCH | Contra Costa | 94509 | Host Customer is System Owner | [7 empty] | 964.08 | 40.17 |  | Glycol | Pressure Stagnation Protection (PSP) | Solar Storage and Auxiliary Tanks are separate |  | 1 | 1 | 3230 | Z12 | 85 | Units | Apartments/Condos | 2010115A | 24 | 2 | 1450 | 1 | 260 | 2 | 798000 | TRUE | 120 | 120 |  | Heliodyne - Delta-T Pro Ethernet |  | Heliodyne - Delta-T Pro Ethernet | City of Antioch | FALSE | 50.86 |  | 2016-10-28 | 2016-11-02 | 2016-10-28 | 2016-11-22 | 2018-04-17 | 2018-04-24 | 2348 | 159435 | Up-front Payment
SCG-006680 | Single Family Residential | Domestic Hot Water | Gas | Southern California Gas Company | Incentive:Paid | 9673 | 70 |  | 1 SCG | 141 |  | 138 |  | 2016-10-06 09:27 | 2016-10-25 | TITANIUM POWER INC | Retrofit | Pacoima | Los Angeles | 91331 | Host Customer is System Owner | 7 |  | 2001001B | SunEarth, Inc. | SOLARAY | TE40C-80-2G | Indirect Forced Circulation (IF) | 40.86 |  | EC-40 / EC-40-0.75 | Glycol | Advanced Controller with a Vacation or Holiday Mode | Solar Storage and Auxiliary Tanks are separate | 80 | 0.98 | 1 | 85 | Z09 | [18 empty] | Los Angeles | FALSE | 69.21 |  | 2011-06-01: 2016-10-04; 2011-08-03: 2016-10-06; 2011-09-20: 2016-10-25 | 2920 | 9759 | Up-front Payment
SCG-006681 | Single Family Residential | Domestic Hot Water | Gas | Southern California Gas Company | Incentive:Paid | 9870 | 70 |  | 1 SCG | 141 |  | 141 |  | 2016-10-06 09:29 | 2016-10-25 | TITANIUM POWER INC | Retrofit | San Fernando | Los Angeles | 91342 | Host Customer is System Owner | 6 |  | 2001001B | SunEarth, Inc. | SOLARAY | TE40C-80-2G | Indirect Forced Circulation (IF) | 40.86 |  | EC-40 / EC-40-0.75 | Glycol | Advanced Controller with a Vacation or Holiday Mode | Solar Storage and Auxiliary Tanks are separate | 80 | 1 | 1 | 75 | Z09 | [18 empty] | Los Angeles | FALSE | 70.63 |  | 2011-06-01: 2016-10-04; 2011-08-03: 2016-10-06; 2011-09-20: 2016-10-25 | 2920 | 9959 | Up-front Payment
SCG-006682 | Single Family Residential | Domestic Hot Water | Gas | Southern California Gas Company | Incentive:Paid | 10238 | 70 |  | 1 SCG | 156 |  | 156 |  | 2016-10-25 07:12 | 2016-12-08 | ALL VALLEY SOLAR INC | Retrofit | El Segundo | El Segundo | 90245 | Host Customer is System Owner | 4 |  | 2001028H | SunEarth, Inc. | CASCADE | ECRD-64-80-2G | Indirect Forced Circulation (IF) | 65.67 |  | EC-32 / EC-32-0.75 | Automatic Drainback |  | Solar Storage and Auxiliary Tanks are separate | 80 | 1 | 1 | 55 | Z06 | [18 empty] | City of El Segundo | FALSE | 67.64 |  | 2011-06-01: 2016-10-04; 2011-08-03: 2016-10-25; 2011-09-20: 2016-12-08 | 2875 | 10552 | Up-front Payment
SCG-006684 | Single Family Residential | Domestic Hot Water | Gas | Southern California Gas Company | Incentive:Paid | 10220 | 70 |  | 1 SCG | 146 |  | 146 |  | 2016-12-01 12:19 | 2017-03-13 | FEREIDOUN TAHMASBI | Retrofit | North Hollywood | Los Angeles | 91601 | Host Customer is System Owner | 5 |  | 2001001C | SunEarth, Inc. | SOLARAY | TE48P-80-2G | Indirect Forced Circulation (IF) | 49.3 |  | EP-24 / EP-24-0.75 | Glycol | Steam Back | Solar Storage and Auxiliary Tanks are separate | 80 | 1 | 1 | 65 | Z09 | [18 empty] | North Hollywood | FALSE | 70 |  | 2011-06-01: 2016-10-04; 2011-08-03: 2016-12-01; 2011-09-20: 2017-03-13 | 2780 | 10220 | Up-front Payment
SCG-006685 | Commercial Pools | Pool Heating | Gas | Southern California Gas Company | Incentive:Paid | 18665 | 5 |  | 1 | 3795 |  | 3795 |  | 2016-10-29 05:51 | 2016-11-07 | ENERGY SERVICES | New Construction | palm springs | Riverside | 92264 | Host Customer is System Owner | [7 empty] | 1257.28 | 39.29 |  | Drainback |  |  |  | 1 | 1 |  | Z15 |  |  |  | 10204-10 | 32 | 1 | [5 empty] | FALSE |  |  |  | SunEarth - SETR A503 TTR U + VFS 20-400 |  | SunEarth - SETR A503 TTR U + VFS 20-400 | PALM SPRINGS | FALSE | 4.92 |  | 2016-10-21 |  | 2016-10-29 | 2016-11-07 | 2016-12-06 | 2016-12-12 | 2868 | 18665 | Up-front Payment
SCG-006686 | Commercial Pools | Pool Heating | Gas | Southern California Gas Company | Incentive:Canceled | 18200 | 5 |  | 1 | 3640 |  | 3640 |  | 2016-10-29 05:56 | 2016-11-09 |  | New Construction | palm springs | Riverside | 92264 | Host Customer is System Owner | [7 empty] | 1257.28 | 39.29 |  | Drainback |  |  |  | 1 | 1 |  | Z15 |  |  |  | 10204-10 | 32 | 1 | [5 empty] | FALSE |  |  |  | SunEarth - SETR A503 TTR U + VFS 20-400 |  | SunEarth - SETR A503 TTR U + VFS 20-400 |  | FALSE | 5.03 |  | 2011-06-01: 2016-10-21; 2011-06-23: 2016-10-29; 2011-07-01: 2016-11-09 | 2909 | 18300 | Up-front Payment
SCG-006687 | Single Family Residential | Domestic Hot Water | Gas | Southern California Gas Company | Incentive:Paid | 9380 | 70 |  | 1 SCG | 134 |  | 134 |  | 2016-10-17 14:04 | 2016-11-22 | EVOLUTION ENERGY SOLUTIONS L L C | Retrofit | SUN VALLEY | Sun Valley | 91352 | Host Customer is System Owner | 7 |  | 2001001A | SunEarth, Inc. | SOLARAY | TE40P-80-2G | Indirect Forced Circulation (IF) | 40.9 |  | EP-40 / EP-40-0.75 | Glycol | Advanced Controller with a Vacation or Holiday Mode | Solar Storage and Auxiliary Tanks are separate | 80 | 1 | 1 | 85 | Z09 | [18 empty] | Los Angeles | FALSE | 70 |  | 2011-06-01: 2016-10-05; 2011-08-03: 2016-10-17; 2011-09-20: 2016-11-22 | 2889 | 9380 | Up-front Payment
SCG-006688 | Single Family Residential | Domestic Hot Water | Gas | Southern California Gas Company | Incentive:Paid | 9380 | 70 |  | 1 SCG | 134 |  | 134 |  | 2016-10-27 12:06 | 2016-12-16 | EVOLUTION ENERGY SOLUTIONS L L C | Retrofit | SUN VALLEY | Sun Valley | 91352 | Host Customer is System Owner | 5 |  | 2001001A | SunEarth, Inc. | SOLARAY | TE40P-80-2G | Indirect Forced Circulation (IF) | 40.9 |  | EP-40 / EP-40-0.75 | Glycol | Advanced Controller with a Vacation or Holiday Mode | Solar Storage and Auxiliary Tanks are separate | 80 | 1 | 1 | 65 | Z09 | [18 empty] | Los Angeles | FALSE | 70 |  | 2011-06-01: 2016-10-05; 2011-08-03: 2016-10-27; 2011-09-20: 2016-12-16 | 2868 | 9380 | Up-front Payment
SCG-006689 | Single Family Residential | Domestic Hot Water | Gas | Southern California Gas Company | Incentive:Paid | 9380 | 70 |  | 1 SCG | 134 |  | 134 |  | 2016-10-25 13:35 | 2016-12-16 | EVOLUTION ENERGY SOLUTIONS L L C | Retrofit | SUN VALLEY | Sun Valley | 91352 | Host Customer is System Owner | 5 |  | 2001001A | SunEarth, Inc. | SOLARAY | TE40P-80-2G | Indirect Forced Circulation (IF) | 40.9 |  | EP-40 / EP-40-0.75 | Glycol | Advanced Controller with a Vacation or Holiday Mode | Solar Storage and Auxiliary Tanks are separate | 80 | 1 | 1 | 65 | Z09 | [18 empty] | Los Angeles | FALSE | 70 |  | 2011-06-01: 2016-10-05; 2011-08-03: 2016-10-25; 2011-09-20: 2016-12-16 | 2868 | 9380 | Up-front Payment
SCG-006690 | Single Family Residential | Domestic Hot Water | Gas | Southern California Gas Company | Incentive:Paid | 9310 | 70 |  | 1 SCG | 133 |  | 133 |  | 2016-10-25 13:15 | 2016-12-07 | EVOLUTION ENERGY SOLUTIONS L L C | Retrofit | LOS ANGELES | Los Angeles | 90044 | Host Customer is System Owner | 3 |  | 2001001A | SunEarth, Inc. | SOLARAY | TE40P-80-2G | Indirect Forced Circulation (IF) | 40.9 |  | EP-40 / EP-40-0.75 | Glycol | Advanced Controller with a Vacation or Holiday Mode | Solar Storage and Auxiliary Tanks are separate | 80 | 1 | 1 | 45 | Z08 | [18 empty] | Los Angeles | FALSE | 70.53 |  | 2011-06-01: 2016-10-05; 2011-08-03: 2016-10-25; 2011-09-20: 2016-12-07 | 2875 | 9380 | Up-front Payment
SCG-006691 | Single Family Residential | Domestic Hot Water | Gas | Southern California Gas Company | Incentive:Paid | 9310 | 70 |  | 1 SCG | 133 |  | 133 |  | 2016-11-22 11:45 | 2017-01-27 | EVOLUTION ENERGY SOLUTIONS L L C | Retrofit | LOS ANGELES | Los Angeles | 90044 | Host Customer is System Owner | 3 |  | 2001001A | SunEarth, Inc. | SOLARAY | TE40P-80-2G | Indirect Forced Circulation (IF) | 40.9 |  | EP-40 / EP-40-0.75 | Glycol | Advanced Controller with a Vacation or Holiday Mode | Solar Storage and Auxiliary Tanks are separate | 80 | 1 | 1 | 45 | Z08 | [18 empty] | Los Angeles | FALSE | 70 |  | 2011-06-01: 2016-10-05; 2011-08-03: 2016-11-22; 2011-09-20: 2017-01-27 | 2826 | 9310 | Up-front Payment
SCG-006693 | Single Family Residential | Domestic Hot Water | Gas | Southern California Gas Company | Incentive:Paid | 10220 | 70 |  | 1 SCG | 146 |  | 146 |  | 2016-10-26 11:32 | 2016-12-16 | FEREIDOUN TAHMASBI | Retrofit | Los Angeles | Los Angeles | 90007 | Host Customer is System Owner | 5 |  | 2001001C | SunEarth, Inc. | SOLARAY | TE48P-80-2G | Indirect Forced Circulation (IF) | 49.3 |  | EP-24 / EP-24-0.75 | Glycol | Steam Back | Solar Storage and Auxiliary Tanks are separate | 80 | 1 | 1 | 65 | Z08 | [18 empty] | Los Angeles | FALSE | 70.07 |  | 2011-06-01: 2016-10-05; 2011-08-03: 2016-10-26; 2011-09-20: 2016-12-16 | 2868 | 10230 | Up-front Payment
SCG-006694 | Single Family Residential | Domestic Hot Water | Gas | Southern California Gas Company | Incentive:Paid | 9380 | 70 |  | 1 SCG | 134 |  | 134 |  | 2016-10-07 15:21 | 2016-11-02 | EVOLUTION ENERGY SOLUTIONS L L C | Retrofit | los angeles | Los Angeles | 90023 | Host Customer is System Owner | 4 |  | 2001001A | SunEarth, Inc. | SOLARAY | TE40P-80-2G | Indirect Forced Circulation (IF) | 40.9 |  | EP-40 / EP-40-0.75 | Glycol | Advanced Controller with a Vacation or Holiday Mode | Solar Storage and Auxiliary Tanks are separate | 80 | 1 | 1 | 55 | Z09 | [18 empty] | Los Angeles | FALSE | 70 |  | 2011-06-01: 2016-10-05; 2011-08-03: 2016-10-07; 2011-09-20: 2016-11-02 | 2909 | 9380 | Up-front Payment
SCG-006695 | Single Family Residential | Domestic Hot Water | Gas | Southern California Gas Company | Incentive:Paid | 8820 | 70 |  | 1 SCG | 126 |  | 126 |  | 2016-11-02 11:00 | 2017-01-05 | ENVIRONMENTAL SOLAR DESIGN INC | Retrofit | Rancho Palos Verdes | Rancho Palos Verdes | 90275 | Host Customer is System Owner | 3 |  | 2001001A | SunEarth, Inc. | SOLARAY | TE40P-80-2G | Indirect Forced Circulation (IF) | 40.9 |  | EP-40 / EP-40-0.75 | Glycol | Advanced Controller with a Vacation or Holiday Mode | Solar Storage and Auxiliary Tanks are separate | 80 | 1 | 1 | 45 | Z06 | [18 empty] | City of Rancho Palos Verdes | FALSE | 79.37 |  | 2011-06-01: 2016-10-05; 2011-08-03: 2016-11-02; 2011-09-20: 2017-01-05 | 2839 | 10000 | Up-front Payment
PGE-006696 | Commercial Pools | Pool Heating | Gas | Pacific Gas and Electric | Incentive:Paid | 16915 | 5 |  | 1 | 3383 |  | 3383 |  | 2016-10-21 16:07 | 2016-10-25 | SOLARCRAFT SERVICES INC | Retrofit | FAIRFAX | Marin | 94930 | Host Customer is System Owner | [7 empty] | 1536 | 48 |  | Manual Drainback |  |  |  | 1 | 1 |  | Z02 |  |  |  | 10001954 | 32 | 1 | [5 empty] | FALSE |  |  |  | Badger - Badger 380 |  | Badger - Badger 380 | County of Marin, CA | FALSE | 11.65 |  | 2016-10-05 |  | 2016-10-21 | 2016-10-25 | 2017-04-25 | 2017-06-13 | 2686 | 39428 | Up-front Payment
SCG-006697 | Single Family Residential | Domestic Hot Water | Gas | Southern California Gas Company | Incentive:Paid | 10220 | 70 |  | 1 SCG | 146 |  | 146 |  | 2016-11-18 13:35 | 2017-01-27 | FEREIDOUN TAHMASBI | Retrofit | Simi Valley | Simi Valley | 93065 | Host Customer is System Owner | 5 |  | 2001001C | SunEarth, Inc. | SOLARAY | TE48P-80-2G | Indirect Forced Circulation (IF) | 49.3 |  | EP-24 / EP-24-0.75 | Glycol | Steam Back | Solar Storage and Auxiliary Tanks are separate | 80 | 1 | 1 | 65 | Z09 | [18 empty] | Simi Valley | FALSE | 70.07 |  | 2011-06-01: 2016-10-05; 2011-08-03: 2016-11-18; 2011-09-20: 2017-01-27 | 2825 | 10230 | Up-front Payment
SCG-006698 | Single Family Residential | Domestic Hot Water | Gas | Southern California Gas Company | Incentive:Paid | 10220 | 70 |  | 1 SCG | 146 |  | 146 |  | 2016-12-02 10:59 | 2017-05-22 | THE SOLAR ENERGY COMPANY INC | Retrofit | Carpinteria | Carpinteria | 93013 | Host Customer is System Owner | 4 |  | 2001001D | SunEarth, Inc. | SOLARAY | TE48C-80-2G | Indirect Forced Circulation (IF) | 49.48 |  | EC-24 / EC-24-0.75 | Glycol | Advanced Controller with a Vacation or Holiday Mode | Solar Storage and Auxiliary Tanks are separate | 80 | 1 | 1 | 55 | Z06 | [18 empty] | Santa Barbara County | FALSE | 70 |  | 2011-06-01: 2016-10-05; 2011-08-03: 2016-12-02; 2011-09-20: 2017-05-22 | 2705 | 10220 | Up-front Payment
SCG-006699 | Single Family Residential | Domestic Hot Water | Gas | Southern California Gas Company | Incentive:Paid | 10238 | 70 |  | 1 SCG | 167 |  | 159 |  | 2016-10-26 09:03 | 2016-12-16 | ENVIRONMENTAL SOLAR DESIGN INC | Retrofit | Los Angeles | Los Angeles | 90064 | Host Customer is System Owner | 5 |  | 2001001R | SunEarth, Inc. | SOLARAY | TE64P-120-2G | Indirect Forced Circulation (IF) | 65.67 |  | EP-32 / EP-32-0.75 | Glycol | Advanced Controller with a Vacation or Holiday Mode | Solar Storage and Auxiliary Tanks are separate | 120 | 1 | 0.95 | 65 | Z09 | [18 empty] | City of Los Angeles | FALSE | 65.87 |  | 2011-06-01: 2016-10-05; 2011-08-03: 2016-10-26; 2011-09-20: 2016-12-16 | 2868 | 11000 | Up-front Payment
SDG-006701 | Low Income Multifamily Residential | Domestic Hot Water | Gas | San Diego Gas and Electric | Incentive:Paid | 109431 | 24.89 |  | 1 | 4441 |  | 4397 |  | 2016-11-01 14:11 | 2016-11-21 | ADROIT ENERGY INC | Retrofit | San Diego | San Diego | 92101 | Power Purchase Agreements | [7 empty] | 1283.84 | 40.12 |  | Glycol | Steam Back | Solar Storage and Auxiliary Tanks are separate |  | 0.99 | 1 | 5661 | Z07 | 153 | Units | Apartments/Condos | 2011074A | 32 | 2 | 2000 | 1 | 230 | 2 | 1596000 | TRUE | 130 | 130 |  | SunEarth - SETR A503 TTR U + VFS 20-400 |  | SunEarth - SETR A503 TTR U + VFS 20-400 | City of San Diego | FALSE | 25.22 |  | 2016-10-05 | 2016-11-07 | 2016-11-01 | 2016-11-21 | 2018-12-10 | 2019-03-04 | 2040 | 112000 | Up-front Payment
SCG-006702 | Single Family Residential | Domestic Hot Water | Gas | Southern California Gas Company | Incentive:Paid | 10220 | 70 |  | 1 SCG | 146 |  | 146 |  | 2017-06-05 09:19 | 2017-06-08 | THE SOLAR ENERGY COMPANY INC | Retrofit | Ventura | Ventura | 93003 | Host Customer is System Owner | 4 |  | 2001001D | SunEarth, Inc. | SOLARAY | TE48C-80-2G | Indirect Forced Circulation (IF) | 49.48 |  | EC-24 / EC-24-0.75 | Glycol | Advanced Controller with a Vacation or Holiday Mode | Solar Storage and Auxiliary Tanks are separate | 80 | 1 | 1 | 55 | Z06 | [18 empty] | City of Ventura | FALSE | 70 |  | 2011-06-01: 2016-10-05; 2011-08-03: 2017-06-05; 2011-09-20: 2017-06-08 | 2683 | 10220 | Up-front Payment
SCG-006703 | Single Family Residential | Domestic Hot Water | Gas | Southern California Gas Company | Incentive:Paid | 10220 | 70 |  | 1 SCG | 155 |  | 155 |  | 2017-07-05 09:56 | 2017-07-07 | THE SOLAR ENERGY COMPANY INC | Retrofit | Solvang | Santa Barbara | 93463 | Host Customer is System Owner | 4 |  | 2001001D | SunEarth, Inc. | SOLARAY | TE48C-80-2G | Indirect Forced Circulation (IF) | 49.48 |  | EC-24 / EC-24-0.75 | Glycol | Advanced Controller with a Vacation or Holiday Mode | Solar Storage and Auxiliary Tanks are separate | 80 | 1 | 1 | 55 | Z05 | [18 empty] | City of Solvang | FALSE | 65.94 |  | 2011-06-01: 2016-10-05; 2011-08-03: 2017-07-05; 2011-09-20: 2017-07-07 | 2658 | 10220 | Up-front Payment
SCG-006704 | Low Income Single Family Residential | Domestic Hot Water | Gas | Southern California Gas Company | Incentive:Paid | 3424 | 36.9 |  | 1 | 149 |  | 134 |  | 2016-11-30 15:25 | 2017-02-16 | COMMUNITY SERVICES AND EMPLOYMENT TRAINING INCORPORATED | Retrofit | Porterville | Tulare | 93257 | Host Customer is System Owner | 4 |  | 2010017C | Alternate Energy Technologies | EAGLESUN | DBS-G2-80-64 | Indirect Forced Circulation (IF) | 65.34 |  | MSC-32 | Automatic Drainback |  | Solar Storage and Auxiliary Tanks are separate | 80 | 0.9 | 1 | 55 | Z13 | [18 empty] | Porterville, CA | FALSE | 46.48 |  | 2011-06-01: 2016-10-05; 2011-08-03: 2016-11-30; 2011-09-20: 2017-02-16 | 2781 | 6926 | Up-front Payment
SCG-006705 | Single Family Residential | Domestic Hot Water | Gas | Southern California Gas Company | Incentive:Paid | 10220 | 70 |  | 1 SCG | 146 |  | 146 |  | 2017-06-08 14:59 | 2017-07-10 | THE SOLAR ENERGY COMPANY INC | Retrofit | Ventura | Ventura | 93001 | Host Customer is System Owner | 4 |  | 2001001D | SunEarth, Inc. | SOLARAY | TE48C-80-2G | Indirect Forced Circulation (IF) | 49.48 |  | EC-24 / EC-24-0.75 | Glycol | Advanced Controller with a Vacation or Holiday Mode | Solar Storage and Auxiliary Tanks are separate | 80 | 1 | 1 | 55 | Z06 | [18 empty] | City of Ventura | FALSE | 70 |  | 2011-06-01: 2016-10-05; 2011-08-03: 2017-06-08; 2011-09-20: 2017-07-10 | 2658 | 10220 | Up-front Payment
SCG-006706 | Single Family Residential | Domestic Hot Water | Gas | Southern California Gas Company | Incentive:Paid | 9699 | 70 |  | 1 SCG | 163 |  | 139 |  | 2016-10-20 07:34 | 2016-11-30 | EVOLUTION ENERGY SOLUTIONS L L C | Retrofit | Los Angeles | Los Angeles | 90003 | Host Customer is System Owner | 10 |  | 2009036H | Heliodyne, Inc. | HELIOPAK | HPAK 016 2 406 G 80 ACD Z | Indirect Forced Circulation (IF) | 53.88 |  | 406 001 | Glycol | Advanced Controller with a Vacation or Holiday Mode | Solar Storage and Auxiliary Tanks are separate | 80 | 1 | 0.85 | 115 | Z08 | [18 empty] | Los Angeles | FALSE | 59.51 |  | 2011-06-01: 2016-10-06; 2011-08-03: 2016-10-20; 2011-09-20: 2016-11-30 | 2881 | 9700 | Up-front Payment
SCG-006710 | Single Family Residential | Domestic Hot Water | Gas | Southern California Gas Company | Incentive:Paid | 10238 | 70 |  | 1 SCG | 167 |  | 159 |  | 2016-10-07 11:08 | 2016-10-28 | ENVIRONMENTAL SOLAR DESIGN INC | Retrofit | Los Angeles | Los Angeles | 90032 | Host Customer is System Owner | 6 |  | 2001001R | SunEarth, Inc. | SOLARAY | TE64P-120-2G | Indirect Forced Circulation (IF) | 65.67 |  | EP-32 / EP-32-0.75 | Glycol | Advanced Controller with a Vacation or Holiday Mode | Solar Storage and Auxiliary Tanks are separate | 120 | 1 | 0.95 | 75 | Z09 | [18 empty] | City of Los Angeles | FALSE | 68.86 |  | 2011-06-01: 2016-10-06; 2011-08-03: 2016-10-07; 2011-09-20: 2016-10-28 | 2915 | 11500 | Up-front Payment
SCG-006711 | Single Family Residential | Domestic Hot Water | Gas | Southern California Gas Company | Incentive:Paid | 10238 | 70 |  | 1 SCG | 156 |  | 156 |  | 2016-10-27 13:23 | 2016-12-16 | ALL VALLEY SOLAR INC | Retrofit | Chatsworth | Chatsworth | 91311 | Host Customer is System Owner | 6 |  | 2001028G | SunEarth, Inc. | CASCADE | EPRD-64-80-2G | Indirect Forced Circulation (IF) | 65.67 |  | EP-32 / EP-32-0.75 | Automatic Drainback |  | Solar Storage and Auxiliary Tanks are separate | 80 | 1 | 1 | 75 | Z09 | [18 empty] | LADBS | FALSE | 66.03 |  | 2011-06-01: 2016-10-06; 2011-08-03: 2016-10-27; 2011-09-20: 2016-12-16 | 2868 | 10300 | Up-front Payment
SCG-006714 | Single Family Residential | Domestic Hot Water | Gas | Southern California Gas Company | Incentive:Paid | 9709 | 70 |  | 1 SCG | 146 |  | 139 |  | 2016-12-08 09:23 | 2017-03-29 | FEREIDOUN TAHMASBI | Retrofit | Arleta | Los Angeles | 91331 | Host Customer is System Owner | 5 |  | 2001001C | SunEarth, Inc. | SOLARAY | TE48P-80-2G | Indirect Forced Circulation (IF) | 49.3 |  | EP-24 / EP-24-0.75 | Glycol | Steam Back | Solar Storage and Auxiliary Tanks are separate | 80 | 1 | 0.95 | 65 | Z09 | [18 empty] | City of Los Angeles | FALSE | 70 |  | 2011-06-01: 2016-10-06; 2011-08-03: 2016-12-08; 2011-09-20: 2017-03-29 | 2762 | 10220 | Up-front Payment
SCG-006716 | Single Family Residential | Domestic Hot Water | Gas | Southern California Gas Company | Incentive:Paid | 10220 | 70 |  | 1 SCG | 154 |  | 154 |  | 2017-06-13 11:53 | 2017-06-19 | THE SOLAR ENERGY COMPANY INC | Retrofit | Simi Valley | Simi Valley | 93063 | Host Customer is System Owner | 4 |  | 2001001D | SunEarth, Inc. | SOLARAY | TE48C-80-2G | Indirect Forced Circulation (IF) | 49.48 |  | EC-24 / EC-24-0.75 | Glycol | Advanced Controller with a Vacation or Holiday Mode | Solar Storage and Auxiliary Tanks are separate | 80 | 1 | 1 | 55 | Z09 | [18 empty] | City of Simi Valley | FALSE | 66.36 |  | 2011-06-01: 2016-10-06; 2011-08-03: 2017-06-13; 2011-09-20: 2017-06-19 | 2678 | 10220 | Up-front Payment
SCG-006718 | Single Family Residential | Domestic Hot Water | Gas | Southern California Gas Company | Incentive:Paid | 9800 | 70 |  | 1 SCG | 140 |  | 140 |  | 2016-11-10 09:42 | 2017-01-13 | SUNTREK INDUSTRIES INC | Retrofit | Perris | Riverside | 92571 | Host Customer is System Owner | 4 |  | 2001001B | SunEarth, Inc. | SOLARAY | TE40C-80-2G | Indirect Forced Circulation (IF) | 40.86 |  | EC-40 / EC-40-0.75 | Glycol | Advanced Controller with a Vacation or Holiday Mode | Solar Storage and Auxiliary Tanks are separate | 80 | 1 | 1 | 55 | Z10 | [18 empty] | Perris | FALSE | 75 |  | 2011-06-01: 2016-10-06; 2011-08-03: 2016-11-10; 2011-09-20: 2017-01-13 | 2838 | 10500 | Up-front Payment
SCG-006719 | Single Family Residential | Domestic Hot Water | Gas | Southern California Gas Company | Incentive:Paid | 10238 | 70 |  | 1 SCG | 155 |  | 155 |  | 2017-06-22 11:35 | 2017-07-10 | THE SOLAR ENERGY COMPANY INC | Retrofit | San Luis Obispo | San Luis Obispo | 93401 | Host Customer is System Owner | 4 |  | 2001001D | SunEarth, Inc. | SOLARAY | TE48C-80-2G | Indirect Forced Circulation (IF) | 49.48 |  | EC-24 / EC-24-0.75 | Glycol | Advanced Controller with a Vacation or Holiday Mode | Solar Storage and Auxiliary Tanks are separate | 80 | 1 | 1 | 55 | Z05 | [18 empty] | City of San Luis Obispo | FALSE | 109.18 |  | 2011-06-01: 2016-10-06; 2011-08-03: 2017-06-22; 2011-09-20: 2017-07-10 | 2658 | 16922.27 | Up-front Payment
SCG-006721 | Single Family Residential | Domestic Hot Water | Gas | Southern California Gas Company | Incentive:Paid | 9467 | 70 |  | 1 SCG | 138 |  | 135 |  | 2016-11-23 11:14 | 2017-03-10 | SOLARPONICS INC | Retrofit | Los Osos | San Luis Obispo | 93402 | Host Customer is System Owner | 2 |  | 30004074 | Solene | Solene | SLSG40DC-80HE-XG | Indirect Forced Circulation (IF) | 40.01 |  | SLSG-40 | Glycol | Advanced Controller with a Thermal Cycling Function | Solar Storage and Auxiliary Tanks are separate | 80 | 0.98 | 1 | 35 | Z05 | [18 empty] | San Luis Obispo County | FALSE | 70.97 |  | 2011-06-01: 2016-10-06; 2011-08-03: 2016-11-23; 2011-09-20: 2017-03-10 | 2783 | 9794 | Up-front Payment
SCG-006722 | Single Family Residential | Domestic Hot Water | Gas | Southern California Gas Company | Incentive:Paid | 10220 | 70 |  | 1 SCG | 146 |  | 146 |  | 2016-11-04 10:16 | 2017-01-19 | FEREIDOUN TAHMASBI | Retrofit | Chatsworth | Los Angeles | 91311 | Host Customer is System Owner | 5 |  | 2001001C | SunEarth, Inc. | SOLARAY | TE48P-80-2G | Indirect Forced Circulation (IF) | 49.3 |  | EP-24 / EP-24-0.75 | Glycol | Steam Back | Solar Storage and Auxiliary Tanks are separate | 80 | 1 | 1 | 65 | Z09 | [18 empty] | City of Los Angeles | FALSE | 70 |  | 2011-06-01: 2016-10-06; 2011-08-03: 2016-11-04; 2011-09-20: 2017-01-19 | 2825 | 10220 | Up-front Payment
SCG-006723 | Single Family Residential | Domestic Hot Water | Gas | Southern California Gas Company | Incentive:Paid | 9563 | 70 |  | 1 SCG | 138 |  | 137 |  | 2016-11-30 09:15 | 2017-03-10 | SOLARPONICS INC | Retrofit | Arroyo Grande | San Luis Obispo | 93420 | Host Customer is System Owner | 2 |  | 30004074 | Solene | Solene | SLSG40DC-80HE-XG | Indirect Forced Circulation (IF) | 40.01 |  | SLSG-40 | Glycol | Advanced Controller with a Thermal Cycling Function | Solar Storage and Auxiliary Tanks are separate | 80 | 0.99 | 1 | 35 | Z05 | [18 empty] | City of Arroyo Grande | FALSE | 70.97 |  | 2011-06-01: 2016-10-06; 2011-08-03: 2016-11-30; 2011-09-20: 2017-03-10 | 2781 | 9794 | Up-front Payment
SCG-006724 | Single Family Residential | Domestic Hot Water | Gas | Southern California Gas Company | Incentive:Paid | 10220 | 70 |  | 1 SCG | 146 |  | 146 |  | 2016-12-02 09:01 | 2017-03-13 | FEREIDOUN TAHMASBI | Retrofit | Simi Valley | Simi Valley | 93065 | Host Customer is System Owner | 5 |  | 2001001C | SunEarth, Inc. | SOLARAY | TE48P-80-2G | Indirect Forced Circulation (IF) | 49.3 |  | EP-24 / EP-24-0.75 | Glycol | Steam Back | Solar Storage and Auxiliary Tanks are separate | 80 | 1 | 1 | 65 | Z09 | [18 empty] | Simi Valley | FALSE | 70.07 |  | 2011-06-01: 2016-10-06; 2011-08-03: 2016-12-02; 2011-09-20: 2017-03-13 | 2780 | 10230 | Up-front Payment
SCG-006725 | Single Family Residential | Domestic Hot Water | Gas | Southern California Gas Company | Incentive:Paid | 10210 | 70 |  | 1 SCG | 146 |  | 146 |  | 2016-11-21 12:25 | 2017-01-19 | FEREIDOUN TAHMASBI | Retrofit | Encino | Los Angeles | 91316 | Host Customer is System Owner | 5 |  | 2001001C | SunEarth, Inc. | SOLARAY | TE48P-80-2G | Indirect Forced Circulation (IF) | 49.3 |  | EP-24 / EP-24-0.75 | Glycol | Steam Back | Solar Storage and Auxiliary Tanks are separate | 80 | 1 | 1 | 65 | Z09 | [18 empty] | City of Los Angeles | FALSE | 69.93 |  | 2011-06-01: 2016-10-06; 2011-08-03: 2016-11-21; 2011-09-20: 2017-01-19 | 2825 | 10210 | Up-front Payment
SCG-006726 | Single Family Residential | Domestic Hot Water | Gas | Southern California Gas Company | Incentive:Paid | 10238 | 70 |  | 1 SCG | 152 |  | 152 |  | 2016-10-24 07:04 | 2016-12-08 | ALL VALLEY SOLAR INC | Retrofit | Frazier Park | Frazier Park | 93225 | Host Customer is System Owner | 4 |  | 2001028H | SunEarth, Inc. | CASCADE | ECRD-64-80-2G | Indirect Forced Circulation (IF) | 65.67 |  | EC-32 / EC-32-0.75 | Automatic Drainback |  | Solar Storage and Auxiliary Tanks are separate | 80 | 1 | 1 | 55 | Z16 | [18 empty] | Kern County | FALSE | 68.45 |  | 2011-06-01: 2016-10-06; 2011-08-03: 2016-10-24; 2011-09-20: 2016-12-08 | 2875 | 10404 | Up-front Payment
SCG-006727 | Single Family Residential | Domestic Hot Water | Gas | Southern California Gas Company | Incentive:Paid | 9771 | 70 |  | 1 SCG | 141 |  | 140 |  | 2016-10-07 13:36 | 2016-11-01 | TITANIUM POWER INC | Retrofit | Pacoima | Los Angeles | 91331 | Host Customer is System Owner | 5 |  | 2001001B | SunEarth, Inc. | SOLARAY | TE40C-80-2G | Indirect Forced Circulation (IF) | 40.86 |  | EC-40 / EC-40-0.75 | Glycol | Advanced Controller with a Vacation or Holiday Mode | Solar Storage and Auxiliary Tanks are separate | 80 | 0.99 | 1 | 65 | Z09 | [18 empty] | Los Angeles | FALSE | 69.92 |  | 2011-06-01: 2016-10-06; 2011-08-03: 2016-10-07; 2011-09-20: 2016-11-01 | 2909 | 9859 | Up-front Payment
SCG-006728 | Single Family Residential | Domestic Hot Water | Gas | Southern California Gas Company | Incentive:Paid | 10238 | 70 |  | 1 SCG | 162 |  | 154 |  | 2016-10-17 07:31 | 2016-11-30 | ALL VALLEY SOLAR INC | Retrofit | Moorpark | Moorpark | 93021 | Host Customer is System Owner | 5 |  | 2001028H | SunEarth, Inc. | CASCADE | ECRD-64-80-2G | Indirect Forced Circulation (IF) | 65.67 |  | EC-32 / EC-32-0.75 | Automatic Drainback |  | Solar Storage and Auxiliary Tanks are separate | 80 | 1 | 0.95 | 65 | Z09 | [18 empty] | City Of Moorpark | FALSE | 64.76 |  | 2011-06-01: 2016-10-06; 2011-08-03: 2016-10-17; 2011-09-20: 2016-11-30 | 2875 | 10491 | Up-front Payment
SCG-006729 | Single Family Residential | Domestic Hot Water | Gas | Southern California Gas Company | Incentive:Paid | 10238 | 70 |  | 1 SCG | 159 |  | 151 |  | 2016-12-15 14:06 | 2017-03-17 | SOL RELIABLE INC | Retrofit | Rosamond | Los Angeles | 93560 | Host Customer is System Owner | 3 |  | 2010135H | Heliodyne, Inc. | HELIOPAK | HPAK 016 2 406 G 75PD AC S Z | Indirect Forced Circulation (IF) | 53.88 |  | 406 001 | Forced Circulation |  | Solar and Auxiliary Storage are the same Tank | 75 | 0.95 | 1 | 45 | Z14 | [18 empty] | Kern county | FALSE | 91.98 |  | 2011-06-01: 2016-10-06; 2011-08-03: 2016-12-15; 2011-09-20: 2017-03-17 | 2775 | 14625 | Up-front Payment
SCG-006730 | Single Family Residential | Domestic Hot Water | Gas | Southern California Gas Company | Incentive:Paid | 9673 | 70 |  | 1 SCG | 141 |  | 138 |  | 2016-10-07 13:35 | 2016-11-08 | TITANIUM POWER INC | Retrofit | Arleta | Los Angeles | 91331 | Host Customer is System Owner | 6 |  | 2001001B | SunEarth, Inc. | SOLARAY | TE40C-80-2G | Indirect Forced Circulation (IF) | 40.86 |  | EC-40 / EC-40-0.75 | Glycol | Advanced Controller with a Vacation or Holiday Mode | Solar Storage and Auxiliary Tanks are separate | 80 | 0.98 | 1 | 75 | Z09 | [18 empty] | Los Angeles | FALSE | 69.21 |  | 2011-06-01: 2016-10-06; 2011-08-03: 2016-10-07; 2011-09-20: 2016-11-08 | 2900 | 9759 | Up-front Payment
SCG-006733 | Single Family Residential | Domestic Hot Water | Gas | Southern California Gas Company | Incentive:Paid | 9124 | 70 |  | 1 SCG | 140 |  | 130 |  | 2016-10-07 13:32 | 2016-11-01 | TITANIUM POWER INC | Retrofit | Los Angeles | Los Angeles | 90011 | Host Customer is System Owner | 5 |  | 2001001B | SunEarth, Inc. | SOLARAY | TE40C-80-2G | Indirect Forced Circulation (IF) | 40.86 |  | EC-40 / EC-40-0.75 | Glycol | Advanced Controller with a Vacation or Holiday Mode | Solar Storage and Auxiliary Tanks are separate | 80 | 0.98 | 0.95 | 65 | Z08 | [18 empty] | Los Angeles | FALSE | 65.78 |  | 2011-06-01: 2016-10-06; 2011-08-03: 2016-10-07; 2011-09-20: 2016-11-01 | 2909 | 9209 | Up-front Payment
SCG-006734 | Single Family Residential | Domestic Hot Water | Gas | Southern California Gas Company | Incentive:Paid | 10220 | 70 |  | 1 SCG | 154 |  | 154 |  | 2017-02-24 15:52 | 2017-04-07 | THE SOLAR ENERGY COMPANY INC | Retrofit | Thousand Oaks | Thousand Oaks | 91362 | Host Customer is System Owner | 4 |  | 2001001D | SunEarth, Inc. | SOLARAY | TE48C-80-2G | Indirect Forced Circulation (IF) | 49.48 |  | EC-24 / EC-24-0.75 | Glycol | Advanced Controller with a Vacation or Holiday Mode | Solar Storage and Auxiliary Tanks are separate | 80 | 1 | 1 | 55 | Z09 | [18 empty] | City of Thousand Oaks | FALSE | 66.36 |  | 2011-06-01: 2016-10-06; 2011-08-03: 2017-02-24; 2011-09-20: 2017-04-07 | 2742 | 10220 | Up-front Payment
SCG-006735 | Single Family Residential | Domestic Hot Water | Gas | Southern California Gas Company | Incentive:Paid | 9702 | 70 |  | 1 SCG | 140 |  | 139 |  | 2016-10-07 13:34 | 2016-11-01 | TITANIUM POWER INC | Retrofit | Los Angeles | Los Angeles | 90044 | Host Customer is System Owner | 5 |  | 2001001B | SunEarth, Inc. | SOLARAY | TE40C-80-2G | Indirect Forced Circulation (IF) | 40.86 |  | EC-40 / EC-40-0.75 | Glycol | Advanced Controller with a Vacation or Holiday Mode | Solar Storage and Auxiliary Tanks are separate | 80 | 0.99 | 1 | 65 | Z08 | [18 empty] | Los Angeles | FALSE | 69.71 |  | 2011-06-01: 2016-10-06; 2011-08-03: 2016-10-07; 2011-09-20: 2016-11-01 | 2909 | 9759 | Up-front Payment
SCG-006736 | Single Family Residential | Domestic Hot Water | Gas | Southern California Gas Company | Incentive:Paid | 10220 | 70 |  | 1 SCG | 146 |  | 146 |  | 2017-01-18 11:36 | 2017-03-17 | THE SOLAR ENERGY COMPANY INC | Retrofit | Oxnard | Oxnard | 93030 | Owner/Tenant | 4 |  | 2001001D | SunEarth, Inc. | SOLARAY | TE48C-80-2G | Indirect Forced Circulation (IF) | 49.48 |  | EC-24 / EC-24-0.75 | Glycol | Advanced Controller with a Vacation or Holiday Mode | Solar Storage and Auxiliary Tanks are separate | 80 | 1 | 1 | 55 | Z06 | [18 empty] | City of Oxnard | FALSE | 70 |  | 2011-06-01: 2016-10-06; 2011-08-03: 2017-01-18; 2011-09-20: 2017-03-17 | 2775 | 10220 | Up-front Payment
SCG-006737 | Single Family Residential | Domestic Hot Water | Gas | Southern California Gas Company | Incentive:Paid | 4358 | 29.85 |  | 1 | 146 |  | 146 |  | 2016-12-30 10:33 | 2017-08-09 | THE SOLAR ENERGY COMPANY INC | Retrofit | Goleta | Goleta | 93117 | Host Customer is System Owner | 4 |  | 2001001D | SunEarth, Inc. | SOLARAY | TE48C-80-2G | Indirect Forced Circulation (IF) | 49.48 |  | EC-24 / EC-24-0.75 | Glycol | Advanced Controller with a Vacation or Holiday Mode | Solar Storage and Auxiliary Tanks are separate | 80 | 1 | 1 | 55 | Z06 | [18 empty] | County of Santa Barbara | FALSE | 70 |  | 2016-10-06 | 2017-05-31 |  |  | 2016-12-30 | 2017-08-09 | 2623 | 10220 | Up-front Payment
SCG-006739 | Single Family Residential | Domestic Hot Water | Gas | Southern California Gas Company | Incentive:Paid | 10220 | 70 |  | 1 SCG | 146 |  | 146 |  | 2016-10-28 11:26 | 2016-12-21 | FEREIDOUN TAHMASBI | Retrofit | North Hills | Los Angeles | 91343 | Host Customer is System Owner | 5 |  | 2001001C | SunEarth, Inc. | SOLARAY | TE48P-80-2G | Indirect Forced Circulation (IF) | 49.3 |  | EP-24 / EP-24-0.75 | Glycol | Steam Back | Solar Storage and Auxiliary Tanks are separate | 80 | 1 | 1 | 65 | Z09 | [18 empty] | City of Los Angeles | FALSE | 70 |  | 2011-06-01: 2016-10-06; 2011-08-03: 2016-10-28; 2011-09-20: 2016-12-21 | 2860 | 10220 | Up-front Payment
SCG-006742 | Single Family Residential | Domestic Hot Water | Gas | Southern California Gas Company | Incentive:Paid | 3942 | 29.85 |  | 1 | 139 |  | 132 |  | 2017-10-16 10:10 | 2018-06-19 | MOHR POWER SOLAR INC | Retrofit | Winchester | Riverside | 92596 | Host Customer is System Owner | 4 |  | 2010143B | Solene | AURORA/AO SMITH | SLAR64DC-80HE-XG | Indirect Forced Circulation (IF) | 64 |  | SLAR-32 | Glycol | Advanced Controller with a Vacation or Holiday Mode | Solar Storage and Auxiliary Tanks are separate | 80 | 1 | 0.95 | 55 | Z10 | [18 empty] | County of Riverside | FALSE | 73.7 |  | 2016-10-06 | 2017-11-17 |  |  | 2017-10-16 | 2018-06-19 | 2315 | 10244 | Up-front Payment
SCG-006743 | Single Family Residential | Domestic Hot Water | Gas | Southern California Gas Company | Incentive:Paid | 9170 | 70 |  | 1 SCG | 131 |  | 131 |  | 2017-02-13 15:03 | 2017-04-07 | MOHR POWER SOLAR INC | Retrofit | Diamond Bar | Los Angeles | 91789 | Host Customer is System Owner | 3 |  | 2010143A | Solene | AURORA/AO SMITH | SLAR40DC-80HE-XG | Indirect Forced Circulation (IF) | 40 |  | SLAR-40 | Glycol | Advanced Controller with a Vacation or Holiday Mode | Solar Storage and Auxiliary Tanks are separate | 80 | 1 | 1 | 45 | Z09 | [18 empty] | City of Diamond Bar | FALSE | 72.52 |  | 2011-06-01: 2016-10-06; 2011-08-03: 2017-02-13; 2011-09-20: 2017-04-07 | 2742 | 9500 | Up-front Payment
SCG-006744 | Single Family Residential | Domestic Hot Water | Gas | Southern California Gas Company | Incentive:Paid | 9730 | 70 |  | 1 SCG | 139 |  | 139 |  | 2017-01-03 10:32 | 2017-04-03 | MOHR POWER SOLAR INC | Retrofit | Upland | San Bernardino | 91784 | Host Customer is System Owner | 4 |  | 2010143B | Solene | AURORA/AO SMITH | SLAR64DC-80HE-XG | Indirect Forced Circulation (IF) | 64 |  | SLAR-32 | Glycol | Advanced Controller with a Vacation or Holiday Mode | Solar Storage and Auxiliary Tanks are separate | 80 | 1 | 1 | 55 | Z10 | [18 empty] | City of Upland | FALSE | 75.54 |  | 2011-06-01: 2016-10-06; 2011-08-03: 2017-01-03; 2011-09-20: 2017-04-03 | 2756 | 10500 | Up-front Payment
SCG-006746 | Single Family Residential | Domestic Hot Water | Gas | Southern California Gas Company | Incentive:Paid | 10238 | 70 |  | 1 SCG | 186 |  | 158 |  | 2016-10-18 08:09 | 2016-11-22 | CATERSOLAR INC | Retrofit | Sherman Oaks | Los Angeles | 91403 | Owner/Tenant | 4 |  | 2011118A | Stiebel Eltron | SOLAR HOT WATER PACKAGE | SOLKIT-2N-B | Indirect Forced Circulation (IF) | 54.81 |  | SOL 27 Premium S | Glycol | Advanced Controller with a Vacation or Holiday Mode | Solar Storage with Tankless Auxiliary Water Heater | 81.1 | 1 | 0.85 | 55 | Z09 | [18 empty] | CITY OF LOS ANGELES | FALSE | 56.24 |  | 2011-06-01: 2016-10-06; 2011-08-03: 2016-10-18; 2011-09-20: 2016-11-22 | 2888 | 10460 | Up-front Payment
SCG-006747 | Single Family Residential | Domestic Hot Water | Gas | Southern California Gas Company | Incentive:Paid | 10238 | 70 |  | 1 SCG | 186 |  | 158 |  | 2016-10-20 08:54 | 2016-11-30 | CATERSOLAR INC | Retrofit | Chatsworth | Los Angeles | 91311 | Host Customer is System Owner | 5 |  | 2011118A | Stiebel Eltron | SOLAR HOT WATER PACKAGE | SOLKIT-2N-B | Indirect Forced Circulation (IF) | 54.81 |  | SOL 27 Premium S | Glycol | Advanced Controller with a Vacation or Holiday Mode | Solar Storage with Tankless Auxiliary Water Heater | 81.1 | 1 | 0.85 | 65 | Z09 | [18 empty] | CITY OF LOS ANGELES | FALSE | 56.24 |  | 2011-06-01: 2016-10-06; 2011-08-03: 2016-10-20; 2011-09-20: 2016-11-30 | 2881 | 10460 | Up-front Payment
SCG-006751 | Single Family Residential | Domestic Hot Water | Gas | Southern California Gas Company | Incentive:Paid | 4053 | 29.85 |  | 1 | 163 |  | 136 |  | 2017-01-12 10:59 | 2017-04-04 | SOL RELIABLE INC | Retrofit | Inglewood | Los Angeles | 90305 | Host Customer is System Owner | 4 |  | 2009036H | Heliodyne, Inc. | HELIOPAK | HPAK 016 2 406 G 80 ACD Z | Indirect Forced Circulation (IF) | 53.88 |  | 406 001 | Forced Circulation |  | Solar Storage and Auxiliary Tanks are separate | 80 | 0.98 | 0.85 | 55 | Z08 | [18 empty] | City of Inglewood | FALSE | 92.02 |  | 2011-06-01: 2016-10-07; 2011-08-03: 2017-01-12; 2011-09-20: 2017-04-04 | 2754 | 15000 | Up-front Payment
SCG-006752 | Single Family Residential | Domestic Hot Water | Gas | Southern California Gas Company | Incentive:Canceled | 8918 | 25.37 |  | 2 | 130 |  | 127 |  |  |  |  | Retrofit | Tempelton | San Luis Obispo | 93465 | Host Customer is System Owner | 2 |  | 30004074 | Solene | Solene | SLSG40DC-80HE-XG | Indirect Forced Circulation (IF) | 40.01 |  | SLSG-40 | Glycol | Advanced Controller with a Thermal Cycling Function | Solar and Auxiliary Storage are the same Tank | 80 | 0.98 | 1 | 35 | Z04 | [18 empty] | San Luis Obispo County | FALSE | 75.34 |  | 2011-06-01: 2016-10-07 | 2941 | 9794 | Up-front Payment
SCG-006753 | Single Family Residential | Domestic Hot Water | Gas | Southern California Gas Company | Incentive:Paid | 7658 | 70 |  | 1 SCG | 130 |  | 109 |  | 2016-12-22 10:03 | 2017-03-21 | SOLARPONICS INC | Retrofit | Atascadero | San Luis Obispo | 93422 | Host Customer is System Owner | 2 |  | 30004074 | Solene | Solene | SLSG40DC-80HE-XG | Indirect Forced Circulation (IF) | 40.01 |  | SLSG-40 | Glycol | Advanced Controller with a Thermal Cycling Function | Solar and Auxiliary Storage are the same Tank | 80 | 0.99 | 0.85 | 35 | Z04 | [18 empty] | San Luis Obispo County | FALSE | 75.34 |  | 2011-06-01: 2016-10-07; 2011-08-03: 2016-12-22; 2011-09-20: 2017-03-21 | 2770 | 9794 | Up-front Payment
SCG-006755 | Single Family Residential | Domestic Hot Water | Gas | Southern California Gas Company | Incentive:Paid | 8080 | 70 |  | 1 SCG | 162 |  | 115 |  | 2016-12-19 15:27 | 2017-03-20 | SOL RELIABLE INC | Retrofit | Granada Hills | Los Angeles | 91344 | Host Customer is System Owner | 3 |  | 2009036H | Heliodyne, Inc. | HELIOPAK | HPAK 016 2 406 G 80 ACD Z | Indirect Forced Circulation (IF) | 53.88 |  | 406 001 | Forced Circulation |  | Solar Storage and Auxiliary Tanks are separate | 80 | 0.95 | 0.75 | 45 | Z09 | [18 empty] | LADBS | FALSE | 92.59 |  | 2011-06-01: 2016-10-07; 2011-08-03: 2016-12-19; 2011-09-20: 2017-03-20 | 2775 | 15000 | Up-front Payment
SCG-006756 | Single Family Residential | Domestic Hot Water | Gas | Southern California Gas Company | Incentive:Paid | 10220 | 70 |  | 1 SCG | 146 |  | 146 |  | 2016-10-20 16:10 | 2016-12-08 | FEREIDOUN TAHMASBI | Retrofit | Tarzana | Los Angeles | 91356 | Host Customer is System Owner | 5 |  | 2001001C | SunEarth, Inc. | SOLARAY | TE48P-80-2G | Indirect Forced Circulation (IF) | 49.3 |  | EP-24 / EP-24-0.75 | Glycol | Steam Back | Solar Storage and Auxiliary Tanks are separate | 80 | 1 | 1 | 65 | Z09 | [18 empty] | Tarzana, los angeles, | FALSE | 70 |  | 2011-06-01: 2016-10-07; 2011-08-03: 2016-10-20; 2011-09-20: 2016-12-08 | 2875 | 10220 | Up-front Payment
SCG-006757 | Single Family Residential | Domestic Hot Water | Gas | Southern California Gas Company | Incentive:Paid | 10220 | 70 |  | 1 SCG | 146 |  | 146 |  | 2016-11-11 09:46 | 2017-01-27 | FEREIDOUN TAHMASBI | Retrofit | San Fernando | San Fernando | 91340 | Host Customer is System Owner | 5 |  | 2001001C | SunEarth, Inc. | SOLARAY | TE48P-80-2G | Indirect Forced Circulation (IF) | 49.3 |  | EP-24 / EP-24-0.75 | Glycol | Steam Back | Solar Storage and Auxiliary Tanks are separate | 80 | 1 | 1 | 65 | Z09 | [18 empty] | San Fernando | FALSE | 70.07 |  | 2011-06-01: 2016-10-07; 2011-08-03: 2016-11-11; 2011-09-20: 2017-01-27 | 2825 | 10230 | Up-front Payment
SCG-006758 | Single Family Residential | Domestic Hot Water | Gas | Southern California Gas Company | Incentive:Paid | 10220 | 70 |  | 1 SCG | 146 |  | 146 |  | 2016-10-26 15:04 | 2017-01-13 | FEREIDOUN TAHMASBI | Retrofit | Granada Hills | Los Angeles | 91344 | Host Customer is System Owner | 5 |  | 2001001C | SunEarth, Inc. | SOLARAY | TE48P-80-2G | Indirect Forced Circulation (IF) | 49.3 |  | EP-24 / EP-24-0.75 | Glycol | Steam Back | Solar Storage and Auxiliary Tanks are separate | 80 | 1 | 1 | 65 | Z09 | [18 empty] | City of Los Angeles | FALSE | 70 |  | 2011-06-01: 2016-10-07; 2011-08-03: 2016-10-26; 2011-09-20: 2017-01-13 | 2837 | 10220 | Up-front Payment
SCG-006759 | Single Family Residential | Domestic Hot Water | Gas | Southern California Gas Company | Incentive:Paid | 10220 | 70 |  | 1 SCG | 146 |  | 146 |  | 2016-12-09 14:02 | 2017-03-16 | FEREIDOUN TAHMASBI | Retrofit | TARZANA | Los Angeles | 91356 | Host Customer is System Owner | 5 |  | 2001001C | SunEarth, Inc. | SOLARAY | TE48P-80-2G | Indirect Forced Circulation (IF) | 49.3 |  | EP-24 / EP-24-0.75 | Glycol | Steam Back | Solar Storage and Auxiliary Tanks are separate | 80 | 1 | 1 | 65 | Z09 | [18 empty] | Tarzana, los angeles, | FALSE | 70 |  | 2011-06-01: 2016-10-07; 2011-08-03: 2016-12-09; 2011-09-20: 2017-03-16 | 2777 | 10220 | Up-front Payment
SCG-006764 | Single Family Residential | Domestic Hot Water | Gas | Southern California Gas Company | Incentive:Paid | 9380 | 70 |  | 1 SCG | 134 |  | 134 |  | 2016-10-19 11:32 | 2016-11-30 | EVOLUTION ENERGY SOLUTIONS L L C | Retrofit | SUN VALLEY | Los Angeles | 91352 | Host Customer is System Owner | 5 |  | 2001001A | SunEarth, Inc. | SOLARAY | TE40P-80-2G | Indirect Forced Circulation (IF) | 40.9 |  | EP-40 / EP-40-0.75 | Glycol | Advanced Controller with a Vacation or Holiday Mode | Solar Storage and Auxiliary Tanks are separate | 80 | 1 | 1 | 65 | Z09 | [18 empty] | Los Angeles | FALSE | 70 |  | 2011-06-01: 2016-10-07; 2011-08-03: 2016-10-19; 2011-09-20: 2016-11-30 | 2881 | 9380 | Up-front Payment
SCG-006765 | Single Family Residential | Domestic Hot Water | Gas | Southern California Gas Company | Incentive:Paid | 9380 | 70 |  | 1 SCG | 134 |  | 134 |  | 2016-10-18 09:56 | 2016-11-22 | EVOLUTION ENERGY SOLUTIONS L L C | Retrofit | Los Angeles | Los Angeles | 90032 | Host Customer is System Owner | 7 |  | 2001001A | SunEarth, Inc. | SOLARAY | TE40P-80-2G | Indirect Forced Circulation (IF) | 40.9 |  | EP-40 / EP-40-0.75 | Glycol | Advanced Controller with a Vacation or Holiday Mode | Solar Storage and Auxiliary Tanks are separate | 80 | 1 | 1 | 85 | Z09 | [18 empty] | Los Angeles | FALSE | 70 |  | 2011-06-01: 2016-10-08; 2011-08-03: 2016-10-18; 2011-09-20: 2016-11-22 | 2888 | 9380 | Up-front Payment
SCG-006766 | Single Family Residential | Domestic Hot Water | Gas | Southern California Gas Company | Incentive:Paid | 9380 | 70 |  | 1 SCG | 134 |  | 134 |  | 2016-10-17 13:23 | 2016-12-08 | EVOLUTION ENERGY SOLUTIONS L L C | Retrofit | Los Angeles | Los Angeles | 90032 | Host Customer is System Owner | 6 |  | 2001001A | SunEarth, Inc. | SOLARAY | TE40P-80-2G | Indirect Forced Circulation (IF) | 40.9 |  | EP-40 / EP-40-0.75 | Glycol | Advanced Controller with a Vacation or Holiday Mode | Solar Storage and Auxiliary Tanks are separate | 80 | 1 | 1 | 75 | Z09 | [18 empty] | Los Angeles | FALSE | 70 |  | 2011-06-01: 2016-10-08; 2011-08-03: 2016-10-17; 2011-09-20: 2016-12-08 | 2875 | 9380 | Up-front Payment
SCG-006767 | Single Family Residential | Domestic Hot Water | Gas | Southern California Gas Company | Incentive:Paid | 9310 | 70 |  | 1 SCG | 133 |  | 133 |  | 2016-10-25 13:59 | 2016-12-07 | EVOLUTION ENERGY SOLUTIONS L L C | Retrofit | Los Angeles | Los Angeles | 90037 | Host Customer is System Owner | 6 |  | 2001001A | SunEarth, Inc. | SOLARAY | TE40P-80-2G | Indirect Forced Circulation (IF) | 40.9 |  | EP-40 / EP-40-0.75 | Glycol | Advanced Controller with a Vacation or Holiday Mode | Solar Storage and Auxiliary Tanks are separate | 80 | 1 | 1 | 75 | Z08 | [18 empty] | Los Angeles | FALSE | 70.53 |  | 2011-06-01: 2016-10-08; 2011-08-03: 2016-10-25; 2011-09-20: 2016-12-07 | 2875 | 9380 | Up-front Payment
SCG-006768 | Single Family Residential | Domestic Hot Water | Gas | Southern California Gas Company | Incentive:Paid | 9380 | 70 |  | 1 SCG | 134 |  | 134 |  | 2016-10-18 10:48 | 2016-11-30 | EVOLUTION ENERGY SOLUTIONS L L C | Retrofit | Los Angeles | Los Angeles | 90032 | Host Customer is System Owner | 3 |  | 2001001A | SunEarth, Inc. | SOLARAY | TE40P-80-2G | Indirect Forced Circulation (IF) | 40.9 |  | EP-40 / EP-40-0.75 | Glycol | Advanced Controller with a Vacation or Holiday Mode | Solar Storage and Auxiliary Tanks are separate | 80 | 1 | 1 | 45 | Z09 | [18 empty] | Los Angeles | FALSE | 70 |  | 2011-06-01: 2016-10-08; 2011-08-03: 2016-10-18; 2011-09-20: 2016-11-30 | 2881 | 9380 | Up-front Payment
SCG-006769 | Single Family Residential | Domestic Hot Water | Gas | Southern California Gas Company | Incentive:Paid | 9702 | 70 |  | 1 SCG | 154 |  | 139 |  | 2016-10-17 17:06 | 2016-11-22 | SUNLIGHT ENERGY SYSTEMS INC | Retrofit | ORANGE | Orange | 92869 | Host Customer is System Owner | 3 |  | 2001001D | SunEarth, Inc. | SOLARAY | TE48C-80-2G | Indirect Forced Circulation (IF) | 49.48 |  | EC-24 / EC-24-0.75 | Glycol | Advanced Controller with a Vacation or Holiday Mode | Solar Storage and Auxiliary Tanks are separate | 80 | 0.9 | 1 | 45 | Z08 | [18 empty] | ORANGE | FALSE | 67.53 |  | 2011-06-01: 2016-10-09; 2011-08-03: 2016-10-17; 2011-09-20: 2016-11-22 | 2889 | 10400 | Up-front Payment
SCG-006770 | Single Family Residential | Domestic Hot Water | Gas | Southern California Gas Company | Incentive:Paid | 9408 | 70 |  | 1 SCG | 140 |  | 134 |  | 2016-10-11 13:26 | 2016-11-30 | TITANIUM POWER INC | Retrofit | Los Angeles | Los Angeles | 90003 | Host Customer is System Owner | 5 |  | 2001001B | SunEarth, Inc. | SOLARAY | TE40C-80-2G | Indirect Forced Circulation (IF) | 40.86 |  | EC-40 / EC-40-0.75 | Glycol | Advanced Controller with a Vacation or Holiday Mode | Solar Storage and Auxiliary Tanks are separate | 80 | 0.96 | 1 | 65 | Z08 | [18 empty] | Los Angeles | FALSE | 67.56 |  | 2011-06-01: 2016-10-10; 2011-08-03: 2016-10-11; 2011-09-20: 2016-11-30 | 2881 | 9459 | Up-front Payment
SCG-006772 | Single Family Residential | Domestic Hot Water | Gas | Southern California Gas Company | Incentive:Paid | 10238 | 70 |  | 1 SCG | 162 |  | 160 |  | 2016-12-22 16:28 | 2017-03-22 | SOL RELIABLE INC | Retrofit | Winnetka | Los Angeles | 91306 | Host Customer is System Owner | 3 |  | 2009036H | Heliodyne, Inc. | HELIOPAK | HPAK 016 2 406 G 80 ACD Z | Indirect Forced Circulation (IF) | 53.88 |  | 406 001 | Forced Circulation |  | Solar Storage and Auxiliary Tanks are separate | 80 | 0.99 | 1 | 45 | Z09 | [18 empty] | LADBS | FALSE | 92.59 |  | 2011-06-01: 2016-10-10; 2011-08-03: 2016-12-22; 2011-09-20: 2017-03-22 | 2773 | 15000 | Up-front Payment
SCG-006773 | Single Family Residential | Domestic Hot Water | Gas | Southern California Gas Company | Incentive:Paid | 10220 | 70 |  | 1 SCG | 146 |  | 146 |  | 2016-11-07 15:34 | 2017-02-06 | FEREIDOUN TAHMASBI | Retrofit | Granada Hills | Los Angeles | 91344 | Host Customer is System Owner | 5 |  | 2001001C | SunEarth, Inc. | SOLARAY | TE48P-80-2G | Indirect Forced Circulation (IF) | 49.3 |  | EP-24 / EP-24-0.75 | Glycol | Steam Back | Solar Storage and Auxiliary Tanks are separate | 80 | 1 | 1 | 65 | Z09 | [18 empty] | City of Los Angeles | FALSE | 70 |  | 2011-06-01: 2016-10-10; 2011-08-03: 2016-11-07; 2011-09-20: 2017-02-06 | 2815 | 10220 | Up-front Payment
SCG-006775 | Commercial Pools | Pool Heating | Gas | Southern California Gas Company | Incentive:Paid | 6940 | 5 |  | 1 | 1388 |  | 1388 |  | 2016-10-26 10:23 | 2016-10-27 | SUNX SOLAR INC | Retrofit | Palm Springs | Riverside | 92264 | Host Customer is System Owner | [7 empty] | 386.4 | 48.3 |  | Drainback |  |  |  | 1 | 1 |  | Z15 |  |  |  | 10001884 | 8 | 1 | [5 empty] | FALSE | [6 empty] | City of Palm Springs | FALSE | 5.3 |  | 2016-10-11 |  | 2016-10-26 | 2016-10-27 | 2016-11-22 | 2016-12-09 | 2869 | 7355 | Up-front Payment
SCG-006776 | Single Family Residential | Domestic Hot Water | Gas | Southern California Gas Company | Incentive:Paid | 10238 | 70 |  | 1 SCG | 151 |  | 151 |  | 2016-10-11 13:16 | 2016-11-14 | ALL VALLEY SOLAR INC | Retrofit | Cathederal City | Cathedral City | 92234 | Host Customer is System Owner | 4 |  | 2001028H | SunEarth, Inc. | CASCADE | ECRD-64-80-2G | Indirect Forced Circulation (IF) | 65.67 |  | EC-32 / EC-32-0.75 | Automatic Drainback |  | Solar Storage and Auxiliary Tanks are separate | 80 | 1 | 1 | 55 | Z15 | [18 empty] | Catherderal City | FALSE | 70.15 |  | 2011-06-01: 2016-10-11; 2011-08-03: 2016-10-11; 2011-09-20: 2016-11-14 | 2900 | 10592 | Up-front Payment
SCG-006777 | Single Family Residential | Domestic Hot Water | Gas | Southern California Gas Company | Incentive:Paid | 4328 | 29.85 |  | 1 | 145 |  | 145 |  | 2017-10-12 12:57 | 2018-06-11 | MOHR POWER SOLAR INC | Retrofit | Claremont | Los Angeles | 91711 | Host Customer is System Owner | 5 |  | 2010143B | Solene | AURORA/AO SMITH | SLAR64DC-80HE-XG | Indirect Forced Circulation (IF) | 64 |  | SLAR-32 | Glycol | Advanced Controller with a Vacation or Holiday Mode | Solar Storage and Auxiliary Tanks are separate | 80 | 1 | 1 | 65 | Z09 | [18 empty] | City of Claremont | FALSE | 74.48 |  | 2016-10-11 | 2017-11-10 |  |  | 2017-10-12 | 2018-06-11 | 2327 | 10800 | Up-front Payment
SCG-006778 | Single Family Residential | Domestic Hot Water | Gas | Southern California Gas Company | Incentive:Paid | 9730 | 70 |  | 1 SCG | 139 |  | 139 |  | 2016-12-28 14:32 | 2017-03-27 | MOHR POWER SOLAR INC | Retrofit | Corona | Riverside | 92882 | Host Customer is System Owner | 5 |  | 2010143B | Solene | AURORA/AO SMITH | SLAR64DC-80HE-XG | Indirect Forced Circulation (IF) | 64 |  | SLAR-32 | Glycol | Advanced Controller with a Vacation or Holiday Mode | Solar Storage and Auxiliary Tanks are separate | 80 | 1 | 1 | 65 | Z10 | [18 empty] | City of Corona | FALSE | 70 |  | 2011-06-01: 2016-10-11; 2011-08-03: 2016-12-28; 2011-09-20: 2017-03-27 | 2768 | 9730 | Up-front Payment
SCG-006779 | Single Family Residential | Domestic Hot Water | Gas | Southern California Gas Company | Incentive:Paid | 10238 | 70 |  | 1 SCG | 163 |  | 155 |  | 2016-12-15 10:31 | 2017-03-29 | ALL VALLEY SOLAR INC | Retrofit | Los Angeles | Los Angeles | 90064 | Host Customer is System Owner | 4 |  | 30004024 | SunEarth, Inc. | Cascade 2 | C2-40-120-TLG | Indirect Forced Circulation (IF) | 40.95 |  | TRB-40 | Automatic Drainback | Drainback (Water) | Solar Storage with Tankless Auxiliary Water Heater | 120 | 1 | 0.95 | 55 | Z09 | [18 empty] | LADBS | FALSE | 74.69 |  | 2011-06-01: 2016-10-11; 2011-08-03: 2016-12-15; 2011-09-20: 2017-03-29 | 2760 | 12174 | Up-front Payment
SCG-006780 | Single Family Residential | Domestic Hot Water | Gas | Southern California Gas Company | Incentive:Paid | 9800 | 70 |  | 1 SCG | 140 |  | 140 |  | 2016-10-14 14:19 | 2016-11-22 | TITANIUM POWER INC | Retrofit | Los Angeles | Los Angeles | 90011 | Host Customer is System Owner | 5 |  | 2001001B | SunEarth, Inc. | SOLARAY | TE40C-80-2G | Indirect Forced Circulation (IF) | 40.86 |  | EC-40 / EC-40-0.75 | Glycol | Advanced Controller with a Vacation or Holiday Mode | Solar Storage and Auxiliary Tanks are separate | 80 | 1 | 1 | 65 | Z08 | [18 empty] | Los Angeles | FALSE | 70.42 |  | 2011-06-01: 2016-10-11; 2011-08-03: 2016-10-14; 2011-09-20: 2016-11-22 | 2889 | 9859 | Up-front Payment
SCG-006781 | Single Family Residential | Domestic Hot Water | Gas | Southern California Gas Company | Incentive:Paid | 10238 | 70 |  | 1 SCG | 186 |  | 177 |  | 2016-10-11 20:36 | 2016-11-30 | CATERSOLAR INC | Retrofit | west Hills | Los Angeles | 91304 | Host Customer is System Owner | 4 |  | 2011118A | Stiebel Eltron | SOLAR HOT WATER PACKAGE | SOLKIT-2N-B | Indirect Forced Circulation (IF) | 54.81 |  | SOL 27 Premium S | Glycol | Advanced Controller with a Vacation or Holiday Mode | Solar Storage with Tankless Auxiliary Water Heater | 81.1 | 1 | 0.95 | 55 | Z09 | [18 empty] | CITY OF LOS ANGELES | FALSE | 56.24 |  | 2011-06-01: 2016-10-11; 2011-08-03: 2016-10-11; 2011-09-20: 2016-11-30 | 2881 | 10460 | Up-front Payment
SCG-006783 | Single Family Residential | Domestic Hot Water | Gas | Southern California Gas Company | Incentive:Paid | 9217 | 70 |  | 1 SCG | 140 |  | 132 |  | 2016-10-14 14:18 | 2016-11-14 | TITANIUM POWER INC | Retrofit | Los Angeles | Los Angeles | 90011 | Host Customer is System Owner | 5 |  | 2001001B | SunEarth, Inc. | SOLARAY | TE40C-80-2G | Indirect Forced Circulation (IF) | 40.86 |  | EC-40 / EC-40-0.75 | Glycol | Advanced Controller with a Vacation or Holiday Mode | Solar Storage and Auxiliary Tanks are separate | 80 | 0.99 | 0.95 | 65 | Z08 | [18 empty] | Los Angeles | FALSE | 66.14 |  | 2011-06-01: 2016-10-12; 2011-08-03: 2016-10-14; 2011-09-20: 2016-11-14 | 2900 | 9259 | Up-front Payment
SCG-006784 | Single Family Residential | Domestic Hot Water | Gas | Southern California Gas Company | Incentive:Paid | 9310 | 70 |  | 1 SCG | 140 |  | 133 |  | 2016-10-14 14:17 | 2016-11-22 | TITANIUM POWER INC | Retrofit | Los Angeles | Los Angeles | 90011 | Host Customer is System Owner | 5 |  | 2001001B | SunEarth, Inc. | SOLARAY | TE40C-80-2G | Indirect Forced Circulation (IF) | 40.86 |  | EC-40 / EC-40-0.75 | Glycol | Advanced Controller with a Vacation or Holiday Mode | Solar Storage and Auxiliary Tanks are separate | 80 | 1 | 0.95 | 65 | Z08 | [18 empty] | Los Angeles | FALSE | 66.85 |  | 2011-06-01: 2016-10-12; 2011-08-03: 2016-10-14; 2011-09-20: 2016-11-22 | 2889 | 9359 | Up-front Payment
SCG-006785 | Single Family Residential | Domestic Hot Water | Gas | Southern California Gas Company | Incentive:Paid | 9095 | 70 |  | 1 SCG | 141 |  | 130 |  | 2016-10-14 14:16 | 2016-11-14 | TITANIUM POWER INC | Retrofit | Arleta | Los Angeles | 91331 | Host Customer is System Owner | 5 |  | 2001001B | SunEarth, Inc. | SOLARAY | TE40C-80-2G | Indirect Forced Circulation (IF) | 40.86 |  | EC-40 / EC-40-0.75 | Glycol | Advanced Controller with a Vacation or Holiday Mode | Solar Storage and Auxiliary Tanks are separate | 80 | 0.97 | 0.95 | 65 | Z09 | [18 empty] | Los Angeles | FALSE | 64.96 |  | 2011-06-01: 2016-10-12; 2011-08-03: 2016-10-14; 2011-09-20: 2016-11-14 | 2900 | 9159 | Up-front Payment
SCG-006786 | Single Family Residential | Domestic Hot Water | Gas | Southern California Gas Company | Incentive:Paid | 10238 | 70 |  | 1 SCG | 162 |  | 162 |  | 2016-11-01 11:30 | 2016-12-21 | ALL VALLEY SOLAR INC | Retrofit | Los Angeles | Los Angeles | 90068 | Host Customer is System Owner | 4 |  | 2001028H | SunEarth, Inc. | CASCADE | ECRD-64-80-2G | Indirect Forced Circulation (IF) | 65.67 |  | EC-32 / EC-32-0.75 | Automatic Drainback |  | Solar Storage and Auxiliary Tanks are separate | 80 | 1 | 1 | 55 | Z09 | [18 empty] | LADBS | FALSE | 66.67 |  | 2011-06-01: 2016-10-13; 2011-08-03: 2016-11-01; 2011-09-20: 2016-12-21 | 2860 | 10800 | Up-front Payment
SCG-006787 | Commercial/Multifamily Residential | Absorption Chilling; Domestic Hot Water | Gas | Southern California Gas Company | Reservation:Canceled | 167425 | 12.5 |  | 1 SCG | 6697 |  | 6697 |  | 2017-02-03 09:43 |  | SUNWATER SOLAR INC | Retrofit | Palm Desert | Riverside | 92260 | Power Purchase Agreements | [7 empty] | 1288.8 | 32.22 |  | Drainback |  | Solar Storage and Auxiliary Tanks are separate |  | 1 | 1 | 5000 | Z16 | 600 | Units | Hotels/Motels | 2010115D | 40 | 5 | 3200 | 1 | 200 | 1 | 432900 | TRUE | 130 | 125 | [5 empty] | FALSE | 199.98 |  | 2011-06-01: 2016-10-13; 2011-06-21: 2017-06-02; 2011-06-23: 2017-02-03 | 2703 | 1339292 | Performance-Based Incentive
SCG-006788 | Single Family Residential | Domestic Hot Water | Gas | Southern California Gas Company | Incentive:Paid | 10238 | 70 |  | 1 SCG | 147 |  | 147 |  | 2016-10-13 14:39 | 2016-11-22 | SUNTREK INDUSTRIES INC | Retrofit | Palm Springs | Riverside | 92264 | Host Customer is System Owner | 4 |  | 2001001B | SunEarth, Inc. | SOLARAY | TE40C-80-2G | Indirect Forced Circulation (IF) | 40.86 |  | EC-40 / EC-40-0.75 | Glycol | Advanced Controller with a Vacation or Holiday Mode | Solar Storage with Tankless Auxiliary Water Heater | 80 | 1 | 1 | 55 | Z15 | [18 empty] | Palm Springs | FALSE | 125.85 |  | 2011-06-01: 2016-10-13; 2011-08-03: 2016-10-13; 2011-09-20: 2016-11-22 | 2888 | 18500 | Up-front Payment
SCG-006789 | Single Family Residential | Domestic Hot Water | Gas | Southern California Gas Company | Incentive:Paid | 10238 | 70 |  | 1 SCG | 163 |  | 163 |  | 2016-11-09 13:27 | 2017-02-06 | ALL VALLEY SOLAR INC | Retrofit | N Hollywood | North Hollywood | 91605 | Host Customer is System Owner | 4 |  | 2008025B | SunEarth, Inc. | CASCADE | ECRD-40-80-TLG | Indirect Forced Circulation (IF) | 40.86 |  | EC-40 / EC-40-0.75 | Automatic Drainback | Drainback (Water) | Solar Storage with Tankless Auxiliary Water Heater | 80 | 1 | 1 | 55 | Z09 | [18 empty] | LADBS | FALSE | 66.26 |  | 2011-06-01: 2016-10-13; 2011-08-03: 2016-11-09; 2011-09-20: 2017-02-06 | 2815 | 10800 | Up-front Payment
PGE-006790 | Low Income Single Family Residential | Domestic Hot Water | Gas | Pacific Gas and Electric | Incentive:Paid | 1841 | 36.9 |  | 1 | 147 |  | 137 |  | 2016-12-05 15:12 | 2016-12-06 | CENTRAL VALLEY OPPORTUNITY CENTER INCORPORATED | Retrofit | MODESTO | Stanislaus | 95351 | Host Customer is System Owner | 3 |  | 2010017C | Alternate Energy Technologies | EAGLESUN | DBS-G2-80-64 | Indirect Forced Circulation (IF) | 65.34 |  | MSC-32 | Automatic Drainback | Drainback (Water) | Solar Storage and Auxiliary Tanks are separate | 80 | 0.93 | 1 | 45 | Z12 | [18 empty] | STANISLAUS | FALSE | 36.35 |  | 2011-06-01: 2016-10-13; 2011-08-03: 2016-12-05; 2011-09-20: 2016-12-06 | 2864 | 5343 | Up-front Payment
SCG-006791 | Single Family Residential | Domestic Hot Water | Gas | Southern California Gas Company | Incentive:Paid | 10238 | 70 |  | 1 SCG | 186 |  | 158 |  | 2016-10-13 21:01 | 2016-11-14 | CATERSOLAR INC | Retrofit | Sherman Oaks | Los Angeles | 91411 | Host Customer is System Owner | 3 |  | 2011118A | Stiebel Eltron | SOLAR HOT WATER PACKAGE | SOLKIT-2N-B | Indirect Forced Circulation (IF) | 54.81 |  | SOL 27 Premium S | Glycol | Advanced Controller with a Vacation or Holiday Mode | Solar Storage with Tankless Auxiliary Water Heater | 81.1 | 1 | 0.85 | 45 | Z09 | [18 empty] | CITY OF LOS ANGELES | FALSE | 56.24 |  | 2011-06-01: 2016-10-13; 2011-08-03: 2016-10-13; 2011-09-20: 2016-11-14 | 2900 | 10460 | Up-front Payment
SCG-006792 | Single Family Residential | Domestic Hot Water | Gas | Southern California Gas Company | Incentive:Paid | 10238 | 70 |  | 1 SCG | 177 |  | 160 |  | 2016-12-08 12:46 | 2017-03-16 | ALL VALLEY SOLAR INC | Retrofit | Santa Monica | Santa Monica | 90405 | Host Customer is System Owner | 4 |  | 30004021 | SunEarth, Inc. | Cascade 2 | C2-32-80-TLG | Indirect Forced Circulation (IF) | 32.84 |  | EC-32 / EC-32-0.75 | Automatic Drainback |  | Solar Storage with Tankless Auxiliary Water Heater | 80 | 0.95 | 0.95 | 55 | Z06 | [18 empty] | City of Santa Monica | FALSE | 57.85 |  | 2011-06-01: 2016-10-14; 2011-08-03: 2016-12-08; 2011-09-20: 2017-03-16 | 2777 | 10240 | Up-front Payment
PGE-006793 | Low Income Single Family Residential | Domestic Hot Water | Gas | Pacific Gas and Electric | Incentive:Paid | 5262 | 36.9 |  | 1 | 147 |  | 143 |  | 2016-11-02 14:18 | 2016-12-14 | COMMUNITY RESOURCE PROJECT INC | Retrofit | SACRAMENTO | Sacramento | 95824 | Host Customer is System Owner | 2 |  | 2010017C | Alternate Energy Technologies | EAGLESUN | DBS-G2-80-64 | Indirect Forced Circulation (IF) | 65.34 |  | MSC-32 | Automatic Drainback | Drainback (Water) | Solar Storage and Auxiliary Tanks are separate | 80 | 0.97 | 1 | 35 | Z12 | [18 empty] | City of Sacramento | FALSE | 42.09 |  | 2016-10-14 | 2016-11-08 |  |  | 2016-11-02 | 2016-12-14 | 2852 | 6187.09 | Up-front Payment
SCG-006795 | Single Family Residential | Domestic Hot Water | Gas | Southern California Gas Company | Incentive:Paid | 9380 | 70 |  | 1 SCG | 134 |  | 134 |  | 2016-10-19 14:36 | 2016-11-22 | EVOLUTION ENERGY SOLUTIONS L L C | Retrofit | Los Angeles | Los Angeles | 90033 | Host Customer is System Owner | 2 |  | 2001001A | SunEarth, Inc. | SOLARAY | TE40P-80-2G | Indirect Forced Circulation (IF) | 40.9 |  | EP-40 / EP-40-0.75 | Glycol | Advanced Controller with a Vacation or Holiday Mode | Solar Storage and Auxiliary Tanks are separate | 80 | 1 | 1 | 35 | Z09 | [18 empty] | Los Angeles | FALSE | 70 |  | 2011-06-01: 2016-10-14; 2011-08-03: 2016-10-19; 2011-09-20: 2016-11-22 | 2888 | 9380 | Up-front Payment
SCG-006796 | Single Family Residential | Domestic Hot Water | Gas | Southern California Gas Company | Incentive:Paid | 10238 | 70 |  | 1 SCG | 167 |  | 159 |  | 2016-11-03 10:28 | 2017-01-13 | ENVIRONMENTAL SOLAR DESIGN INC | Retrofit | Los Angeles | Los Angeles | 90039 | Host Customer is System Owner | 4 |  | 2001001R | SunEarth, Inc. | SOLARAY | TE64P-120-2G | Indirect Forced Circulation (IF) | 65.67 |  | EP-32 / EP-32-0.75 | Glycol | Advanced Controller with a Vacation or Holiday Mode | Solar Storage and Auxiliary Tanks are separate | 120 | 1 | 0.95 | 55 | Z09 | [18 empty] | City of Los Angeles | FALSE | 62.87 |  | 2011-06-01: 2016-10-14; 2011-08-03: 2016-11-03; 2011-09-20: 2017-01-13 | 2837 | 10500 | Up-front Payment
SCG-006797 | Single Family Residential | Domestic Hot Water | Gas | Southern California Gas Company | Incentive:Paid | 9701 | 70 |  | 1 SCG | 162 |  | 162 |  | 2016-12-14 16:43 | 2017-03-29 | ALL VALLEY SOLAR INC | Retrofit | Panorama City | Panorama City | 91402 | Host Customer is System Owner | 4 |  | 2001028H | SunEarth, Inc. | CASCADE | ECRD-64-80-2G | Indirect Forced Circulation (IF) | 65.67 |  | EC-32 / EC-32-0.75 | Automatic Drainback |  | Solar Storage and Auxiliary Tanks are separate | 80 | 1 | 1 | 55 | Z09 | [18 empty] | LADBS | FALSE | 59.88 |  | 2011-06-01: 2016-10-14; 2011-08-03: 2016-12-14; 2011-09-20: 2017-03-29 | 2762 | 9701 | Up-front Payment
SCG-006798 | Single Family Residential | Domestic Hot Water | Gas | Southern California Gas Company | Incentive:Paid | 10206 | 70 |  | 1 SCG | 162 |  | 146 |  | 2017-01-26 15:13 | 2017-03-17 | ALL VALLEY SOLAR INC | Retrofit | Beverly Hills | Beverly Hills | 90210 | Host Customer is System Owner | 4 |  | 2001028H | SunEarth, Inc. | CASCADE | ECRD-64-80-2G | Indirect Forced Circulation (IF) | 65.67 |  | EC-32 / EC-32-0.75 | Automatic Drainback |  | Solar Storage and Auxiliary Tanks are separate | 80 | 1 | 0.9 | 55 | Z09 | [18 empty] | LADBS | FALSE | 63.37 |  | 2011-06-01: 2016-10-14; 2011-08-03: 2017-01-26; 2011-09-20: 2017-03-17 | 2770 | 10266 | Up-front Payment
SCG-006799 | Single Family Residential | Domestic Hot Water | Gas | Southern California Gas Company | Incentive:Paid | 10238 | 70 |  | 1 SCG | 163 |  | 147 |  | 2016-12-16 13:27 | 2017-03-20 | ALL VALLEY SOLAR INC | Retrofit | Studio City | Studio City | 91604 | Host Customer is System Owner | 4 |  | 2008025B | SunEarth, Inc. | CASCADE | ECRD-40-80-TLG | Indirect Forced Circulation (IF) | 40.86 |  | EC-40 / EC-40-0.75 | Automatic Drainback |  | Solar Storage with Tankless Auxiliary Water Heater | 80 | 0.9 | 1 | 55 | Z09 | [18 empty] | LADBS | FALSE | 63.19 |  | 2011-06-01: 2016-10-14; 2011-08-03: 2016-12-16; 2011-09-20: 2017-03-20 | 2775 | 10300 | Up-front Payment
SCG-006800 | Single Family Residential | Domestic Hot Water | Gas | Southern California Gas Company | Incentive:Paid | 10238 | 70 |  | 1 SCG | 170 |  | 162 |  | 2016-10-24 14:42 | 2016-12-08 | SUNTREK INDUSTRIES INC | Retrofit | Perris | Riverside | 92571 | Host Customer is System Owner | 4 |  | 2008024B | SunEarth, Inc. | SOLARAY | TE40C-80-TLG | Indirect Forced Circulation (IF) | 40.86 |  | EC-40 / EC-40-0.75 | Glycol | Advanced Controller with a Vacation or Holiday Mode | Solar Storage with Tankless Auxiliary Water Heater | 80 | 1 | 0.95 | 55 | Z10 | [18 empty] | Perris | FALSE | 61.76 |  | 2011-06-01: 2016-10-14; 2011-08-03: 2016-10-24; 2011-09-20: 2016-12-08 | 2875 | 10500 | Up-front Payment
SCG-006801 | Single Family Residential | Domestic Hot Water | Gas | Southern California Gas Company | Incentive:Paid | 10220 | 70 |  | 1 SCG | 146 |  | 146 |  | 2017-01-06 10:00 | 2017-03-17 | THE SOLAR ENERGY COMPANY INC | Retrofit | Oxnard | Oxnard | 93030 | Host Customer is System Owner | 4 |  | 2001001D | SunEarth, Inc. | SOLARAY | TE48C-80-2G | Indirect Forced Circulation (IF) | 49.48 |  | EC-24 / EC-24-0.75 | Glycol | Advanced Controller with a Vacation or Holiday Mode | Solar Storage and Auxiliary Tanks are separate | 80 | 1 | 1 | 55 | Z06 | [18 empty] | City of Oxnard | FALSE | 70 |  | 2011-06-01: 2016-10-14; 2011-08-03: 2017-01-06; 2011-09-20: 2017-03-17 | 2771 | 10220 | Up-front Payment
SCG-006802 | Single Family Residential | Domestic Hot Water | Gas | Southern California Gas Company | Incentive:Paid | 10238 | 70 |  | 1 SCG | 154 |  | 146 |  | 2016-12-30 11:34 | 2017-03-29 | SUNLIGHT ENERGY SYSTEMS INC | Retrofit | IRVINE | Orange | 92606 | Host Customer is System Owner | 3 |  | 2001001D | SunEarth, Inc. | SOLARAY | TE48C-80-2G | Indirect Forced Circulation (IF) | 49.48 |  | EC-24 / EC-24-0.75 | Glycol | Advanced Controller with a Vacation or Holiday Mode | Solar Storage and Auxiliary Tanks are separate | 80 | 1 | 0.95 | 45 | Z08 | [18 empty] | IRVINE | FALSE | 67.53 |  | 2011-06-01: 2016-10-14; 2011-08-03: 2016-12-30; 2011-09-20: 2017-03-29 | 2760 | 10400 | Up-front Payment
PGE-006803 | Low Income Single Family Residential | Domestic Hot Water | Gas | Pacific Gas and Electric | Incentive:Paid | 4506 | 36.9 |  | 1 | 147 |  | 125 |  | 2016-12-06 15:44 | 2016-12-15 | MERCED COUNTY COMMUNITY ACTION BOARD | Retrofit | Merced | Merced | 95348 | Host Customer is System Owner | 5 |  | 2010017C | Alternate Energy Technologies | EAGLESUN | DBS-G2-80-64 | Indirect Forced Circulation (IF) | 65.34 |  | MSC-32 | Automatic Drainback |  | Solar Storage and Auxiliary Tanks are separate | 80 | 1 | 0.85 | 65 | Z12 | [18 empty] | MERCED | FALSE | 30.66 |  | 2016-10-15 | 2016-12-12 |  |  | 2016-12-06 | 2016-12-15 | 2852 | 4506.48 | Up-front Payment
SCG-006804 | Single Family Residential | Domestic Hot Water | Gas | Southern California Gas Company | Incentive:Paid | 10200 | 70 |  | 1 SCG | 168 |  | 158 |  | 2016-11-01 14:01 | 2017-01-05 | TENCO SOLAR | Retrofit | Irvine | Orange | 92620 | Host Customer is System Owner | 4 |  | 2001001E | SunEarth, Inc. | SOLARAY | TE64P-80-2G | Indirect Forced Circulation (IF) | 65.67 |  | EP-32 / EP-32-0.75 | Glycol | Advanced Controller with a Vacation or Holiday Mode | Solar Storage and Auxiliary Tanks are separate | 80 | 0.99 | 0.95 | 55 | Z08 | [18 empty] | irvine | FALSE | 60.71 |  | 2011-06-01: 2016-10-15; 2011-08-03: 2016-11-01; 2011-09-20: 2017-01-05 | 2839 | 10200 | Up-front Payment
SCG-006807 | Single Family Residential | Domestic Hot Water | Gas | Southern California Gas Company | Incentive:Paid | 8820 | 70 |  | 1 SCG | 126 |  | 126 |  | 2016-10-27 13:24 | 2016-12-16 | EVOLUTION ENERGY SOLUTIONS L L C | Retrofit | WILMINGTON | Los Angeles | 90744 | Host Customer is System Owner | 3 |  | 2001001A | SunEarth, Inc. | SOLARAY | TE40P-80-2G | Indirect Forced Circulation (IF) | 40.9 |  | EP-40 / EP-40-0.75 | Glycol | Advanced Controller with a Vacation or Holiday Mode | Solar Storage and Auxiliary Tanks are separate | 80 | 1 | 1 | 45 | Z06 | [18 empty] | Los Angeles | FALSE | 70 |  | 2011-06-01: 2016-10-16; 2011-08-03: 2016-10-27; 2011-09-20: 2016-12-16 | 2868 | 8820 | Up-front Payment
SCG-006808 | Single Family Residential | Domestic Hot Water | Gas | Southern California Gas Company | Incentive:Paid | 9286 | 70 |  | 1 SCG | 134 |  | 133 |  | 2016-10-19 14:14 | 2016-12-08 | EVOLUTION ENERGY SOLUTIONS L L C | Retrofit | SUN VALLEY | Los Angeles | 91352 | Host Customer is System Owner | 3 |  | 2001001A | SunEarth, Inc. | SOLARAY | TE40P-80-2G | Indirect Forced Circulation (IF) | 40.9 |  | EP-40 / EP-40-0.75 | Glycol | Advanced Controller with a Vacation or Holiday Mode | Solar Storage and Auxiliary Tanks are separate | 80 | 0.99 | 1 | 45 | Z09 | [18 empty] | Los Angeles | FALSE | 69.3 |  | 2011-06-01: 2016-10-16; 2011-08-03: 2016-10-19; 2011-09-20: 2016-12-08 | 2875 | 9286 | Up-front Payment
SCG-006809 | Single Family Residential | Domestic Hot Water | Gas | Southern California Gas Company | Incentive:Paid | 10238 | 70 |  | 1 SCG | 167 |  | 167 |  | 2016-12-21 12:56 | 2017-03-21 | EVOLUTION ENERGY SOLUTIONS L L C | Retrofit | Los Angeles | Los Angeles | 90033 | Host Customer is System Owner | 5 |  | 2008024F | SunEarth, Inc. | SOLARAY | TE40P-80-TLG | Indirect Forced Circulation (IF) | 40.9 |  | EP-40 / EP-40-0.75 | Glycol | Advanced Controller with a Vacation or Holiday Mode | Solar Storage with Tankless Auxiliary Water Heater | 80 | 1 | 1 | 65 | Z09 | [18 empty] | Los Angeles | FALSE | 61.31 |  | 2011-06-01: 2016-10-16; 2011-08-03: 2016-12-21; 2011-09-20: 2017-03-21 | 2773 | 10238 | Up-front Payment
SCG-006810 | Single Family Residential | Domestic Hot Water | Gas | Southern California Gas Company | Incentive:Paid | 9380 | 70 |  | 1 SCG | 134 |  | 134 |  | 2016-10-27 11:32 | 2016-12-16 | EVOLUTION ENERGY SOLUTIONS L L C | Retrofit | LOS ANGELES | Los Angeles | 90023 | Host Customer is System Owner | 4 |  | 2001001A | SunEarth, Inc. | SOLARAY | TE40P-80-2G | Indirect Forced Circulation (IF) | 40.9 |  | EP-40 / EP-40-0.75 | Glycol | Advanced Controller with a Vacation or Holiday Mode | Solar Storage and Auxiliary Tanks are separate | 80 | 1 | 1 | 55 | Z09 | [18 empty] | Los Angeles | FALSE | 70 |  | 2011-06-01: 2016-10-16; 2011-08-03: 2016-10-27; 2011-09-20: 2016-12-16 | 2868 | 9380 | Up-front Payment
SCG-006811 | Single Family Residential | Domestic Hot Water | Gas | Southern California Gas Company | Incentive:Paid | 9380 | 70 |  | 1 SCG | 134 |  | 134 |  | 2016-11-01 15:00 | 2017-01-05 | EVOLUTION ENERGY SOLUTIONS L L C | Retrofit | LOS ANGELES | Los Angeles | 90023 | Host Customer is System Owner | 4 |  | 2001001A | SunEarth, Inc. | SOLARAY | TE40P-80-2G | Indirect Forced Circulation (IF) | 40.9 |  | EP-40 / EP-40-0.75 | Glycol | Advanced Controller with a Vacation or Holiday Mode | Solar Storage and Auxiliary Tanks are separate | 80 | 1 | 1 | 55 | Z09 | [18 empty] | Los Angeles | FALSE | 70 |  | 2011-06-01: 2016-10-16; 2011-08-03: 2016-11-01; 2011-09-20: 2017-01-05 | 2839 | 9380 | Up-front Payment
SCG-006812 | Single Family Residential | Domestic Hot Water | Gas | Southern California Gas Company | Incentive:Paid | 10206 | 70 |  | 1 SCG | 162 |  | 146 |  | 2016-12-05 11:05 | 2017-03-14 | ALL VALLEY SOLAR INC | Retrofit | Northridge | Northridge | 91326 | Host Customer is System Owner | 4 |  | 2001028H | SunEarth, Inc. | CASCADE | ECRD-64-80-2G | Indirect Forced Circulation (IF) | 65.67 |  | EC-32 / EC-32-0.75 | Automatic Drainback |  | Solar Storage and Auxiliary Tanks are separate | 80 | 1 | 0.9 | 55 | Z09 | [18 empty] | LADBS | FALSE | 63.58 |  | 2011-06-01: 2016-10-17; 2011-08-03: 2016-12-05; 2011-09-20: 2017-03-14 | 2776 | 10300 | Up-front Payment
SCG-006813 | Single Family Residential | Domestic Hot Water | Gas | Southern California Gas Company | Incentive:Paid | 4366 | 29.85 |  | 1 | 168 |  | 165 |  | 2016-12-01 07:58 | 2017-04-28 | TENCO SOLAR | Retrofit | lakewood | Los Angeles | 90713 | Host Customer is System Owner | 4 |  | 2001001E | SunEarth, Inc. | SOLARAY | TE64P-80-2G | Indirect Forced Circulation (IF) | 65.67 |  | EP-32 / EP-32-0.75 | Glycol | Advanced Controller with a Vacation or Holiday Mode | Solar Storage and Auxiliary Tanks are separate | 80 | 0.98 | 1 | 55 | Z08 | [18 empty] | lakewood Ca | FALSE | 61.97 |  | 2011-06-01: 2016-10-17; 2011-08-03: 2016-12-01; 2011-09-20: 2017-04-28 | 2728 | 10411 | Up-front Payment
SCG-006815 | Single Family Residential | Domestic Hot Water | Gas | Southern California Gas Company | Incentive:Paid | 10238 | 70 |  | 1 SCG | 157 |  | 157 |  | 2017-01-04 13:44 | 2017-03-17 | ALL VALLEY SOLAR INC | Retrofit | Los Angeles | Los Angeles | 90068 | Host Customer is System Owner | 4 |  | 30004176 | HTP, Inc. | SOLAR SKIES | DB-80-40-GB | Indirect Forced Circulation (IF) | 39.71 |  | SS-40 | Automatic Drainback |  | Solar Storage and Auxiliary Tanks are separate | 80 | 1 | 1 | 55 | Z09 | [18 empty] | LADBS | FALSE | 86.05 |  | 2011-06-01: 2016-10-17; 2011-08-03: 2017-01-04; 2011-09-20: 2017-03-17 | 2777 | 13510 | Up-front Payment
SCG-006816 | Single Family Residential | Domestic Hot Water | Gas | Southern California Gas Company | Incentive:Paid | 10238 | 70 |  | 1 SCG | 156 |  | 148 |  | 2016-10-17 13:24 | 2016-11-22 | ALL VALLEY SOLAR INC | Retrofit | Los Angeles | Los Angeles | 90068 | Host Customer is System Owner | 4 |  | 2001028G | SunEarth, Inc. | CASCADE | EPRD-64-80-2G | Indirect Forced Circulation (IF) | 65.67 |  | EP-32 / EP-32-0.75 | Automatic Drainback |  | Solar Storage and Auxiliary Tanks are separate | 80 | 1 | 0.95 | 55 | Z09 | [18 empty] | LADBS | FALSE | 66.03 |  | 2011-06-01: 2016-10-17; 2011-08-03: 2016-10-17; 2011-09-20: 2016-11-22 | 2888 | 10300 | Up-front Payment
SCG-006818 | Single Family Residential | Domestic Hot Water | Gas | Southern California Gas Company | Incentive:Paid | 10238 | 70 |  | 1 SCG | 162 |  | 162 |  | 2016-12-28 11:27 | 2017-04-04 | ALL VALLEY SOLAR INC | Retrofit | North Hills | North Hills | 91343 | Host Customer is System Owner | 4 |  | 2001028H | SunEarth, Inc. | CASCADE | ECRD-64-80-2G | Indirect Forced Circulation (IF) | 65.67 |  | EC-32 / EC-32-0.75 | Automatic Drainback |  | Solar Storage and Auxiliary Tanks are separate | 80 | 1 | 1 | 55 | Z09 | [18 empty] | LADBS | FALSE | 63.58 |  | 2011-06-01: 2016-10-17; 2011-08-03: 2016-12-28; 2011-09-20: 2017-04-04 | 2749 | 10300 | Up-front Payment
SCG-006819 | Single Family Residential | Domestic Hot Water | Gas | Southern California Gas Company | Incentive:Paid | 9639 | 70 |  | 1 SCG | 162 |  | 138 |  | 2016-12-29 07:11 | 2017-03-16 | ALL VALLEY SOLAR INC | Retrofit | Los Angeles | Los Angeles | 90068 | Host Customer is System Owner | 4 |  | 2001028H | SunEarth, Inc. | CASCADE | ECRD-64-80-2G | Indirect Forced Circulation (IF) | 65.67 |  | EC-32 / EC-32-0.75 | Automatic Drainback | Drainback (Water) | Solar Storage and Auxiliary Tanks are separate | 80 | 1 | 0.85 | 55 | Z09 | [18 empty] | LADBS | FALSE | 59.88 |  | 2011-06-01: 2016-10-17; 2011-08-03: 2016-12-29; 2011-09-20: 2017-03-16 | 2769 | 9701 | Up-front Payment
SCG-006820 | Single Family Residential | Domestic Hot Water | Gas | Southern California Gas Company | Incentive:Paid | 10238 | 70 |  | 1 SCG | 166 |  | 166 |  | 2016-12-22 07:06 | 2017-03-21 | ALL VALLEY SOLAR INC | Retrofit | Beverly Hills | Beverly Hills | 90210 | Host Customer is System Owner | 6 |  | 2001028U | SunEarth, Inc. | CASCADE | EPRD-80-120-2G | Indirect Forced Circulation (IF) | 81.81 |  | EP-40 / EP-40-0.75 | Automatic Drainback |  | Solar Storage and Auxiliary Tanks are separate | 120 | 1 | 1 | 75 | Z09 | [18 empty] | LADBS | FALSE | 66.27 |  | 2011-06-01: 2016-10-17; 2011-08-03: 2016-12-22; 2011-09-20: 2017-03-21 | 2773 | 11000 | Up-front Payment
SCG-006821 | Commercial/Multifamily Residential | Domestic Hot Water | Gas | Southern California Gas Company | Incentive:Paid | 114300 | 25 |  | 1 SCG | 4572 |  | 4572 |  | 2016-11-07 09:03 | 2016-11-16 | ALL VALLEY SOLAR INC | Retrofit | Los Angeles | Los Angeles | 90066 | Host Customer is System Owner | [7 empty] | 1146.6 | 40.95 |  | Drainback |  | Solar Storage and Auxiliary Tanks are separate |  | 1 | 1 | 2584 | Z06 | 68 | Units | Apartments/Condos | TRB-40 | 28 | 2 | 2070 | 1 | 200 | 2 | 598000 | TRUE | 135 | 140 |  | SunEarth - SETR A503 TTR U + VFS 5-100 |  | SunEarth - SETR A503 TTR U + VFS 5-100 | LADBS | FALSE | 25.01 |  | 2016-10-17 |  | 2016-11-07 | 2016-11-16 | 2016-12-16 | 2017-02-08 | 2810 | 114357 | Up-front Payment
SCG-006822 | Commercial/Multifamily Residential | Domestic Hot Water | Gas | Southern California Gas Company | Incentive:Paid | 30123 | 20.19 |  | 1 | 1492 |  | 1492 |  | 2016-11-16 15:14 | 2016-12-14 | INTELLIGENT GREEN SOLUTIONS CA | Retrofit | Visalia | Tulare | 93291 | Lease | [7 empty] | 471.84 | 29.49 |  | Glycol | Steam Back | Solar Storage and Auxiliary Tanks are separate |  | 1 | 1 | 980 | Z13 |  |  | Other | 10002034 | 16 | 1 | 1200 | 1 | 100 | 1 | 250000 | FALSE | 170 | 170 |  | SunMaxx Solar - SmartMaxx-EMETER1000 |  | SunMaxx Solar - SmartMaxx-EMETER1000 | Tulare County | FALSE | 39.76 |  | 2016-10-17 |  | 2016-11-16 | 2016-12-14 | 2017-02-14 | 2017-02-23 | 2801 | 59322 | Up-front Payment
SCG-006824 | Commercial/Multifamily Residential | Domestic Hot Water | Gas | Southern California Gas Company | Incentive:Paid | 109958 | 25 |  | 1 SCG | 4426 |  | 4426 |  | 2016-10-28 15:15 | 2016-12-05 | ELECTRO-THERMAL EQUIPMENT CORP | Retrofit | Los Angeles | Los Angeles | 90066 | Host Customer is System Owner | [7 empty] | 1247.54 | 32.83 |  | Drainback | Advanced Controller with a Thermal Cycling Function | Solar Storage and Auxiliary Tanks are separate |  | 1 | 1 | 2584 | Z09 | 68 | Units | Apartments/Condos | 10001804 | 38 | 2 | 1500 | 3 | 236 | 1 | 500000 | TRUE | 130 | 130 |  | Amatis Controls - AM-JOULE |  | Amatis Controls - AM-JOULE | Los Angeles | FALSE | 24.84 |  | 2016-10-24 |  | 2016-10-28 | 2016-12-05 | 2017-01-26 | 2017-01-27 | 2824 | 109958 | Up-front Payment
PGE-006825 | Commercial/Multifamily Residential | Domestic Hot Water | Gas | Pacific Gas and Electric | Incentive:Paid | 28569 | 20.19 |  | 1 | 1415 |  | 1415 |  | 2016-11-07 08:53 | 2016-11-29 | INTELLIGENT GREEN SOLUTIONS CA | Retrofit | BAKERSFIELD | Kern | 93307 | Lease | [7 empty] | 412.86 | 29.49 |  | Glycol | Steam Back | Solar Storage and Auxiliary Tanks are separate |  | 1 | 1 | 1782 | Z13 | 99 | Beds | Retirement/Nursing Homes | 10002034 | 14 | 1 | 500 | 1 | 200 | 2 | 250000 | TRUE | 140 | 130 |  |  |  |  | City of Bakersfield | FALSE | 29.35 |  | 2016-10-17 | 2016-11-08 | 2016-11-07 | 2016-11-29 | 2017-02-22 | 2017-04-12 | 2732 | 41525.12 | Up-front Payment
SCG-006826 | Single Family Residential | Domestic Hot Water | Gas | Southern California Gas Company | Incentive:Paid | 10238 | 70 |  | 1 SCG | 186 |  | 186 |  | 2016-11-21 12:31 | 2017-01-27 | CATERSOLAR INC | Retrofit | Chatsworth | Los Angeles | 91311 | Host Customer is System Owner | 4 |  | 2011118A | Stiebel Eltron | SOLAR HOT WATER PACKAGE | SOLKIT-2N-B | Indirect Forced Circulation (IF) | 54.81 |  | SOL 27 Premium S | Glycol | Advanced Controller with a Vacation or Holiday Mode | Solar Storage with Tankless Auxiliary Water Heater | 81.1 | 1 | 1 | 55 | Z09 | [18 empty] | CITY OF LOS ANGELES | FALSE | 56.24 |  | 2011-06-01: 2016-10-18; 2011-08-03: 2016-11-21; 2011-09-20: 2017-01-27 | 2826 | 10460 | Up-front Payment
SCG-006827 | Single Family Residential | Domestic Hot Water | Gas | Southern California Gas Company | Incentive:Paid | 9702 | 70 |  | 1 SCG | 140 |  | 139 |  | 2016-10-20 13:06 | 2016-11-30 | TITANIUM POWER INC | Retrofit | Pacoima | Los Angeles | 91331 | Owner/Tenant | 5 |  | 2011141B | Heliodyne, Inc. | HELIOPAK | HPAK 016 1 410 G 80 ACD Z | Indirect Forced Circulation (IF) | 40.17 |  | 410 001 | Glycol | Advanced Controller with a Vacation or Holiday Mode | Solar Storage and Auxiliary Tanks are separate | 80 | 0.99 | 1 | 65 | Z09 | [18 empty] | Los Angeles | FALSE | 69.71 |  | 2011-06-01: 2016-10-18; 2011-08-03: 2016-10-20; 2011-09-20: 2016-11-30 | 2881 | 9759 | Up-front Payment
SCG-006828 | Single Family Residential | Domestic Hot Water | Gas | Southern California Gas Company | Incentive:Paid | 9151 | 70 |  | 1 SCG | 139 |  | 131 |  | 2016-10-24 15:21 | 2016-12-08 | TITANIUM POWER INC | Retrofit | Los Angeles | Los Angeles | 90003 | Owner/Tenant | 7 |  | 2011141B | Heliodyne, Inc. | HELIOPAK | HPAK 016 1 410 G 80 ACD Z | Indirect Forced Circulation (IF) | 40.17 |  | 410 001 | Glycol | Advanced Controller with a Vacation or Holiday Mode | Solar Storage and Auxiliary Tanks are separate | 80 | 0.99 | 0.95 | 85 | Z08 | [18 empty] | Los Angeles | FALSE | 66.25 |  | 2011-06-01: 2016-10-18; 2011-08-03: 2016-10-24; 2011-09-20: 2016-12-08 | 2875 | 9209 | Up-front Payment
SCG-006829 | Single Family Residential | Domestic Hot Water | Gas | Southern California Gas Company | Incentive:Paid | 9590 | 70 |  | 1 SCG | 137 |  | 137 |  | 2016-11-04 11:56 | 2017-01-13 | ALL VALLEY SOLAR INC | Retrofit | Los Angeles | Los Angeles | 90046 | Host Customer is System Owner | 4 |  | 30004012 | SunEarth, Inc. | Cascade 2 | C2-64-80-2G | Indirect Forced Circulation (IF) | 65.67 |  | EP-32 / EP-32-0.75 | Automatic Drainback |  | Solar Storage and Auxiliary Tanks are separate | 80 | 1 | 1 | 55 | Z09 | [18 empty] | LADBS | FALSE | 76.35 |  | 2011-06-01: 2016-10-18; 2011-08-03: 2016-11-04; 2011-09-20: 2017-01-13 | 2837 | 10460 | Up-front Payment
SCG-006830 | Single Family Residential | Domestic Hot Water | Gas | Southern California Gas Company | Incentive:Paid | 9151 | 70 |  | 1 SCG | 139 |  | 131 |  | 2016-10-24 14:07 | 2016-12-08 | TITANIUM POWER INC | Retrofit | Los Angeles | Los Angeles | 90003 | Host Customer is System Owner | 9 |  | 2011141B | Heliodyne, Inc. | HELIOPAK | HPAK 016 1 410 G 80 ACD Z | Indirect Forced Circulation (IF) | 40.17 |  | 410 001 | Glycol | Advanced Controller with a Vacation or Holiday Mode | Solar Storage and Auxiliary Tanks are separate | 80 | 0.99 | 0.95 | 105 | Z08 | [18 empty] | Los Angeles | FALSE | 66.25 |  | 2011-06-01: 2016-10-18; 2011-08-03: 2016-10-24; 2011-09-20: 2016-12-08 | 2875 | 9209 | Up-front Payment
SCG-006831 | Single Family Residential | Domestic Hot Water | Gas | Southern California Gas Company | Incentive:Paid | 9702 | 70 |  | 1 SCG | 140 |  | 139 |  | 2016-10-21 14:28 | 2016-12-08 | TITANIUM POWER INC | Retrofit | Pacoima | Los Angeles | 91331 | Host Customer is System Owner | 5 |  | 2011141B | Heliodyne, Inc. | HELIOPAK | HPAK 016 1 410 G 80 ACD Z | Indirect Forced Circulation (IF) | 40.17 |  | 410 001 | Glycol | Advanced Controller with a Vacation or Holiday Mode | Solar Storage and Auxiliary Tanks are separate | 80 | 0.99 | 1 | 65 | Z09 | [18 empty] | Los Angeles | FALSE | 69.71 |  | 2011-06-01: 2016-10-18; 2011-08-03: 2016-10-21; 2011-09-20: 2016-12-08 | 2875 | 9759 | Up-front Payment
SCG-006832 | Single Family Residential | Domestic Hot Water | Gas | Southern California Gas Company | Incentive:Paid | 9702 | 70 |  | 1 SCG | 140 |  | 139 |  | 2016-10-21 14:25 | 2016-12-16 | TITANIUM POWER INC | Retrofit | Pacoima | Los Angeles | 91331 | Host Customer is System Owner | 5 |  | 2011141B | Heliodyne, Inc. | HELIOPAK | HPAK 016 1 410 G 80 ACD Z | Indirect Forced Circulation (IF) | 40.17 |  | 410 001 | Glycol | Advanced Controller with a Vacation or Holiday Mode | Solar Storage and Auxiliary Tanks are separate | 80 | 0.99 | 1 | 65 | Z09 | [18 empty] | Los Angeles | FALSE | 69.71 |  | 2011-06-01: 2016-10-18; 2011-08-03: 2016-10-21; 2011-09-20: 2016-12-16 | 2868 | 9759 | Up-front Payment
SCG-006833 | Single Family Residential | Domestic Hot Water | Gas | Southern California Gas Company | Incentive:Paid | 9217 | 70 |  | 1 SCG | 140 |  | 132 |  | 2016-10-21 14:28 | 2016-12-08 | TITANIUM POWER INC | Retrofit | Pacoima | Los Angeles | 91331 | Host Customer is System Owner | 9 |  | 2011141B | Heliodyne, Inc. | HELIOPAK | HPAK 016 1 410 G 80 ACD Z | Indirect Forced Circulation (IF) | 40.17 |  | 410 001 | Glycol | Advanced Controller with a Vacation or Holiday Mode | Solar Storage and Auxiliary Tanks are separate | 80 | 0.99 | 0.95 | 105 | Z09 | [18 empty] | Los Angeles | FALSE | 66.14 |  | 2011-06-01: 2016-10-18; 2011-08-03: 2016-10-21; 2011-09-20: 2016-12-08 | 2875 | 9259 | Up-front Payment
SCG-006834 | Single Family Residential | Domestic Hot Water | Gas | Southern California Gas Company | Incentive:Paid | 9380 | 70 |  | 1 SCG | 134 |  | 134 |  | 2016-10-25 13:40 | 2016-12-08 | EVOLUTION ENERGY SOLUTIONS L L C | Retrofit | LOS ANGELES | Los Angeles | 90023 | Host Customer is System Owner | 2 |  | 2001001A | SunEarth, Inc. | SOLARAY | TE40P-80-2G | Indirect Forced Circulation (IF) | 40.9 |  | EP-40 / EP-40-0.75 | Glycol | Advanced Controller with a Vacation or Holiday Mode | Solar Storage and Auxiliary Tanks are separate | 80 | 1 | 1 | 35 | Z09 | [18 empty] | Los Angeles | FALSE | 70 |  | 2011-06-01: 2016-10-19; 2011-08-03: 2016-10-25; 2011-09-20: 2016-12-08 | 2875 | 9380 | Up-front Payment
SCG-006835 | Single Family Residential | Domestic Hot Water | Gas | Southern California Gas Company | Incentive:Paid | 9380 | 70 |  | 1 SCG | 134 |  | 134 |  | 2016-11-10 14:54 | 2017-01-13 | EVOLUTION ENERGY SOLUTIONS L L C | Retrofit | LOS ANGELES | Los Angeles | 90033 | Host Customer is System Owner | 3 |  | 2001001A | SunEarth, Inc. | SOLARAY | TE40P-80-2G | Indirect Forced Circulation (IF) | 40.9 |  | EP-40 / EP-40-0.75 | Glycol | Advanced Controller with a Vacation or Holiday Mode | Solar Storage and Auxiliary Tanks are separate | 80 | 1 | 1 | 45 | Z09 | [18 empty] | Los Angeles | FALSE | 70 |  | 2011-06-01: 2016-10-19; 2011-08-03: 2016-11-10; 2011-09-20: 2017-01-13 | 2838 | 9380 | Up-front Payment
PGE-006836 | Low Income Multifamily Residential | Domestic Hot Water | Gas | Pacific Gas and Electric | Incentive:Paid | 89604 | 24.89 |  | 1 | 3600 |  | 3600 |  | 2016-11-01 09:32 | 2016-11-29 | SUN LIGHT & POWER | Retrofit | SAN FRANCISCO | San Francisco | 94103 | Host Customer is System Owner | [7 empty] | 964.08 | 40.17 |  | Glycol | Pressure Stagnation Protection (PSP) | Solar Storage and Auxiliary Tanks are separate |  | 1 | 1 | 4070 | Z03 | 110 | Units | Apartments/Condos | 2010115A | 24 | 2 | 1420 | 1 | 400 | 2 | 3200000 | TRUE | 125 | 120 |  | Heliodyne - Delta-T Pro Ethernet |  | Heliodyne - Delta-T Pro Ethernet | City and County of San Francisco | FALSE | 46.04 |  | 2016-10-19 | 2016-11-02 | 2016-11-01 | 2016-11-29 | 2017-11-13 | 2017-12-08 | 2494 | 165754 | Up-front Payment
SCG-006837 | Single Family Residential | Domestic Hot Water | Gas | Southern California Gas Company | Incentive:Paid | 9310 | 70 |  | 1 SCG | 140 |  | 133 |  | 2016-10-20 13:04 | 2016-11-30 | TITANIUM POWER INC | Retrofit | San Fernando | Los Angeles | 91342 | Host Customer is System Owner | 5 |  | 2011141B | Heliodyne, Inc. | HELIOPAK | HPAK 016 1 410 G 80 ACD Z | Indirect Forced Circulation (IF) | 40.17 |  | 410 001 | Glycol | Advanced Controller with a Vacation or Holiday Mode | Solar Storage and Auxiliary Tanks are separate | 80 | 1 | 0.95 | 65 | Z09 | [18 empty] | Los Angeles | FALSE | 67.21 |  | 2011-06-01: 2016-10-19; 2011-08-03: 2016-10-20; 2011-09-20: 2016-11-30 | 2881 | 9409 | Up-front Payment
SCG-006839 | Single Family Residential | Domestic Hot Water | Gas | Southern California Gas Company | Incentive:Paid | 9702 | 70 |  | 1 SCG | 140 |  | 139 |  | 2016-10-21 14:33 | 2016-12-08 | TITANIUM POWER INC | Retrofit | Pacoima | Los Angeles | 91331 | Host Customer is System Owner | 5 |  | 2011141B | Heliodyne, Inc. | HELIOPAK | HPAK 016 1 410 G 80 ACD Z | Indirect Forced Circulation (IF) | 40.17 |  | 410 001 | Glycol | Advanced Controller with a Vacation or Holiday Mode | Solar Storage and Auxiliary Tanks are separate | 80 | 0.99 | 1 | 65 | Z09 | [18 empty] | Los Angeles | FALSE | 69.71 |  | 2011-06-01: 2016-10-19; 2011-08-03: 2016-10-21; 2011-09-20: 2016-12-08 | 2875 | 9759 | Up-front Payment
SCG-006840 | Single Family Residential | Domestic Hot Water | Gas | Southern California Gas Company | Incentive:Paid | 9702 | 70 |  | 1 SCG | 140 |  | 139 |  | 2016-10-20 12:58 | 2016-11-30 | TITANIUM POWER INC | Retrofit | Pacoima | Los Angeles | 91331 | Host Customer is System Owner | 7 |  | 2011141B | Heliodyne, Inc. | HELIOPAK | HPAK 016 1 410 G 80 ACD Z | Indirect Forced Circulation (IF) | 40.17 |  | 410 001 | Glycol | Advanced Controller with a Vacation or Holiday Mode | Solar Storage and Auxiliary Tanks are separate | 80 | 0.99 | 1 | 85 | Z09 | [18 empty] | Los Angeles | FALSE | 69.71 |  | 2011-06-01: 2016-10-19; 2011-08-03: 2016-10-20; 2011-09-20: 2016-11-30 | 2881 | 9759 | Up-front Payment
SCG-006841 | Single Family Residential | Domestic Hot Water | Gas | Southern California Gas Company | Incentive:Paid | 9702 | 70 |  | 1 SCG | 140 |  | 139 |  | 2016-10-21 14:25 | 2016-12-08 | TITANIUM POWER INC | Retrofit | Pacoima | Los Angeles | 91331 | Host Customer is System Owner | 6 |  | 2011141B | Heliodyne, Inc. | HELIOPAK | HPAK 016 1 410 G 80 ACD Z | Indirect Forced Circulation (IF) | 40.17 |  | 410 001 | Glycol | Advanced Controller with a Vacation or Holiday Mode | Solar Storage and Auxiliary Tanks are separate | 80 | 0.99 | 1 | 75 | Z09 | [18 empty] | Los Angeles | FALSE | 69.71 |  | 2011-06-01: 2016-10-19; 2011-08-03: 2016-10-21; 2011-09-20: 2016-12-08 | 2875 | 9759 | Up-front Payment
SCG-006842 | Single Family Residential | Domestic Hot Water | Gas | Southern California Gas Company | Incentive:Paid | 9702 | 70 |  | 1 SCG | 140 |  | 139 |  | 2016-10-20 13:02 | 2016-11-30 | TITANIUM POWER INC | Retrofit | San Fernando | Los Angeles | 91342 | Host Customer is System Owner | 5 |  | 2011141B | Heliodyne, Inc. | HELIOPAK | HPAK 016 1 410 G 80 ACD Z | Indirect Forced Circulation (IF) | 40.17 |  | 410 001 | Glycol | Advanced Controller with a Vacation or Holiday Mode | Solar Storage and Auxiliary Tanks are separate | 80 | 0.99 | 1 | 65 | Z09 | [18 empty] | Los Angeles | FALSE | 69.71 |  | 2011-06-01: 2016-10-19; 2011-08-03: 2016-10-20; 2011-09-20: 2016-11-30 | 2881 | 9759 | Up-front Payment
SCG-006843 | Single Family Residential | Domestic Hot Water | Gas | Southern California Gas Company | Incentive:Paid | 9702 | 70 |  | 1 SCG | 140 |  | 139 |  | 2016-10-21 14:30 | 2016-12-08 | TITANIUM POWER INC | Retrofit | Pacoima | Los Angeles | 91331 | Host Customer is System Owner | 7 |  | 2011141B | Heliodyne, Inc. | HELIOPAK | HPAK 016 1 410 G 80 ACD Z | Indirect Forced Circulation (IF) | 40.17 |  | 410 001 | Glycol | Advanced Controller with a Vacation or Holiday Mode | Solar Storage and Auxiliary Tanks are separate | 80 | 0.99 | 1 | 85 | Z09 | [18 empty] | Los Angeles | FALSE | 69.71 |  | 2011-06-01: 2016-10-19; 2011-08-03: 2016-10-21; 2011-09-20: 2016-12-08 | 2875 | 9759 | Up-front Payment
PGE-006844 | Low Income Single Family Residential | Domestic Hot Water | Gas | Pacific Gas and Electric | Incentive:Paid | 1156 | 36.9 |  | 1 | 121 |  | 120 |  | 2016-12-06 13:52 | 2016-12-14 | CENTRAL VALLEY OPPORTUNITY CENTER INCORPORATED | Retrofit | MODESTO | Stanislaus | 95356 | Owner/Tenant | 2 |  | 30004214 | Alternate Energy Technologies | EAGLESUN | DBS-G2-60-40 | Indirect Forced Circulation (IF) | 41.35 |  | MSC-20 | Automatic Drainback |  | Solar Storage and Auxiliary Tanks are separate | 60 | 0.99 | 1 | 35 | Z12 | [18 empty] | STANISLAUS | FALSE | 38.5 |  | 2016-10-19 | 2016-12-12 |  |  | 2016-12-06 | 2016-12-14 | 2852 | 4658 | Up-front Payment
PGE-006845 | Low Income Single Family Residential | Domestic Hot Water | Gas | Pacific Gas and Electric | Incentive:Canceled |  | 36.9 |  | 1 | 0 |  | 0 |  |  |  |  | Retrofit | MODESTO | Stanislaus | 95356 | Owner/Tenant | 2 | [15 empty] | 35 | [20 empty] | FALSE | 0 |  | 2011-06-01: 2016-10-19 | 2929 |  | Up-front Payment
PGE-006846 | Low Income Single Family Residential | Domestic Hot Water | Gas | Pacific Gas and Electric | Incentive:Canceled |  | 36.9 |  | 1 | 0 |  | 0 |  |  |  |  | Retrofit | MODESTO | Stanislaus | 95356 | Owner/Tenant | 2 | [15 empty] | 35 | [20 empty] | FALSE | 0 |  | 2011-06-01: 2016-10-19 | 2929 |  | Up-front Payment
SCG-006847 | Commercial Pools | Pool Heating | Gas | Southern California Gas Company | Incentive:Paid | 15410 | 5 |  | 1 | 3082 |  | 3082 |  | 2016-10-31 19:18 | 2016-11-01 | ENERGY SERVICES | New Construction | rancho mirage | Riverside | 92270 | Host Customer is System Owner | [7 empty] | 1021.54 | 39.29 |  | Drainback |  |  |  | 1 | 1 |  | Z15 |  |  |  | 10204-10 | 26 | 1 | [5 empty] | FALSE |  |  |  | SunEarth - SETR A503 TTR U + VFS 20-4009 |  | SunEarth - SETR A503 TTR U + VFS 20-4009 | RANCHO MIRAGE | FALSE | 5.03 |  | 2016-10-19 |  | 2016-10-31 | 2016-11-01 | 2016-12-30 | 2017-01-06 | 2838 | 15510 | Up-front Payment
SCG-006848 | Commercial Pools | Pool Heating | Gas | Southern California Gas Company | Incentive:Paid | 9220 | 5 |  | 1 | 1844 |  | 1844 |  | 2016-10-31 19:29 | 2016-11-01 | ENERGY SERVICES | New Construction | Rancho Mirage | Riverside | 92270 | Host Customer is System Owner | [7 empty] | 559.56 | 46.63 |  | Drainback |  |  |  | 1 | 1 |  | Z15 |  |  |  | 10204-12 | 12 | 1 | [5 empty] | FALSE |  |  |  | SunEarth - SETR A503 TTR U + VFS 20-400 |  | SunEarth - SETR A503 TTR U + VFS 20-400 | RANCHO MIRAGE | FALSE | 5.04 |  | 2016-10-19 |  | 2016-10-31 | 2016-11-01 | 2016-12-28 | 2017-02-06 | 2811 | 9295 | Up-front Payment
SCG-006849 | Commercial Pools | Pool Heating | Gas | Southern California Gas Company | Incentive:Paid | 8935 | 5 |  | 1 | 1787 |  | 1787 |  | 2016-10-31 19:23 | 2016-11-09 | ENERGY SERVICES | New Construction | rancho mirage | Riverside | 92270 | Host Customer is System Owner | [7 empty] | 559.56 | 46.63 |  | Drainback |  |  |  | 1 | 1 |  | Z15 |  |  |  | 10204-12 | 12 | 1 | [5 empty] | FALSE |  |  |  | SunEarth - SETR A503 TTR U + VFS 20-400 |  | SunEarth - SETR A503 TTR U + VFS 20-400 | RANCHO MIRAGE | FALSE | 5.06 |  | 2016-10-19 |  | 2016-10-31 | 2016-11-09 | 2016-12-30 | 2017-01-06 | 2838 | 9035 | Up-front Payment
SCG-006850 | Commercial Pools | Pool Heating | Gas | Southern California Gas Company | Incentive:Paid | 8935 | 5 |  | 1 | 1787 |  | 1787 |  | 2016-10-31 19:25 | 2016-11-01 | ENERGY SERVICES | New Construction | rancho mirage | Riverside | 92270 | Host Customer is System Owner | [7 empty] | 559.56 | 46.63 |  | Drainback |  |  |  | 1 | 1 |  | Z15 |  |  |  | 10204-12 | 12 | 1 | [5 empty] | FALSE |  |  |  | SunEarth - SETR A503 TTR U + VFS 20-400 |  | SunEarth - SETR A503 TTR U + VFS 20-400 | RANCHO MIRAGE | FALSE | 5 |  | 2016-10-19 |  | 2016-10-31 | 2016-11-01 | 2016-12-28 | 2017-01-06 | 2838 | 8935 | Up-front Payment
SCG-006851 | Single Family Residential | Domestic Hot Water | Gas | Southern California Gas Company | Incentive:Paid | 9380 | 70 |  | 1 SCG | 134 |  | 134 |  | 2016-10-25 13:26 | 2016-12-08 | EVOLUTION ENERGY SOLUTIONS L L C | Retrofit | ARLETA | Los Angeles | 91331 | Host Customer is System Owner | 11 |  | 2001001A | SunEarth, Inc. | SOLARAY | TE40P-80-2G | Indirect Forced Circulation (IF) | 40.9 |  | EP-40 / EP-40-0.75 | Glycol | Advanced Controller with a Vacation or Holiday Mode | Solar Storage and Auxiliary Tanks are separate | 80 | 1 | 1 | 125 | Z09 | [18 empty] | Los Angeles | FALSE | 70 |  | 2011-06-01: 2016-10-19; 2011-08-03: 2016-10-25; 2011-09-20: 2016-12-08 | 2875 | 9380 | Up-front Payment
SCG-006852 | Single Family Residential | Domestic Hot Water | Gas | Southern California Gas Company | Incentive:Paid | 10238 | 70 |  | 1 SCG | 186 |  | 158 |  | 2016-10-20 12:10 | 2016-11-30 | CATERSOLAR INC | Retrofit | Sherman Oaks | Los Angeles | 91403 | Host Customer is System Owner | 4 |  | 2011118A | Stiebel Eltron | SOLAR HOT WATER PACKAGE | SOLKIT-2N-B | Indirect Forced Circulation (IF) | 54.81 |  | SOL 27 Premium S | Glycol | Advanced Controller with a Vacation or Holiday Mode | Solar Storage with Tankless Auxiliary Water Heater | 81.1 | 1 | 0.85 | 55 | Z09 | [18 empty] | CITY OF LOS ANGELES | FALSE | 56.24 |  | 2011-06-01: 2016-10-20; 2011-08-03: 2016-10-20; 2011-09-20: 2016-11-30 | 2881 | 10460 | Up-front Payment
SCG-006855 | Single Family Residential | Domestic Hot Water | Gas | Southern California Gas Company | Incentive:Paid | 10238 | 70 |  | 1 SCG | 186 |  | 158 |  | 2016-11-10 11:24 | 2017-02-06 | CATERSOLAR INC | Retrofit | Beverly Hills | Los Angeles | 90210 | Host Customer is System Owner | 4 |  | 2011118A | Stiebel Eltron | SOLAR HOT WATER PACKAGE | SOLKIT-2N-B | Indirect Forced Circulation (IF) | 54.81 |  | SOL 27 Premium S | Glycol | Advanced Controller with a Vacation or Holiday Mode | Solar Storage with Tankless Auxiliary Water Heater | 81.1 | 1 | 0.85 | 55 | Z09 | [18 empty] | CITY OF LOS ANGELES | FALSE | 56.24 |  | 2011-06-01: 2016-10-20; 2011-08-03: 2016-11-10; 2011-09-20: 2017-02-06 | 2815 | 10460 | Up-front Payment
SCG-006857 | Single Family Residential | Domestic Hot Water | Gas | Southern California Gas Company | Incentive:Paid | 9604 | 70 |  | 1 SCG | 140 |  | 137 |  | 2016-10-26 12:40 | 2016-12-16 | TITANIUM POWER INC | Retrofit | Pacoima | Los Angeles | 91331 | Host Customer is System Owner | 5 |  | 2011141B | Heliodyne, Inc. | HELIOPAK | HPAK 016 1 410 G 80 ACD Z | Indirect Forced Circulation (IF) | 40.17 |  | 410 001 | Glycol | Advanced Controller with a Vacation or Holiday Mode | Solar Storage and Auxiliary Tanks are separate | 80 | 0.98 | 1 | 65 | Z09 | [18 empty] | Los Angeles | FALSE | 68.99 |  | 2011-06-01: 2016-10-20; 2011-08-03: 2016-10-26; 2011-09-20: 2016-12-16 | 2868 | 9659 | Up-front Payment
SCG-006858 | Low Income Multifamily Residential | Domestic Hot Water | Gas | Southern California Gas Company | Incentive:Paid | 125147 | 24.89 |  | 1 | 5028 |  | 5028 |  | 2016-10-31 16:59 | 2017-02-13 | PROMISE ENERGY INC | New Construction | Aliso Viejo | Aliso Viejo | 92656 | Host Customer is System Owner | [7 empty] | 1325.61 | 40.17 |  | Glycol | Advanced Controller with a Vacation or Holiday Mode | Solar Storage and Auxiliary Tanks are separate |  | 1 | 1 | 7070 | Z06 | 202 | Units | Apartments/Condos | 2010115A | 33 | 1 | 2200 | 2 | 500 | 1 | 700000 | TRUE | 120 | 140 |  | Amatis Controls - AM-JOULE |  | Amatis Controls - AM-JOULE | Aliso Viejo | FALSE | 38.25 |  | 2016-10-20 |  | 2016-10-31 | 2017-02-13 | 2017-09-06 | 2017-09-25 | 2545 | 192337.94 | Up-front Payment
SCG-006859 | Single Family Residential | Domestic Hot Water | Gas | Southern California Gas Company | Incentive:Paid | 9072 | 70 |  | 1 SCG | 144 |  | 130 |  | 2016-11-02 15:41 | 2017-01-13 | A F C PLUMBING AND SERVICES INC | Retrofit | Los Angeles | Los Angeles | 90049 | Host Customer is System Owner | 4 |  | 2006025F | Solene | SOLENE DC CLOSED LOOP | SLCO80DC-120HE-XG | Indirect Forced Circulation (IF) | 80 |  | SLAR-40 | Glycol | Advanced Controller with a Thermal Cycling Function | Solar Storage and Auxiliary Tanks are separate | 120 | 1 | 0.9 | 55 | Z06 | [18 empty] | Los Angeles | FALSE | 96.88 |  | 2011-06-01: 2016-10-20; 2011-08-03: 2016-11-02; 2011-09-20: 2017-01-13 | 2837 | 13950 | Up-front Payment
SCG-006860 | Single Family Residential | Domestic Hot Water | Gas | Southern California Gas Company | Incentive:Paid | 10238 | 70 |  | 1 SCG | 161 |  | 161 |  | 2016-10-26 09:55 | 2016-12-16 | ALL VALLEY SOLAR INC | Retrofit | Thousand Oaks | Thousand Oaks | 91360 | Host Customer is System Owner | 4 |  | 2001028P | SunEarth, Inc. | CASCADE | ECRD-64-120-2G | Indirect Forced Circulation (IF) | 65.67 |  | EC-32 / EC-32-0.75 | Automatic Drainback |  | Solar Storage and Auxiliary Tanks are separate | 120 | 1 | 1 | 55 | Z09 | [18 empty] | City Of Thousand Oaks | FALSE | 65.08 |  | 2011-06-01: 2016-10-21; 2011-08-03: 2016-10-26; 2011-09-20: 2016-12-16 | 2868 | 10478 | Up-front Payment
SCG-006863 | Single Family Residential | Domestic Hot Water | Gas | Southern California Gas Company | Incentive:Paid | 10238 | 70 |  | 1 SCG | 186 |  | 159 |  | 2016-10-28 09:17 | 2016-12-16 | CATERSOLAR INC | Retrofit | Granada Hills | Los Angeles | 91344 | Host Customer is System Owner | 4 |  | 2011118A | Stiebel Eltron | SOLAR HOT WATER PACKAGE | SOLKIT-2N-B | Indirect Forced Circulation (IF) | 54.81 |  | SOL 27 Premium S | Glycol | Advanced Controller with a Vacation or Holiday Mode | Solar Storage with Tankless Auxiliary Water Heater | 81.1 | 0.9 | 0.95 | 55 | Z09 | [18 empty] | CITY OF LOS ANGELES | FALSE | 56.24 |  | 2011-06-01: 2016-10-21; 2011-08-03: 2016-10-28; 2011-09-20: 2016-12-16 | 2868 | 10460 | Up-front Payment
PGE-006864 | Low Income Single Family Residential | Domestic Hot Water | Gas | Pacific Gas and Electric | Incentive:Paid | 4441 | 36.9 |  | 1 | 147 |  | 146 |  | 2016-11-03 09:22 | 2016-12-01 | MERCED COUNTY COMMUNITY ACTION BOARD | Retrofit | MERCED | Merced | 95340 | Host Customer is System Owner | 5 |  | 2010017C | Alternate Energy Technologies | EAGLESUN | DBS-G2-80-64 | Indirect Forced Circulation (IF) | 65.34 |  | MSC-32 | Automatic Drainback |  | Solar Storage and Auxiliary Tanks are separate | 80 | 0.99 | 1 | 65 | Z12 | [18 empty] | COUNTY OF MERCED | FALSE | 30.21 |  | 2016-10-21 | 2016-11-04 |  |  | 2016-11-03 | 2016-12-01 | 2864 | 4441 | Up-front Payment
SCG-006865 | Single Family Residential | Domestic Hot Water | Gas | Southern California Gas Company | Incentive:Paid | 10238 | 70 |  | 1 SCG | 167 |  | 159 |  | 2016-11-08 10:36 | 2017-01-13 | EVOLUTION ENERGY SOLUTIONS L L C | Retrofit | San Fernando | Los Angeles | 91340 | Host Customer is System Owner | 6 |  | 2008024F | SunEarth, Inc. | SOLARAY | TE40P-80-TLG | Indirect Forced Circulation (IF) | 40.9 |  | EP-40 / EP-40-0.75 | Glycol | Advanced Controller with a Vacation or Holiday Mode | Solar Storage with Tankless Auxiliary Water Heater | 80 | 1 | 0.95 | 75 | Z09 | [18 empty] | Los Angeles | FALSE | 61.31 |  | 2011-06-01: 2016-10-22; 2011-08-03: 2016-11-08; 2011-09-20: 2017-01-13 | 2837 | 10238 | Up-front Payment
SCG-006866 | Single Family Residential | Domestic Hot Water | Gas | Southern California Gas Company | Incentive:Paid | 9380 | 70 |  | 1 SCG | 134 |  | 134 |  | 2016-11-02 09:40 | 2017-01-05 | EVOLUTION ENERGY SOLUTIONS L L C | Retrofit | Los Angeles | Los Angeles | 90033 | Host Customer is System Owner | 4 |  | 2001001A | SunEarth, Inc. | SOLARAY | TE40P-80-2G | Indirect Forced Circulation (IF) | 40.9 |  | EP-40 / EP-40-0.75 | Glycol | Advanced Controller with a Vacation or Holiday Mode | Solar Storage and Auxiliary Tanks are separate | 80 | 1 | 1 | 55 | Z09 | [18 empty] | Los Angeles | FALSE | 70 |  | 2011-06-01: 2016-10-22; 2011-08-03: 2016-11-02; 2011-09-20: 2017-01-05 | 2839 | 9380 | Up-front Payment
SCG-006867 | Single Family Residential | Domestic Hot Water | Gas | Southern California Gas Company | Incentive:Paid | 10238 | 70 |  | 1 SCG | 167 |  | 150 |  | 2016-11-07 13:30 | 2017-01-13 | EVOLUTION ENERGY SOLUTIONS L L C | Retrofit | Los Angeles | Los Angeles | 90033 | Host Customer is System Owner | 2 |  | 2008024F | SunEarth, Inc. | SOLARAY | TE40P-80-TLG | Indirect Forced Circulation (IF) | 40.9 |  | EP-40 / EP-40-0.75 | Glycol | Advanced Controller with a Vacation or Holiday Mode | Solar Storage with Tankless Auxiliary Water Heater | 80 | 1 | 0.9 | 35 | Z09 | [18 empty] | Los Angeles | FALSE | 61.31 |  | 2011-06-01: 2016-10-22; 2011-08-03: 2016-11-07; 2011-09-20: 2017-01-13 | 2837 | 10238 | Up-front Payment
SCG-006868 | Single Family Residential | Domestic Hot Water | Gas | Southern California Gas Company | Incentive:Paid | 8911 | 70 |  | 1 SCG | 134 |  | 127 |  | 2016-11-03 13:58 | 2017-01-05 | EVOLUTION ENERGY SOLUTIONS L L C | Retrofit | ARLETA | Los Angeles | 91331 | Host Customer is System Owner | 5 |  | 2001001A | SunEarth, Inc. | SOLARAY | TE40P-80-2G | Indirect Forced Circulation (IF) | 40.9 |  | EP-40 / EP-40-0.75 | Glycol | Advanced Controller with a Vacation or Holiday Mode | Solar Storage and Auxiliary Tanks are separate | 80 | 1 | 0.95 | 65 | Z09 | [18 empty] | Los Angeles | FALSE | 66.5 |  | 2011-06-01: 2016-10-22; 2011-08-03: 2016-11-03; 2011-09-20: 2017-01-05 | 2845 | 8911 | Up-front Payment
SCG-006869 | Single Family Residential | Domestic Hot Water | Gas | Southern California Gas Company | Incentive:Paid | 10238 | 70 |  | 1 SCG | 174 |  | 165 |  | 2016-11-15 09:29 | 2016-11-15 | SUNTREK INDUSTRIES INC | Retrofit | Irvine | Orange | 92603 | Host Customer is System Owner | 4 |  | 2001001F | SunEarth, Inc. | SOLARAY | TE64C-80-2G | Indirect Forced Circulation (IF) | 65.67 |  | EC-32 / EC-32-0.75 | Glycol | Advanced Controller with a Vacation or Holiday Mode | Solar Storage and Auxiliary Tanks are separate | 80 | 1 | 0.95 | 55 | Z08 | [18 empty] | Irvine | FALSE | 71.84 |  | 2016-10-24 | 2016-11-15 |  |  | 2016-11-15 | 2016-11-15 | 2829 | 12500 | Up-front Payment
SCG-006870 | Single Family Residential | Domestic Hot Water | Gas | Southern California Gas Company | Incentive:Paid | 9031 | 70 |  | 1 SCG | 140 |  | 129 |  | 2016-10-27 10:09 | 2016-12-16 | SUNTREK INDUSTRIES INC | Retrofit | Rancho Santa Magarita | Orange | 92688 | Host Customer is System Owner | 4 |  | 2001001B | SunEarth, Inc. | SOLARAY | TE40C-80-2G | Indirect Forced Circulation (IF) | 40.86 |  | EC-40 / EC-40-0.75 | Glycol | Advanced Controller with a Vacation or Holiday Mode | Solar Storage and Auxiliary Tanks are separate | 80 | 0.97 | 0.95 | 55 | Z08 | [18 empty] | County of Orange | FALSE | 89.29 |  | 2011-06-01: 2016-10-24; 2011-08-03: 2016-10-27; 2011-09-20: 2016-12-16 | 2868 | 12500 | Up-front Payment
SCG-006871 | Single Family Residential | Domestic Hot Water | Gas | Southern California Gas Company | Incentive:Paid | 9800 | 70 |  | 1 SCG | 140 |  | 140 |  | 2016-10-28 12:40 | 2016-12-16 | SUNTREK INDUSTRIES INC | Retrofit | Moreno Valley | Riverside | 92555 | Host Customer is System Owner | 4 |  | 2001001B | SunEarth, Inc. | SOLARAY | TE40C-80-2G | Indirect Forced Circulation (IF) | 40.86 |  | EC-40 / EC-40-0.75 | Glycol | Advanced Controller with a Vacation or Holiday Mode | Solar Storage and Auxiliary Tanks are separate | 80 | 1 | 1 | 55 | Z10 | [18 empty] | Moreno Valley | FALSE | 75 |  | 2011-06-01: 2016-10-24; 2011-08-03: 2016-10-28; 2011-09-20: 2016-12-16 | 2868 | 10500 | Up-front Payment
SCG-006873 | Single Family Residential | Domestic Hot Water | Gas | Southern California Gas Company | Incentive:Canceled | 9604 | 70 |  | 1 SCG | 140 |  | 137 |  | 2016-10-25 14:43 |  | TITANIUM POWER INC | Retrofit | Pacoima | Los Angeles | 91331 | Host Customer is System Owner | 5 |  | 2011141B | Heliodyne, Inc. | HELIOPAK | HPAK 016 1 410 G 80 ACD Z | Indirect Forced Circulation (IF) | 40.17 |  | 410 001 | Glycol | Advanced Controller with a Vacation or Holiday Mode | Solar Storage and Auxiliary Tanks are separate | 80 | 0.98 | 1 | 65 | Z09 | [18 empty] | Los Angeles | FALSE | 68.99 |  | 2011-06-01: 2016-10-24; 2011-06-21: 2016-12-09; 2011-08-03: 2016-10-25 | 2878 | 9659 | Up-front Payment
SCG-006874 | Single Family Residential | Domestic Hot Water | Gas | Southern California Gas Company | Incentive:Paid | 9506 | 70 |  | 1 SCG | 140 |  | 136 |  | 2016-10-25 14:42 | 2016-12-08 | TITANIUM POWER INC | Retrofit | Pacoima | Los Angeles | 91331 | Host Customer is System Owner | 6 |  | 2011141B | Heliodyne, Inc. | HELIOPAK | HPAK 016 1 410 G 80 ACD Z | Indirect Forced Circulation (IF) | 40.17 |  | 410 001 | Glycol | Advanced Controller with a Vacation or Holiday Mode | Solar Storage and Auxiliary Tanks are separate | 80 | 0.97 | 1 | 75 | Z09 | [18 empty] | Los Angeles | FALSE | 68.28 |  | 2011-06-01: 2016-10-24; 2011-08-03: 2016-10-25; 2011-09-20: 2016-12-08 | 2875 | 9559 | Up-front Payment
SCG-006875 | Single Family Residential | Domestic Hot Water | Gas | Southern California Gas Company | Incentive:Paid | 9702 | 70 |  | 1 SCG | 140 |  | 139 |  | 2016-10-25 14:40 | 2016-12-08 | TITANIUM POWER INC | Retrofit | Pacoima | Los Angeles | 91331 | Host Customer is System Owner | 6 |  | 2011141B | Heliodyne, Inc. | HELIOPAK | HPAK 016 1 410 G 80 ACD Z | Indirect Forced Circulation (IF) | 40.17 |  | 410 001 | Glycol | Advanced Controller with a Vacation or Holiday Mode | Solar Storage and Auxiliary Tanks are separate | 80 | 0.99 | 1 | 75 | Z09 | [18 empty] | Los Angeles | FALSE | 69.71 |  | 2011-06-01: 2016-10-24; 2011-08-03: 2016-10-25; 2011-09-20: 2016-12-08 | 2875 | 9759 | Up-front Payment
SCG-006876 | Single Family Residential | Domestic Hot Water | Gas | Southern California Gas Company | Incentive:Canceled | 9702 | 70 |  | 1 SCG | 140 |  | 139 |  | 2016-10-25 14:41 |  | TITANIUM POWER INC | Retrofit | Pacoima | Los Angeles | 91331 | Host Customer is System Owner | 7 |  | 2011141B | Heliodyne, Inc. | HELIOPAK | HPAK 016 1 410 G 80 ACD Z | Indirect Forced Circulation (IF) | 40.17 |  | 410 001 | Glycol | Advanced Controller with a Vacation or Holiday Mode | Solar Storage and Auxiliary Tanks are separate | 80 | 0.99 | 1 | 85 | Z09 | [18 empty] | Los Angeles | FALSE | 69.71 |  | 2011-06-01: 2016-10-24; 2011-06-21: 2017-01-03; 2011-08-03: 2016-10-25 | 2854 | 9759 | Up-front Payment
SDG-006877 | Single Family Residential | Domestic Hot Water | Gas | San Diego Gas and Electric | Incentive:Paid | 3573 | 29.85 |  | 1 | 126 |  | 120 |  | 2017-05-12 14:49 | 2017-09-14 | Self Installer | Retrofit | San Diego | San Diego | 92128 | Host Customer is System Owner | 3 |  | 30004065 | Solene | Solene | SLSG40DC-80DB-XG | Indirect Forced Circulation (IF) | 40.01 |  | SLSG-40 | Glycol | Advanced Controller with a Vacation or Holiday Mode | Solar Storage and Auxiliary Tanks are separate | 80 | 1 | 0.95 | 45 | Z10 | [18 empty] | City of San Diego | FALSE | 46.31 |  | 2016-10-24 | 2017-05-24 |  |  | 2017-05-12 | 2017-09-14 | 2584 | 5834.85 | Up-front Payment
PGE-006878 | Commercial/Multifamily Residential | Domestic Hot Water | Gas | Pacific Gas and Electric | Incentive:Canceled | 28915 | 17.16 |  | 2 | 1685 |  | 1685 |  |  |  | ADROIT ENERGY INC | Retrofit | Folsom | Sacramento | 95630 | Host Customer is System Owner | 2500 | [6 empty] | 471.2 | 47.12 |  | Glycol | Advanced Controller with a Vacation or Holiday Mode | Solar Storage and Auxiliary Tanks are separate |  | 1 | 1 | 3600 | Z12 | 1500 | Full meals served | Meal Service Restaurant | 2010126A | 10 | 1 | 900 | 1 | 200 | 2 | 798000 | TRUE | 140 | 130 |  |  |  |  | City of Folsom | FALSE | 76.91 |  | 2011-06-01: 2016-10-24 | 2924 | 129600 | Up-front Payment
SCG-006879 | Single Family Residential | Domestic Hot Water | Gas | Southern California Gas Company | Incentive:Paid | 7474 | 70 |  | 1 SCG | 159 |  | 151 |  | 2016-11-22 10:47 | 2017-02-06 | ART CRAFT BUILDING CONSTRUCTION | Retrofit | Riverside | Riverside | 92503 | Host Customer is System Owner | 4 |  | 2010017C | Alternate Energy Technologies | EAGLESUN | DBS-G2-80-64 | Indirect Forced Circulation (IF) | 65.34 |  | MSC-32 | Automatic Drainback |  | Solar Storage and Auxiliary Tanks are separate | 80 | 1 | 0.95 | 55 | Z10 | [18 empty] | City of Riverside | FALSE | 47.01 |  | 2011-06-01: 2016-10-24; 2011-08-03: 2016-11-22; 2011-09-20: 2017-02-06 | 2815 | 7473.86 | Up-front Payment
PGE-006881 | Low Income Multifamily Residential | Domestic Hot Water | Gas | Pacific Gas and Electric | Incentive:Paid | 38380 | 24.89 |  | 1 | 1542 |  | 1542 |  | 2016-12-28 10:51 | 2017-02-02 | SUN LIGHT & POWER | New Construction | East Palo Alto | San Mateo | 94303 | Host Customer is System Owner | [7 empty] | 401.7 | 40.17 |  | Glycol | Pressure Stagnation Protection (PSP) | Solar Storage and Auxiliary Tanks are separate |  | 1 | 1 | 1640 | Z04 | 41 | Units | Apartments/Condos | 2010115A | 10 | 2 | 600 | 1 | 238 | 2 | 250000 | TRUE | 125 | 120 |  |  |  |  | City of East Palo Alto | FALSE | 53.02 |  | 2016-10-27 | 2017-01-03 | 2016-12-28 | 2017-02-02 | 2017-11-02 | 2017-11-09 | 2523 | 81758 | Up-front Payment
PGE-006882 | Low Income Single Family Residential | Domestic Hot Water | Gas | Pacific Gas and Electric | Incentive:Paid | 3864 | 36.9 |  | 1 | 127 |  | 105 |  | 2016-12-01 15:45 | 2017-02-15 | COMMUNITY ACTION PARTNERSHIP OF KERN | Retrofit | BAKERSFIELD | Kern | 93307 | Host Customer is System Owner | 7 |  | 30004214 | Alternate Energy Technologies | EAGLESUN | DBS-G2-60-40 | Indirect Forced Circulation (IF) | 41.35 |  | MSC-20 | Automatic Drainback |  | Solar Storage and Auxiliary Tanks are separate | 60 | 0.97 | 0.85 | 85 | Z13 | [18 empty] | Bakersfield,Kern, California | FALSE | 48.68 |  | 2016-10-25 | 2016-12-06 |  |  | 2016-12-01 | 2017-02-15 | 2770 | 6181.88 | Up-front Payment
PGE-006883 | Low Income Single Family Residential | Domestic Hot Water | Gas | Pacific Gas and Electric | Incentive:Paid | 4393 | 36.9 |  | 1 | 149 |  | 119 |  | 2016-12-01 15:39 | 2017-02-09 | COMMUNITY ACTION PARTNERSHIP OF KERN | Retrofit | BAKERSFIELD | Kern | 93307 | Host Customer is System Owner | 2 |  | 2010017C | Alternate Energy Technologies | EAGLESUN | DBS-G2-80-64 | Indirect Forced Circulation (IF) | 65.34 |  | MSC-32 | Automatic Drainback | Drainback (Water) | Solar Storage and Auxiliary Tanks are separate | 80 | 0.94 | 0.85 | 35 | Z13 | [18 empty] | Bakersfield,Kern,California | FALSE | 48.52 |  | 2016-10-25 | 2016-12-06 |  |  | 2016-12-01 | 2017-02-09 | 2810 | 7229.55 | Up-front Payment
PGE-006884 | Commercial/Multifamily Residential | Domestic Hot Water | Gas | Pacific Gas and Electric | Incentive:Canceled | 63032 | 20.19 |  | 1 | 3252 |  | 3122 |  | 2016-10-26 16:08 | 2016-11-02 | SUN LIGHT & POWER | New Construction | Berkeley | Alameda | 94704 | Host Customer is System Owner | [7 empty] | 964.08 | 40.17 |  | Glycol | Pressure Stagnation Protection (PSP) | Solar Storage and Auxiliary Tanks are separate |  | 0.96 | 1 | 2660 | Z03 | 70 | Units | Apartments/Condos | 2010115A | 24 | 2 | 5000 | 1 | 360 | 3 | 1000000 | TRUE | 140 | 125 |  | Heliodyne - Delta-T Pro Ethernet |  | Heliodyne - Delta-T Pro Ethernet |  | FALSE | 44.5 |  | 2011-06-01: 2016-10-25; 2011-06-23: 2016-10-26; 2011-07-01: 2016-11-02 | 2915 | 144704 | Up-front Payment
SCG-006886 | Single Family Residential | Domestic Hot Water | Gas | Southern California Gas Company | Incentive:Paid | 6584 | 70 |  | 1 SCG | 99 |  | 94 |  | 2016-10-28 14:59 | 2016-12-21 | TITANIUM POWER INC | Retrofit | Los Angeles | Los Angeles | 90011 | Host Customer is System Owner | 5 |  | 2005006K | Butler Sun Solutions, Inc. | SOLAR BUTLER | BSS-PV1-40GD | Indirect Forced Circulation (IF) | 32.84 |  | EC-32 / EC-32-0.75 | Glycol | Advanced Controller with a Vacation or Holiday Mode | Solar and Auxiliary Storage are the same Tank | 40 | 1 | 0.95 | 65 | Z08 | [18 empty] | Los Angeles | FALSE | 67.26 |  | 2011-06-01: 2016-10-26; 2011-08-03: 2016-10-28; 2011-09-20: 2016-12-21 | 2860 | 6659 | Up-front Payment
SCG-006887 | Single Family Residential | Domestic Hot Water | Gas | Southern California Gas Company | Incentive:Paid | 9702 | 70 |  | 1 SCG | 140 |  | 139 |  | 2016-10-31 15:13 | 2016-12-21 | TITANIUM POWER INC | Retrofit | Pacoima | Los Angeles | 91331 | Host Customer is System Owner | 7 |  | 2011141B | Heliodyne, Inc. | HELIOPAK | HPAK 016 1 410 G 80 ACD Z | Indirect Forced Circulation (IF) | 40.17 |  | 410 001 | Glycol | Advanced Controller with a Vacation or Holiday Mode | Solar Storage and Auxiliary Tanks are separate | 80 | 0.99 | 1 | 85 | Z09 | [18 empty] | Los Angeles | FALSE | 69.71 |  | 2011-06-01: 2016-10-26; 2011-08-03: 2016-10-31; 2011-09-20: 2016-12-21 | 2860 | 9759 | Up-front Payment
SCG-006888 | Single Family Residential | Domestic Hot Water | Gas | Southern California Gas Company | Incentive:Paid | 9702 | 70 |  | 1 SCG | 140 |  | 139 |  | 2016-10-31 15:18 | 2016-12-21 | TITANIUM POWER INC | Retrofit | Pacoima | Los Angeles | 91331 | Host Customer is System Owner | 6 |  | 2011141B | Heliodyne, Inc. | HELIOPAK | HPAK 016 1 410 G 80 ACD Z | Indirect Forced Circulation (IF) | 40.17 |  | 410 001 | Glycol | Advanced Controller with a Vacation or Holiday Mode | Solar Storage and Auxiliary Tanks are separate | 80 | 0.99 | 1 | 75 | Z09 | [18 empty] | Los Angeles | FALSE | 69.71 |  | 2011-06-01: 2016-10-26; 2011-08-03: 2016-10-31; 2011-09-20: 2016-12-21 | 2860 | 9759 | Up-front Payment
SCG-006889 | Single Family Residential | Domestic Hot Water | Gas | Southern California Gas Company | Incentive:Paid | 6861 | 70 |  | 1 SCG | 99 |  | 98 |  | 2016-10-28 14:56 | 2016-12-21 | TITANIUM POWER INC | Retrofit | Los Angeles | Los Angeles | 90011 | Host Customer is System Owner | 5 |  | 2005006K | Butler Sun Solutions, Inc. | SOLAR BUTLER | BSS-PV1-40GD | Indirect Forced Circulation (IF) | 32.84 |  | EC-32 / EC-32-0.75 | Glycol | Advanced Controller with a Vacation or Holiday Mode | Solar and Auxiliary Storage are the same Tank | 40 | 0.99 | 1 | 65 | Z08 | [18 empty] | Los Angeles | FALSE | 70.29 |  | 2011-06-01: 2016-10-26; 2011-08-03: 2016-10-28; 2011-09-20: 2016-12-21 | 2860 | 6959 | Up-front Payment
SCG-006890 | Commercial Pools | Pool Heating | Gas | Southern California Gas Company | Incentive:Paid | 6775 | 5 |  | 1 | 1355 |  | 1355 |  | 2016-10-27 11:23 | 2016-10-31 | SUNX SOLAR INC | Retrofit | Palm Springs | Riverside | 92262 | Host Customer is System Owner | [7 empty] | 434.7 | 48.3 |  | Drainback |  |  |  | 1 | 1 |  | Z15 |  |  |  | 10001884 | 9 | 1 | [5 empty] | FALSE | [6 empty] | City of Palm Springs | FALSE | 5.74 |  | 2016-10-26 |  | 2016-10-27 | 2016-10-31 | 2016-12-11 | 2016-12-12 | 2869 | 7775 | Up-front Payment
SCG-006891 | Single Family Residential | Domestic Hot Water | Gas | Southern California Gas Company | Incentive:Paid | 9604 | 70 |  | 1 SCG | 140 |  | 137 |  | 2016-10-31 15:12 | 2017-01-05 | TITANIUM POWER INC | Retrofit | Pacoima | Los Angeles | 91331 | Host Customer is System Owner | 6 |  | 2011141B | Heliodyne, Inc. | HELIOPAK | HPAK 016 1 410 G 80 ACD Z | Indirect Forced Circulation (IF) | 40.17 |  | 410 001 | Glycol | Advanced Controller with a Vacation or Holiday Mode | Solar Storage and Auxiliary Tanks are separate | 80 | 0.98 | 1 | 75 | Z09 | [18 empty] | Los Angeles | FALSE | 68.99 |  | 2011-06-01: 2016-10-26; 2011-08-03: 2016-10-31; 2011-09-20: 2017-01-05 | 2839 | 9659 | Up-front Payment
SCG-006892 | Single Family Residential | Domestic Hot Water | Gas | Southern California Gas Company | Incentive:Paid | 9702 | 70 |  | 1 SCG | 140 |  | 139 |  | 2016-10-28 14:53 | 2016-12-21 | TITANIUM POWER INC | Retrofit | Los Angeles | Los Angeles | 90011 | Host Customer is System Owner | 5 |  | 2001001B | SunEarth, Inc. | SOLARAY | TE40C-80-2G | Indirect Forced Circulation (IF) | 40.86 |  | EC-40 / EC-40-0.75 | Glycol | Advanced Controller with a Vacation or Holiday Mode | Solar Storage and Auxiliary Tanks are separate | 80 | 0.99 | 1 | 65 | Z08 | [18 empty] | Los Angeles | FALSE | 69.71 |  | 2011-06-01: 2016-10-26; 2011-08-03: 2016-10-28; 2011-09-20: 2016-12-21 | 2860 | 9759 | Up-front Payment
SCG-006893 | Commercial Pools | Pool Heating | Gas | Southern California Gas Company | Incentive:Paid | 9090 | 5 |  | 1 | 1818 |  | 1818 |  | 2016-10-31 12:54 | 2016-11-01 | SUNX SOLAR INC | Retrofit | Rancho Mirage | Riverside | 92270 | Host Customer is System Owner | [7 empty] | 579.6 | 48.3 |  | Drainback |  |  |  | 1 | 1 |  | Z15 |  |  |  | 10001884 | 12 | 1 | [5 empty] | FALSE |  |  |  | SunEarth - SETR A503 TTR U + VFS 20-400 |  | SunEarth - SETR A503 TTR U + VFS 20-400 | City of Rancho Mirage | FALSE | 5.93 |  | 2016-10-26 |  | 2016-10-31 | 2016-11-01 | 2016-11-14 | 2016-12-12 | 2868 | 10785 | Up-front Payment
SCG-006894 | Single Family Residential | Domestic Hot Water | Gas | Southern California Gas Company | Incentive:Paid | 9895 | 70 |  | 1 SCG | 186 |  | 141 |  | 2016-11-01 16:39 | 2017-01-27 | CATERSOLAR INC | Retrofit | Woodland Hills | Los Angeles | 91367 | Host Customer is System Owner | 4 |  | 2011118A | Stiebel Eltron | SOLAR HOT WATER PACKAGE | SOLKIT-2N-B | Indirect Forced Circulation (IF) | 54.81 |  | SOL 27 Premium S | Glycol | Advanced Controller with a Vacation or Holiday Mode | Solar Storage with Tankless Auxiliary Water Heater | 81.1 | 0.95 | 0.8 | 55 | Z09 | [18 empty] | CITY OF LOS ANGELES | FALSE | 56.24 |  | 2011-06-01: 2016-10-26; 2011-08-03: 2016-11-01; 2011-09-20: 2017-01-27 | 2825 | 10460 | Up-front Payment
SCG-006895 | Single Family Residential | Domestic Hot Water | Gas | Southern California Gas Company | Incentive:Paid | 9438 | 70 |  | 1 SCG | 139 |  | 135 |  | 2016-10-28 15:06 | 2016-12-21 | TITANIUM POWER INC | Retrofit | Los Angeles | Los Angeles | 90011 | Host Customer is System Owner | 10 |  | 2011141B | Heliodyne, Inc. | HELIOPAK | HPAK 016 1 410 G 80 ACD Z | Indirect Forced Circulation (IF) | 40.17 |  | 410 001 | Glycol | Advanced Controller with a Vacation or Holiday Mode | Solar Storage and Auxiliary Tanks are separate | 80 | 0.97 | 1 | 115 | Z08 | [18 empty] | Los Angeles | FALSE | 68.41 |  | 2011-06-01: 2016-10-26; 2011-08-03: 2016-10-28; 2011-09-20: 2016-12-21 | 2860 | 9509 | Up-front Payment
PGE-006896 | Low Income Single Family Residential | Domestic Hot Water | Gas | Pacific Gas and Electric | Incentive:Paid | 5099 | 36.9 |  | 1 | 147 |  | 138 |  | 2016-11-04 08:57 | 2016-11-08 | COMMUNITY RESOURCE PROJECT INC | Retrofit | SACRAMENTO | Sacramento | 95828 | Host Customer is System Owner | 2 |  | 2010017C | Alternate Energy Technologies | EAGLESUN | DBS-G2-80-64 | Indirect Forced Circulation (IF) | 65.34 |  | MSC-32 | Automatic Drainback | Drainback (Water) | Solar Storage and Auxiliary Tanks are separate | 80 | 0.94 | 1 | 35 | Z12 | [18 empty] | Sacramento County | FALSE | 44.57 |  | 2011-06-01: 2016-10-26; 2011-08-03: 2016-11-04; 2011-09-20: 2016-11-08 | 2888 | 6552.3 | Up-front Payment
SCG-006897 | Single Family Residential | Domestic Hot Water | Gas | Southern California Gas Company | Incentive:Paid | 6584 | 70 |  | 1 SCG | 99 |  | 94 |  | 2016-11-03 12:13 | 2017-01-05 | TITANIUM POWER INC | Retrofit | Los Angeles | Los Angeles | 90037 | Host Customer is System Owner | 6 |  | 2005006K | Butler Sun Solutions, Inc. | SOLAR BUTLER | BSS-PV1-40GD | Indirect Forced Circulation (IF) | 32.84 |  | EC-32 / EC-32-0.75 | Glycol | Advanced Controller with a Vacation or Holiday Mode | Solar and Auxiliary Storage are the same Tank | 40 | 1 | 0.95 | 75 | Z08 | [18 empty] | Los Angeles | FALSE | 67.26 |  | 2011-06-01: 2016-10-26; 2011-08-03: 2016-11-03; 2011-09-20: 2017-01-05 | 2845 | 6659 | Up-front Payment
SCG-006898 | Single Family Residential | Domestic Hot Water | Gas | Southern California Gas Company | Incentive:Canceled | 9244 | 70 |  | 1 SCG | 139 |  | 132 |  | 2016-11-03 12:16 |  | TITANIUM POWER INC | Retrofit | Los Angeles | Los Angeles | 90037 | Owner/Tenant | 5 |  | 2011141B | Heliodyne, Inc. | HELIOPAK | HPAK 016 1 410 G 80 ACD Z | Indirect Forced Circulation (IF) | 40.17 |  | 410 001 | Glycol | Advanced Controller with a Vacation or Holiday Mode | Solar Storage and Auxiliary Tanks are separate | 80 | 1 | 0.95 | 65 | Z08 | [18 empty] | Los Angeles | FALSE | 66.61 |  | 2011-06-01: 2016-10-26; 2011-06-21: 2016-12-27; 2011-08-03: 2016-11-03 | 2860 | 9259 | Up-front Payment
SCG-006899 | Single Family Residential | Domestic Hot Water | Gas | Southern California Gas Company | Incentive:Paid | 10238 | 70 |  | 1 SCG | 161 |  | 153 |  | 2016-11-07 08:46 | 2017-01-13 | ALL VALLEY SOLAR INC | Retrofit | Encino | Encino | 91436 | Host Customer is System Owner | 4 |  | 2001028P | SunEarth, Inc. | CASCADE | ECRD-64-120-2G | Indirect Forced Circulation (IF) | 65.67 |  | EC-32 / EC-32-0.75 | Automatic Drainback |  | Solar Storage and Auxiliary Tanks are separate | 120 | 0.95 | 1 | 55 | Z09 | [18 empty] | LADBS | FALSE | 63.98 |  | 2011-06-01: 2016-10-27; 2011-08-03: 2016-11-07; 2011-09-20: 2017-01-13 | 2837 | 10300 | Up-front Payment
SCG-006900 | Single Family Residential | Domestic Hot Water | Gas | Southern California Gas Company | Incentive:Paid | 10238 | 70 |  | 1 SCG | 186 |  | 150 |  | 2017-02-07 13:27 | 2017-04-04 | CATERSOLAR INC | Retrofit | Van Nuys | Los Angeles | 91406 | Owner/Tenant | 5 |  | 2011118A | Stiebel Eltron | SOLAR HOT WATER PACKAGE | SOLKIT-2N-B | Indirect Forced Circulation (IF) | 54.81 |  | SOL 27 Premium S | Glycol | Advanced Controller with a Vacation or Holiday Mode | Solar Storage with Tankless Auxiliary Water Heater | 81.1 | 0.95 | 0.85 | 65 | Z09 | [18 empty] | CITY OF LOS ANGELES | FALSE | 56.24 |  | 2011-06-01: 2016-10-27; 2011-08-03: 2017-02-07; 2011-09-20: 2017-04-04 | 2756 | 10460 | Up-front Payment
SCG-006902 | Single Family Residential | Domestic Hot Water | Gas | Southern California Gas Company | Incentive:Paid | 10238 | 70 |  | 1 SCG | 186 |  | 150 |  | 2017-02-07 13:46 | 2017-04-10 | CATERSOLAR INC | Retrofit | Sherman Oaks | Los Angeles | 91423 | Host Customer is System Owner | 5 |  | 2011118A | Stiebel Eltron | SOLAR HOT WATER PACKAGE | SOLKIT-2N-B | Indirect Forced Circulation (IF) | 54.81 |  | SOL 27 Premium S | Glycol | Advanced Controller with a Vacation or Holiday Mode | Solar Storage with Tankless Auxiliary Water Heater | 81.1 | 0.95 | 0.85 | 65 | Z09 | [18 empty] | CITY OF LOS ANGELES | FALSE | 56.24 |  | 2011-06-01: 2016-10-27; 2011-08-03: 2017-02-07; 2011-09-20: 2017-04-10 | 2742 | 10460 | Up-front Payment
SCG-006903 | Single Family Residential | Domestic Hot Water | Gas | Southern California Gas Company | Incentive:Paid | 10238 | 70 |  | 1 SCG | 186 |  | 177 |  | 2017-02-27 02:32 | 2017-06-05 | CATERSOLAR INC | Retrofit | NORTH HOLLYWOOD | Los Angeles | 91606 | Owner/Tenant | 4 |  | 2011118A | Stiebel Eltron | SOLAR HOT WATER PACKAGE | SOLKIT-2N-B | Indirect Forced Circulation (IF) | 54.81 |  | SOL 27 Premium S | Glycol | Advanced Controller with a Vacation or Holiday Mode | Solar Storage with Tankless Auxiliary Water Heater | 81.1 | 0.95 | 1 | 55 | Z09 | [18 empty] | CITY OF LOS ANGELES | FALSE | 56.24 |  | 2011-06-01: 2016-10-27; 2011-08-03: 2017-02-27; 2011-09-20: 2017-06-05 | 2692 | 10460 | Up-front Payment
SCG-006904 | Single Family Residential | Domestic Hot Water | Gas | Southern California Gas Company | Incentive:Paid | 10238 | 70 |  | 1 SCG | 186 |  | 167 |  | 2017-02-07 13:28 | 2017-04-10 | CATERSOLAR INC | Retrofit | ARLETA | Los Angeles | 91331 | Owner/Tenant | 4 |  | 2011118A | Stiebel Eltron | SOLAR HOT WATER PACKAGE | SOLKIT-2N-B | Indirect Forced Circulation (IF) | 54.81 |  | SOL 27 Premium S | Glycol | Advanced Controller with a Vacation or Holiday Mode | Solar Storage with Tankless Auxiliary Water Heater | 81.1 | 0.9 | 1 | 55 | Z09 | [18 empty] | CITY OF LOS ANGELES | FALSE | 56.24 |  | 2011-06-01: 2016-10-27; 2011-08-03: 2017-02-07; 2011-09-20: 2017-04-10 | 2742 | 10460 | Up-front Payment
SCG-006905 | Single Family Residential | Domestic Hot Water | Gas | Southern California Gas Company | Incentive:Paid | 10238 | 70 |  | 1 SCG | 186 |  | 177 |  | 2017-02-07 13:44 | 2017-04-04 | CATERSOLAR INC | Retrofit | SUN VALLEY | Los Angeles | 91352 | Owner/Tenant | 5 |  | 2011118A | Stiebel Eltron | SOLAR HOT WATER PACKAGE | SOLKIT-2N-B | Indirect Forced Circulation (IF) | 54.81 |  | SOL 27 Premium S | Glycol | Advanced Controller with a Vacation or Holiday Mode | Solar Storage with Tankless Auxiliary Water Heater | 81.1 | 0.95 | 1 | 65 | Z09 | [18 empty] | CITY OF LOS ANGELES | FALSE | 56.24 |  | 2011-06-01: 2016-10-27; 2011-08-03: 2017-02-07; 2011-09-20: 2017-04-04 | 2756 | 10460 | Up-front Payment
SCG-006906 | Single Family Residential | Domestic Hot Water | Gas | Southern California Gas Company | Incentive:Paid | 10238 | 70 |  | 1 SCG | 186 |  | 177 |  | 2017-02-07 13:45 | 2017-04-04 | CATERSOLAR INC | Retrofit | SUN VALLEY | Los Angeles | 91352 | Owner/Tenant | 5 |  | 2011118A | Stiebel Eltron | SOLAR HOT WATER PACKAGE | SOLKIT-2N-B | Indirect Forced Circulation (IF) | 54.81 |  | SOL 27 Premium S | Glycol | Advanced Controller with a Vacation or Holiday Mode | Solar Storage with Tankless Auxiliary Water Heater | 81.1 | 0.95 | 1 | 65 | Z09 | [18 empty] | CITY OF LOS ANGELES | FALSE | 56.24 |  | 2011-06-01: 2016-10-27; 2011-08-03: 2017-02-07; 2011-09-20: 2017-04-04 | 2756 | 10460 | Up-front Payment
SCG-006907 | Single Family Residential | Domestic Hot Water | Gas | Southern California Gas Company | Incentive:Paid | 10238 | 70 |  | 1 SCG | 186 |  | 158 |  | 2017-02-13 17:17 | 2017-05-16 | CATERSOLAR INC | Retrofit | RESEDA | Los Angeles | 91335 | Owner/Tenant | 5 |  | 2011118A | Stiebel Eltron | SOLAR HOT WATER PACKAGE | SOLKIT-2N-B | Indirect Forced Circulation (IF) | 54.81 |  | SOL 27 Premium S | Glycol | Advanced Controller with a Vacation or Holiday Mode | Solar Storage with Tankless Auxiliary Water Heater | 81.1 | 1 | 0.85 | 65 | Z09 | [18 empty] | CITY OF LOS ANGELES | FALSE | 56.24 |  | 2016-10-27 | 2017-04-28 |  |  | 2017-02-13 | 2017-05-16 | 2711 | 10460 | Up-front Payment
SCG-006908 | Single Family Residential | Domestic Hot Water | Gas | Southern California Gas Company | Incentive:Paid | 10238 | 70 |  | 1 SCG | 186 |  | 150 |  | 2017-02-07 13:27 | 2017-04-04 | CATERSOLAR INC | Retrofit | NORTH HILLS | Los Angeles | 91343 | Owner/Tenant | 4 |  | 2011118A | Stiebel Eltron | SOLAR HOT WATER PACKAGE | SOLKIT-2N-B | Indirect Forced Circulation (IF) | 54.81 |  | SOL 27 Premium S | Glycol | Advanced Controller with a Vacation or Holiday Mode | Solar Storage with Tankless Auxiliary Water Heater | 81.1 | 0.95 | 0.85 | 55 | Z09 | [18 empty] | CITY OF LOS ANGELES | FALSE | 56.24 |  | 2011-06-01: 2016-10-27; 2011-08-03: 2017-02-07; 2011-09-20: 2017-04-04 | 2756 | 10460 | Up-front Payment
SCG-006909 | Commercial/Multifamily Residential | Domestic Hot Water | Gas | Southern California Gas Company | Incentive:Paid | 126625 | 25 |  | 1 SCG | 5065 |  | 5065 |  | 2016-12-15 12:18 | 2017-01-12 | ALL VALLEY SOLAR INC | Retrofit | North Hollywood | North Hollywood | 91606 | Host Customer is System Owner | [7 empty] | 1310.4 | 40.95 |  | Drainback |  | Solar Storage with Tankless Auxiliary Water Heater |  | 1 | 1 | 3140 | Z09 | 80 |  | Other | 10001803 | 32 | 3 | 2400 | 1 | 0 | 0 | 750000 | TRUE | 135 | 140 |  | SunEarth - SETR0603mcU + VFS 5-100 |  | SunEarth - SETR A503 TTR U + VFS 5-100 | LADBS | FALSE | 29.22 |  | 2016-10-27 |  | 2016-12-15 | 2017-01-12 | 2017-01-17 | 2017-01-24 | 2816 | 148000 | Up-front Payment
SCG-006910 | Single Family Residential | Domestic Hot Water | Gas | Southern California Gas Company | Incentive:Canceled | 9702 | 70 |  | 1 SCG | 140 |  | 139 |  | 2016-10-28 15:03 |  | TITANIUM POWER INC | Retrofit | Pacoima | Los Angeles | 91331 | Host Customer is System Owner | 7 |  | 2011141B | Heliodyne, Inc. | HELIOPAK | HPAK 016 1 410 G 80 ACD Z | Indirect Forced Circulation (IF) | 40.17 |  | 410 001 | Glycol | Advanced Controller with a Vacation or Holiday Mode | Solar Storage and Auxiliary Tanks are separate | 80 | 0.99 | 1 | 85 | Z09 | [18 empty] | Los Angeles | FALSE | 69.71 |  | 2011-06-01: 2016-10-27; 2011-06-21: 2017-01-03; 2011-08-03: 2016-10-28 | 2854 | 9759 | Up-front Payment
SCG-006911 | Single Family Residential | Domestic Hot Water | Gas | Southern California Gas Company | Incentive:Paid | 9702 | 70 |  | 1 SCG | 140 |  | 139 |  | 2016-10-28 15:00 | 2016-12-21 | TITANIUM POWER INC | Retrofit | Pacoima | Los Angeles | 91331 | Host Customer is System Owner | 5 |  | 2011141B | Heliodyne, Inc. | HELIOPAK | HPAK 016 1 410 G 80 ACD Z | Indirect Forced Circulation (IF) | 40.17 |  | 410 001 | Glycol | Advanced Controller with a Vacation or Holiday Mode | Solar Storage and Auxiliary Tanks are separate | 80 | 0.99 | 1 | 65 | Z09 | [18 empty] | Los Angeles | FALSE | 69.71 |  | 2011-06-01: 2016-10-27; 2011-08-03: 2016-10-28; 2011-09-20: 2016-12-21 | 2860 | 9759 | Up-front Payment
PGE-006912 | Low Income Multifamily Residential | Domestic Hot Water | Gas | Pacific Gas and Electric | Incentive:Paid | 30999 | 24.89 |  | 1 | 1258 |  | 1245 |  | 2016-12-05 14:52 | 2016-12-06 | SUN LIGHT & POWER | New Construction | Walnut Creek | Contra Costa | 94596 | Host Customer is System Owner | [7 empty] | 321.36 | 40.17 |  | Glycol | Pressure Stagnation Protection (PSP) | Solar Storage and Auxiliary Tanks are separate |  | 0.99 | 1 | 1200 | Z12 | 30 | Units | Apartments/Condos | 2010115A | 8 | 2 | 480 | 1 | 200 | 2 | 399800 | TRUE | 130 | 120 |  |  |  |  | City of Walnut Creek | FALSE | 64.52 |  | 2016-11-02 | 2018-11-05 | 2016-12-05 | 2016-12-06 | 2018-10-24 | 2018-11-21 | 2139 | 81160 | Up-front Payment
PGE-006913 | Low Income Multifamily Residential | Domestic Hot Water | Gas | Pacific Gas and Electric | Incentive:Paid | 39600 | 24.89 |  | 1 | 1591 |  | 1591 |  | 2016-12-05 14:52 | 2017-01-05 | SUN LIGHT & POWER | New Construction | Walnut Creek | Contra Costa | 94596 | Host Customer is System Owner | [7 empty] | 482.04 | 40.17 |  | Glycol | Pressure Stagnation Protection (PSP) | Solar Storage and Auxiliary Tanks are separate |  | 1 | 1 | 1120 | Z12 | 28 | Units | Apartments/Condos | 2010115A | 12 | 2 | 720 | 1 | 238 | 2 | 399800 | TRUE | 130 | 120 |  | Heliodyne - Delta-T Pro Ethernet |  | Heliodyne - Delta-T Pro Ethernet | City of Walnut Creek | FALSE | 65.32 |  | 2016-11-02 | 2016-12-06 | 2016-12-05 | 2017-01-05 | 2018-12-17 | 2019-01-15 | 2081 | 103925 | Up-front Payment
SCG-006914 | Single Family Residential | Domestic Hot Water | Gas | Southern California Gas Company | Incentive:Paid | 9702 | 70 |  | 1 SCG | 140 |  | 139 |  | 2016-10-31 15:16 | 2016-12-21 | TITANIUM POWER INC | Retrofit | Pacoima | Los Angeles | 91331 | Host Customer is System Owner | 6 |  | 2011141B | Heliodyne, Inc. | HELIOPAK | HPAK 016 1 410 G 80 ACD Z | Indirect Forced Circulation (IF) | 40.17 |  | 410 001 | Glycol | Advanced Controller with a Vacation or Holiday Mode | Solar Storage and Auxiliary Tanks are separate | 80 | 0.99 | 1 | 75 | Z09 | [18 empty] | Los Angeles | FALSE | 69.71 |  | 2011-06-01: 2016-10-27; 2011-08-03: 2016-10-31; 2011-09-20: 2016-12-21 | 2860 | 9759 | Up-front Payment
SCG-006915 | Single Family Residential | Domestic Hot Water | Gas | Southern California Gas Company | Incentive:Paid | 9702 | 70 |  | 1 SCG | 140 |  | 139 |  | 2016-10-31 15:14 | 2016-12-21 | TITANIUM POWER INC | Retrofit | Pacoima | Los Angeles | 91331 | Host Customer is System Owner | 5 |  | 2011141B | Heliodyne, Inc. | HELIOPAK | HPAK 016 1 410 G 80 ACD Z | Indirect Forced Circulation (IF) | 40.17 |  | 410 001 | Glycol | Advanced Controller with a Vacation or Holiday Mode | Solar Storage and Auxiliary Tanks are separate | 80 | 0.99 | 1 | 65 | Z09 | [18 empty] | Los Angeles | FALSE | 69.71 |  | 2011-06-01: 2016-10-27; 2011-08-03: 2016-10-31; 2011-09-20: 2016-12-21 | 2860 | 9759 | Up-front Payment
PGE-006916 | Single Family Residential | Domestic Hot Water | Gas | Pacific Gas and Electric | Incentive:Paid | 3441 | 29.85 |  | 1 | 131 |  | 115 |  | 2016-11-10 14:17 | 2016-11-29 | SUN LIGHT & POWER | Retrofit | Los Altos | Santa Clara | 94022 | Host Customer is System Owner | 2 |  | 2010137F | Heliodyne, Inc. | HELIOPAS | HPAS 1 410 G 75 AC S Z | Indirect Forced Circulation (IF) | 40.17 |  | 410 001 |  |  | Solar and Auxiliary Storage are the same Tank | 80 | 0.88 | 1 | 35 | Z04 | [18 empty] | City of Los Altos | FALSE | 75.18 |  | 2016-10-27 | 2016-11-16 |  |  | 2016-11-10 | 2016-11-29 | 2874 | 9849 | Up-front Payment
SCG-006921 | Single Family Residential | Domestic Hot Water | Gas | Southern California Gas Company | Incentive:Paid | 8911 | 70 |  | 1 SCG | 134 |  | 127 |  | 2016-11-08 11:36 | 2017-01-13 | EVOLUTION ENERGY SOLUTIONS L L C | Retrofit | SUN VALLEY | Los Angeles | 91352 | Host Customer is System Owner | 6 |  | 2001001A | SunEarth, Inc. | SOLARAY | TE40P-80-2G | Indirect Forced Circulation (IF) | 40.9 |  | EP-40 / EP-40-0.75 | Glycol | Advanced Controller with a Vacation or Holiday Mode | Solar Storage and Auxiliary Tanks are separate | 80 | 1 | 0.95 | 75 | Z09 | [18 empty] | Los Angeles | FALSE | 66.5 |  | 2011-06-01: 2016-10-28; 2011-08-03: 2016-11-08; 2011-09-20: 2017-01-13 | 2837 | 8911 | Up-front Payment
SCG-006922 | Single Family Residential | Domestic Hot Water | Gas | Southern California Gas Company | Incentive:Paid | 9380 | 70 |  | 1 SCG | 134 |  | 134 |  | 2016-11-03 13:33 | 2017-01-05 | EVOLUTION ENERGY SOLUTIONS L L C | Retrofit | Los Angeles | Los Angeles | 90033 | Host Customer is System Owner | 5 |  | 2001001A | SunEarth, Inc. | SOLARAY | TE40P-80-2G | Indirect Forced Circulation (IF) | 40.9 |  | EP-40 / EP-40-0.75 | Glycol | Advanced Controller with a Vacation or Holiday Mode | Solar Storage and Auxiliary Tanks are separate | 80 | 1 | 1 | 65 | Z09 | [18 empty] | Los Angeles | FALSE | 70 |  | 2011-06-01: 2016-10-28; 2011-08-03: 2016-11-03; 2011-09-20: 2017-01-05 | 2845 | 9380 | Up-front Payment
SCG-006923 | Single Family Residential | Domestic Hot Water | Gas | Southern California Gas Company | Incentive:Paid | 9380 | 70 |  | 1 SCG | 134 |  | 134 |  | 2016-11-16 08:04 | 2017-01-19 | EVOLUTION ENERGY SOLUTIONS L L C | Retrofit | Los Angeles | Los Angeles | 90033 | Host Customer is System Owner | 2 |  | 2001001A | SunEarth, Inc. | SOLARAY | TE40P-80-2G | Indirect Forced Circulation (IF) | 40.9 |  | EP-40 / EP-40-0.75 | Glycol | Advanced Controller with a Vacation or Holiday Mode | Solar Storage and Auxiliary Tanks are separate | 80 | 1 | 1 | 35 | Z09 | [18 empty] | Los Angeles | FALSE | 70 |  | 2011-06-01: 2016-10-28; 2011-08-03: 2016-11-16; 2011-09-20: 2017-01-19 | 2832 | 9380 | Up-front Payment
SCG-006924 | Single Family Residential | Domestic Hot Water | Gas | Southern California Gas Company | Incentive:Paid | 9380 | 70 |  | 1 SCG | 134 |  | 134 |  | 2016-11-07 15:03 | 2017-01-13 | EVOLUTION ENERGY SOLUTIONS L L C | Retrofit | Los Angeles | Los Angeles | 90033 | Host Customer is System Owner | 6 |  | 2001001A | SunEarth, Inc. | SOLARAY | TE40P-80-2G | Indirect Forced Circulation (IF) | 40.9 |  | EP-40 / EP-40-0.75 | Glycol | Advanced Controller with a Vacation or Holiday Mode | Solar Storage and Auxiliary Tanks are separate | 80 | 1 | 1 | 75 | Z09 | [18 empty] | Los Angeles | FALSE | 70 |  | 2011-06-01: 2016-10-28; 2011-08-03: 2016-11-07; 2011-09-20: 2017-01-13 | 2837 | 9380 | Up-front Payment
PGE-006926 | Low Income Single Family Residential | Domestic Hot Water | Gas | Pacific Gas and Electric | Incentive:Paid | 4682 | 36.9 |  | 1 | 147 |  | 144 |  | 2016-11-03 09:20 | 2016-12-14 | MERCED COUNTY COMMUNITY ACTION BOARD | Retrofit | ATWATER | Merced | 95301 | Host Customer is System Owner | 6 |  | 2010017C | Alternate Energy Technologies | EAGLESUN | DBS-G2-80-64 | Indirect Forced Circulation (IF) | 65.34 |  | MSC-32 | Automatic Drainback |  | Solar Storage and Auxiliary Tanks are separate | 80 | 0.98 | 1 | 75 | Z12 | [18 empty] | City of Atwater | FALSE | 31.85 |  | 2016-10-28 | 2016-11-07 |  |  | 2016-11-03 | 2016-12-14 | 2852 | 4682.52 | Up-front Payment
SCG-006927 | Single Family Residential | Domestic Hot Water | Gas | Southern California Gas Company | Incentive:Paid | 10238 | 70 |  | 1 SCG | 186 |  | 167 |  | 2016-11-01 16:24 | 2016-12-21 | CATERSOLAR INC | Retrofit | ENCINO | Los Angeles | 91436 | Host Customer is System Owner | 5 |  | 2011118A | Stiebel Eltron | SOLAR HOT WATER PACKAGE | SOLKIT-2N-B | Indirect Forced Circulation (IF) | 54.81 |  | SOL 27 Premium S | Glycol | Advanced Controller with a Vacation or Holiday Mode | Solar Storage with Tankless Auxiliary Water Heater | 81.1 | 0.9 | 1 | 65 | Z09 | [18 empty] | CITY OF LOS ANGELES | FALSE | 56.24 |  | 2011-06-01: 2016-10-28; 2011-08-03: 2016-11-01; 2011-09-20: 2016-12-21 | 2860 | 10460 | Up-front Payment
SCG-006928 | Single Family Residential | Domestic Hot Water | Gas | Southern California Gas Company | Incentive:Paid | 9702 | 70 |  | 1 SCG | 140 |  | 139 |  | 2016-10-31 15:19 | 2016-12-21 | TITANIUM POWER INC | Retrofit | Pacoima | Los Angeles | 91331 | Host Customer is System Owner | 6 |  | 2011141B | Heliodyne, Inc. | HELIOPAK | HPAK 016 1 410 G 80 ACD Z | Indirect Forced Circulation (IF) | 40.17 |  | 410 001 | Glycol | Advanced Controller with a Vacation or Holiday Mode | Solar Storage and Auxiliary Tanks are separate | 80 | 0.99 | 1 | 75 | Z09 | [18 empty] | Los Angeles | FALSE | 69.71 |  | 2011-06-01: 2016-10-28; 2011-08-03: 2016-10-31; 2011-09-20: 2016-12-21 | 2860 | 9759 | Up-front Payment
SCG-006929 | Single Family Residential | Domestic Hot Water | Gas | Southern California Gas Company | Incentive:Paid | 10238 | 70 |  | 1 SCG | 186 |  | 167 |  | 2017-02-07 12:58 | 2017-04-18 | CATERSOLAR INC | Retrofit | NORTHRIDGE | Los Angeles | 91325 | Host Customer is System Owner | 5 |  | 2011118A | Stiebel Eltron | SOLAR HOT WATER PACKAGE | SOLKIT-2N-B | Indirect Forced Circulation (IF) | 54.81 |  | SOL 27 Premium S | Glycol | Advanced Controller with a Vacation or Holiday Mode | Solar Storage with Tankless Auxiliary Water Heater | 81.1 | 0.9 | 1 | 65 | Z09 | [18 empty] | CITY OF LOS ANGELES | FALSE | 56.24 |  | 2011-06-01: 2016-10-28; 2011-08-03: 2017-02-07; 2011-09-20: 2017-04-18 | 2738 | 10460 | Up-front Payment
SCG-006930 | Single Family Residential | Domestic Hot Water | Gas | Southern California Gas Company | Incentive:Paid | 10238 | 70 |  | 1 SCG | 186 |  | 168 |  | 2016-11-01 16:23 | 2017-01-05 | CATERSOLAR INC | Retrofit | NORTH HILLS | Los Angeles | 91343 | Host Customer is System Owner | 4 |  | 2011118A | Stiebel Eltron | SOLAR HOT WATER PACKAGE | SOLKIT-2N-B | Indirect Forced Circulation (IF) | 54.81 |  | SOL 27 Premium S | Glycol | Advanced Controller with a Vacation or Holiday Mode | Solar Storage with Tankless Auxiliary Water Heater | 81.1 | 0.95 | 0.95 | 55 | Z09 | [18 empty] | CITY OF LOS ANGELES | FALSE | 56.24 |  | 2011-06-01: 2016-10-28; 2011-08-03: 2016-11-01; 2011-09-20: 2017-01-05 | 2839 | 10460 | Up-front Payment
SCG-006931 | Single Family Residential | Domestic Hot Water | Gas | Southern California Gas Company | Incentive:Paid | 9800 | 70 |  | 1 SCG | 140 |  | 140 |  | 2016-10-31 13:32 | 2016-12-21 | TITANIUM POWER INC | Retrofit | Pacoima | Los Angeles | 91331 | Host Customer is System Owner | 7 |  | 2011141B | Heliodyne, Inc. | HELIOPAK | HPAK 016 1 410 G 80 ACD Z | Indirect Forced Circulation (IF) | 40.17 |  | 410 001 | Glycol | Advanced Controller with a Vacation or Holiday Mode | Solar Storage and Auxiliary Tanks are separate | 80 | 1 | 1 | 85 | Z09 | [18 empty] | Los Angeles | FALSE | 70.42 |  | 2011-06-01: 2016-10-28; 2011-08-03: 2016-10-31; 2011-09-20: 2016-12-21 | 2860 | 9859 | Up-front Payment
SCG-006932 | Single Family Residential | Domestic Hot Water | Gas | Southern California Gas Company | Incentive:Paid | 9800 | 70 |  | 1 SCG | 140 |  | 140 |  | 2016-10-31 15:10 | 2017-01-05 | TITANIUM POWER INC | Retrofit | Pacoima | Los Angeles | 91331 | Host Customer is System Owner | 6 |  | 2011141B | Heliodyne, Inc. | HELIOPAK | HPAK 016 1 410 G 80 ACD Z | Indirect Forced Circulation (IF) | 40.17 |  | 410 001 | Glycol | Advanced Controller with a Vacation or Holiday Mode | Solar Storage and Auxiliary Tanks are separate | 80 | 1 | 1 | 75 | Z09 | [18 empty] | Los Angeles | FALSE | 70.42 |  | 2011-06-01: 2016-10-28; 2011-08-03: 2016-10-31; 2011-09-20: 2017-01-05 | 2839 | 9859 | Up-front Payment
SCG-006933 | Single Family Residential | Domestic Hot Water | Gas | Southern California Gas Company | Incentive:Paid | 9870 | 70 |  | 1 SCG | 141 |  | 141 |  | 2016-10-31 15:09 | 2016-12-21 | TITANIUM POWER INC | Retrofit | Pacoima | Los Angeles | 91331 | Host Customer is System Owner | 7 |  | 2001001B | SunEarth, Inc. | SOLARAY | TE40C-80-2G | Indirect Forced Circulation (IF) | 40.86 |  | EC-40 / EC-40-0.75 | Glycol | Advanced Controller with a Vacation or Holiday Mode | Solar Storage and Auxiliary Tanks are separate | 80 | 1 | 1 | 85 | Z09 | [18 empty] | Los Angeles | FALSE | 70.28 |  | 2011-06-01: 2016-10-28; 2011-08-03: 2016-10-31; 2011-09-20: 2016-12-21 | 2860 | 9909 | Up-front Payment
SCG-006934 | Single Family Residential | Domestic Hot Water | Gas | Southern California Gas Company | Incentive:Paid | 9771 | 70 |  | 1 SCG | 141 |  | 140 |  | 2016-10-31 13:35 | 2016-12-21 | TITANIUM POWER INC | Retrofit | Pacoima | Los Angeles | 91331 | Host Customer is System Owner | 6 |  | 2001001B | SunEarth, Inc. | SOLARAY | TE40C-80-2G | Indirect Forced Circulation (IF) | 40.86 |  | EC-40 / EC-40-0.75 | Glycol | Advanced Controller with a Vacation or Holiday Mode | Solar Storage and Auxiliary Tanks are separate | 80 | 0.99 | 1 | 75 | Z09 | [18 empty] | Los Angeles | FALSE | 69.92 |  | 2011-06-01: 2016-10-28; 2011-08-03: 2016-10-31; 2011-09-20: 2016-12-21 | 2860 | 9859 | Up-front Payment
SCG-006935 | Single Family Residential | Domestic Hot Water | Gas | Southern California Gas Company | Incentive:Paid | 9800 | 70 |  | 1 SCG | 140 |  | 140 |  | 2016-11-02 13:59 | 2017-01-05 | TITANIUM POWER INC | Retrofit | Pacoima | Pacoima | 91331 | Host Customer is System Owner | 5 |  | 2011141B | Heliodyne, Inc. | HELIOPAK | HPAK 016 1 410 G 80 ACD Z | Indirect Forced Circulation (IF) | 40.17 |  | 410 001 | Glycol | Advanced Controller with a Vacation or Holiday Mode | Solar Storage and Auxiliary Tanks are separate | 80 | 1 | 1 | 65 | Z09 | [18 empty] | Los Angeles | FALSE | 70.42 |  | 2011-06-01: 2016-10-28; 2011-08-03: 2016-11-02; 2011-09-20: 2017-01-05 | 2839 | 9859 | Up-front Payment
SDG-006936 | Low Income Multifamily Residential | Domestic Hot Water | Gas | San Diego Gas and Electric | Incentive:Paid | 87762 | 24.89 |  | 1 | 3526 |  | 3526 |  | 2017-01-26 16:23 | 2017-02-23 | ADROIT ENERGY INC | New Construction | San Diego | San Diego | 92104 | Host Customer is System Owner | [7 empty] | 982.8 | 40.95 |  | Glycol | Steam Back | Solar Storage and Auxiliary Tanks are separate |  | 1 | 1 | 2888 | Z07 | 76 | Units | Apartments/Condos | 10001803 | 24 | 1 | 1602 | 1 | 199 | 1 | 400000 | TRUE | 130 | 130 |  | SunEarth - SETR A503 TTR U + VFS 20-400 |  | SunEarth - SETR A503 TTR U + VFS 20-400 | City of San Diego | FALSE | 32.67 |  | 2016-10-28 | 2017-01-30 | 2017-01-26 | 2017-02-23 | 2018-03-27 | 2018-05-21 | 2322 | 115200 | Up-front Payment
PGE-006937 | Low Income Single Family Residential | Domestic Hot Water | Gas | Pacific Gas and Electric | Incentive:Paid | 4565 | 36.9 |  | 1 | 147 |  | 124 |  | 2016-11-04 15:50 | 2016-11-08 | MERCED COUNTY COMMUNITY ACTION BOARD | Retrofit | ATWATER | Merced | 95301 | Host Customer is System Owner | 2 |  | 2010017C | Alternate Energy Technologies | EAGLESUN | DBS-G2-80-64 | Indirect Forced Circulation (IF) | 65.34 |  | MSC-32 | Automatic Drainback | Drainback (Water) | Solar Storage and Auxiliary Tanks are separate | 80 | 0.99 | 0.85 | 35 | Z12 | [18 empty] | CITY OF ATWATER | FALSE | 34.25 |  | 2011-06-01: 2016-10-28; 2011-08-03: 2016-11-04; 2011-09-20: 2016-11-08 | 2888 | 5035.27 | Up-front Payment
SCG-006939 | Single Family Residential | Domestic Hot Water | Gas | Southern California Gas Company | Incentive:Paid | 8911 | 70 |  | 1 SCG | 134 |  | 127 |  | 2016-11-18 11:48 | 2017-01-19 | EVOLUTION ENERGY SOLUTIONS L L C | Retrofit | Pacoima | Los Angeles | 91331 | Host Customer is System Owner | 5 |  | 2001001A | SunEarth, Inc. | SOLARAY | TE40P-80-2G | Indirect Forced Circulation (IF) | 40.9 |  | EP-40 / EP-40-0.75 | Glycol | Advanced Controller with a Vacation or Holiday Mode | Solar Storage and Auxiliary Tanks are separate | 80 | 1 | 0.95 | 65 | Z09 | [18 empty] | Los Angeles | FALSE | 66.5 |  | 2011-06-01: 2016-10-31; 2011-08-03: 2016-11-18; 2011-09-20: 2017-01-19 | 2832 | 8911 | Up-front Payment
SCG-006940 | Single Family Residential | Domestic Hot Water | Gas | Southern California Gas Company | Incentive:Paid | 9702 | 70 |  | 1 SCG | 140 |  | 139 |  | 2016-11-02 14:10 | 2017-01-05 | TITANIUM POWER INC | Retrofit | Pacoima | Los Angeles | 91331 | Host Customer is System Owner | 6 |  | 2011141B | Heliodyne, Inc. | HELIOPAK | HPAK 016 1 410 G 80 ACD Z | Indirect Forced Circulation (IF) | 40.17 |  | 410 001 | Glycol | Advanced Controller with a Vacation or Holiday Mode | Solar Storage and Auxiliary Tanks are separate | 80 | 0.99 | 1 | 75 | Z09 | [18 empty] | Los Angeles | FALSE | 69.71 |  | 2011-06-01: 2016-10-31; 2011-08-03: 2016-11-02; 2011-09-20: 2017-01-05 | 2845 | 9759 | Up-front Payment
SCG-006941 | Single Family Residential | Domestic Hot Water | Gas | Southern California Gas Company | Incentive:Paid | 9800 | 70 |  | 1 SCG | 140 |  | 140 |  | 2016-11-02 14:09 | 2017-01-05 | TITANIUM POWER INC | Retrofit | Pacoima | Los Angeles | 91331 | Host Customer is System Owner | 7 |  | 2011141B | Heliodyne, Inc. | HELIOPAK | HPAK 016 1 410 G 80 ACD Z | Indirect Forced Circulation (IF) | 40.17 |  | 410 001 | Glycol | Advanced Controller with a Vacation or Holiday Mode | Solar Storage and Auxiliary Tanks are separate | 80 | 1 | 1 | 85 | Z09 | [18 empty] | Los Angeles | FALSE | 70.42 |  | 2011-06-01: 2016-10-31; 2011-08-03: 2016-11-02; 2011-09-20: 2017-01-05 | 2845 | 9859 | Up-front Payment
SCG-006942 | Single Family Residential | Domestic Hot Water | Gas | Southern California Gas Company | Incentive:Paid | 10238 | 70 |  | 1 SCG | 186 |  | 168 |  | 2016-11-04 14:11 | 2017-01-27 | CATERSOLAR INC | Retrofit | WEST HILLS | Los Angeles | 91304 | Host Customer is System Owner | 5 |  | 2011118A | Stiebel Eltron | SOLAR HOT WATER PACKAGE | SOLKIT-2N-B | Indirect Forced Circulation (IF) | 54.81 |  | SOL 27 Premium S | Glycol | Advanced Controller with a Vacation or Holiday Mode | Solar Storage with Tankless Auxiliary Water Heater | 81.1 | 0.95 | 0.95 | 65 | Z09 | [18 empty] | CITY OF LOS ANGELES | FALSE | 56.24 |  | 2011-06-01: 2016-10-31; 2011-08-03: 2016-11-04; 2011-09-20: 2017-01-27 | 2825 | 10460 | Up-front Payment
SCG-006943 | Single Family Residential | Domestic Hot Water | Gas | Southern California Gas Company | Incentive:Paid | 9310 | 70 |  | 1 SCG | 140 |  | 133 |  | 2016-11-02 14:08 | 2017-01-05 | TITANIUM POWER INC | Retrofit | Pacoima | Los Angeles | 91331 | Host Customer is System Owner | 7 |  | 2011141B | Heliodyne, Inc. | HELIOPAK | HPAK 016 1 410 G 80 ACD Z | Indirect Forced Circulation (IF) | 40.17 |  | 410 001 | Glycol | Advanced Controller with a Vacation or Holiday Mode | Solar Storage and Auxiliary Tanks are separate | 80 | 1 | 0.95 | 85 | Z09 | [18 empty] | Los Angeles | FALSE | 66.85 |  | 2011-06-01: 2016-10-31; 2011-08-03: 2016-11-02; 2011-09-20: 2017-01-05 | 2845 | 9359 | Up-front Payment
SCG-006944 | Commercial/Multifamily Residential | Domestic Hot Water | Gas | Southern California Gas Company | Incentive:Paid | 78925 | 25 |  | 1 SCG | 3157 |  | 3157 |  | 2017-01-05 07:33 | 2017-01-12 | ALL VALLEY SOLAR INC | Retrofit | Winnetka | Winnetka | 91301 | Host Customer is System Owner | [7 empty] | 819 | 40.95 |  | Drainback |  | Solar Storage and Auxiliary Tanks are separate |  | 1 | 1 | 1920 | Z09 | 48 | Units | Apartments/Condos | 10001803 | 20 | 2 | 1300 | 1 | 200 | 2 | 540000 | TRUE | 135 | 140 |  | SunEarth - SETR A503 TTR U + VFS 10-200 |  | SunEarth - SETR A503 TTR U + VFS 10-200 | LADBS | FALSE | 36.67 |  | 2016-10-31 |  | 2017-01-05 | 2017-01-12 | 2017-01-19 | 2017-01-20 | 2818 | 115779 | Up-front Payment
PGE-006945 | Low Income Multifamily Residential | Domestic Hot Water | Gas | Pacific Gas and Electric | Incentive:Paid | 41716 | 24.89 |  | 1 | 1676 |  | 1676 |  | 2016-11-03 17:58 | 2016-11-29 | SUN LIGHT & POWER | New Construction | Santa Cruz | Santa Cruz | 95062 | Host Customer is System Owner | [7 empty] | 482.04 | 40.17 |  | Glycol | Pressure Stagnation Protection (PSP) | Solar Storage and Auxiliary Tanks are separate |  | 1 | 1 | 1600 | Z03 | 40 | Units | Apartments/Condos | 2010115A | 12 | 2 | 720 | 1 | 200 | 2 | 1990000 | TRUE | 135 | 120 |  | Heliodyne - Delta-T Pro Lite WiFi |  | Heliodyne - Delta-T Pro Lite WiFi | Santa Cruz County | FALSE | 51.24 |  | 2016-11-03 | 2016-11-08 | 2016-11-03 | 2016-11-29 | 2017-09-11 | 2017-09-13 | 2581 | 85885 | Up-front Payment
SCG-006946 | Single Family Residential | Domestic Hot Water | Gas | Southern California Gas Company | Incentive:Paid | 9870 | 70 |  | 1 SCG | 141 |  | 141 |  | 2016-11-02 13:24 | 2017-01-05 | SUNTREK INDUSTRIES INC | Retrofit | La Mirada | Los Angeles | 90638 | Host Customer is System Owner | 4 |  | 2001001B | SunEarth, Inc. | SOLARAY | TE40C-80-2G | Indirect Forced Circulation (IF) | 40.86 |  | EC-40 / EC-40-0.75 | Glycol | Advanced Controller with a Vacation or Holiday Mode | Solar Storage and Auxiliary Tanks are separate | 80 | 1 | 1 | 55 | Z09 | [18 empty] | La Mirada | FALSE | 127.66 |  | 2011-06-01: 2016-10-31; 2011-08-03: 2016-11-02; 2011-09-20: 2017-01-05 | 2839 | 18000 | Up-front Payment
SDG-006949 | Commercial Pools | Pool Heating | Gas | San Diego Gas and Electric | Incentive:Paid | 21555 | 5 |  | 1 | 4311 |  | 4311 |  | 2017-03-03 13:24 | 2017-03-28 | ADROIT ENERGY INC | Retrofit | San Diego | San Diego | 92130 | Host Customer is System Owner | [7 empty] | 2508 | 38 |  | Drainback |  |  |  | 1 | 1 |  | Z07 |  |  |  | 10001888 | 66 | 2 | [5 empty] | FALSE |  |  |  | Badger 3050 |  | Badger 3050 | City of San Diego | FALSE | 10.86 |  | 2016-10-31 | 2017-03-13 | 2017-03-03 | 2017-03-28 | 2017-08-31 | 2017-10-05 | 2538 | 46800 | Up-front Payment
SCG-006950 | Single Family Residential | Domestic Hot Water | Gas | Southern California Gas Company | Incentive:Paid | 9170 | 70 |  | 1 SCG | 131 |  | 131 |  | 2016-11-02 08:58 | 2017-01-05 | ADVANCED CONSERVATION SYSTEMS INC | Retrofit | Lancaster | Los Angeles | 93536 | Host Customer is System Owner | 5 |  | 30004089 | Solarhot | SolVelox Drainback | S-SV-DBUMA64-120G | Indirect Forced Circulation (IF) | 64 |  | SLAR-32 | Automatic Drainback |  | Solar Storage and Auxiliary Tanks are separate | 120 | 1 | 1 | 65 | Z14 | [18 empty] | City of Lancaster | FALSE | 78.24 |  | 2011-06-01: 2016-10-31; 2011-08-03: 2016-11-02; 2011-09-20: 2017-01-05 | 2839 | 10250 | Up-front Payment
SCG-006951 | Single Family Residential | Domestic Hot Water | Gas | Southern California Gas Company | Incentive:Paid | 8911 | 70 |  | 1 SCG | 134 |  | 127 |  | 2016-12-19 10:36 | 2017-03-20 | EVOLUTION ENERGY SOLUTIONS L L C | Retrofit | Los Angeles | Los Angeles | 90033 | Host Customer is System Owner | 4 |  | 2001001A | SunEarth, Inc. | SOLARAY | TE40P-80-2G | Indirect Forced Circulation (IF) | 40.9 |  | EP-40 / EP-40-0.75 | Glycol | Advanced Controller with a Vacation or Holiday Mode | Solar Storage and Auxiliary Tanks are separate | 80 | 0.95 | 1 | 55 | Z09 | [18 empty] | Los Angeles | FALSE | 66.5 |  | 2011-06-01: 2016-10-31; 2011-08-03: 2016-12-19; 2011-09-20: 2017-03-20 | 2775 | 8911 | Up-front Payment
SCG-006952 | Single Family Residential | Domestic Hot Water | Gas | Southern California Gas Company | Incentive:Paid | 8911 | 70 |  | 1 SCG | 134 |  | 127 |  | 2016-11-16 08:03 | 2017-01-19 | EVOLUTION ENERGY SOLUTIONS L L C | Retrofit | Pacoima | Los Angeles | 91331 | Host Customer is System Owner | 5 |  | 2001001A | SunEarth, Inc. | SOLARAY | TE40P-80-2G | Indirect Forced Circulation (IF) | 40.9 |  | EP-40 / EP-40-0.75 | Glycol | Advanced Controller with a Vacation or Holiday Mode | Solar Storage and Auxiliary Tanks are separate | 80 | 1 | 0.95 | 65 | Z09 | [18 empty] | Los Angeles | FALSE | 66.5 |  | 2011-06-01: 2016-10-31; 2011-08-03: 2016-11-16; 2011-09-20: 2017-01-19 | 2832 | 8911 | Up-front Payment
SCG-006953 | Single Family Residential | Domestic Hot Water | Gas | Southern California Gas Company | Incentive:Paid | 9380 | 70 |  | 1 SCG | 134 |  | 134 |  | 2016-11-14 15:38 | 2017-01-19 | EVOLUTION ENERGY SOLUTIONS L L C | Retrofit | Los Angeles | Los Angeles | 90033 | Host Customer is System Owner | 5 |  | 2001001A | SunEarth, Inc. | SOLARAY | TE40P-80-2G | Indirect Forced Circulation (IF) | 40.9 |  | EP-40 / EP-40-0.75 | Glycol | Advanced Controller with a Vacation or Holiday Mode | Solar Storage and Auxiliary Tanks are separate | 80 | 1 | 1 | 65 | Z09 | [18 empty] | Los Angeles | FALSE | 70 |  | 2011-06-01: 2016-11-01; 2011-08-03: 2016-11-14; 2011-09-20: 2017-01-19 | 2832 | 9380 | Up-front Payment
SCG-006954 | Single Family Residential | Domestic Hot Water | Gas | Southern California Gas Company | Incentive:Paid | 8911 | 70 |  | 1 SCG | 134 |  | 127 |  | 2016-11-29 08:43 | 2017-03-10 | EVOLUTION ENERGY SOLUTIONS L L C | Retrofit | Los Angeles | Los Angeles | 90032 | Host Customer is System Owner | 4 |  | 2001001A | SunEarth, Inc. | SOLARAY | TE40P-80-2G | Indirect Forced Circulation (IF) | 40.9 |  | EP-40 / EP-40-0.75 | Glycol | Advanced Controller with a Vacation or Holiday Mode | Solar Storage and Auxiliary Tanks are separate | 80 | 1 | 0.95 | 55 | Z09 | [18 empty] | Los Angeles | FALSE | 66.5 |  | 2011-06-01: 2016-11-01; 2011-08-03: 2016-11-29; 2011-09-20: 2017-03-10 | 2777 | 8911 | Up-front Payment
SCG-006955 | Single Family Residential | Domestic Hot Water | Gas | Southern California Gas Company | Incentive:Paid | 10206 | 70 |  | 1 SCG | 162 |  | 146 |  | 2016-11-16 12:16 | 2017-01-25 | ALL VALLEY SOLAR INC | Retrofit | Glendale | Glendale | 91206 | Host Customer is System Owner | 4 |  | 2001028H | SunEarth, Inc. | CASCADE | ECRD-64-80-2G | Indirect Forced Circulation (IF) | 65.67 |  | EC-32 / EC-32-0.75 | Automatic Drainback |  | Solar Storage and Auxiliary Tanks are separate | 80 | 0.9 | 1 | 55 | Z09 | [18 empty] | City of Glendale | FALSE | 65.66 |  | 2011-06-01: 2016-11-01; 2011-08-03: 2016-11-16; 2011-09-20: 2017-01-25 | 2829 | 10637 | Up-front Payment
PGE-006957 | Single Family Residential | Domestic Hot Water | Gas | Pacific Gas and Electric | Incentive:Paid | 3882 | 29.85 |  | 1 | 153 |  | 130 |  | 2016-11-08 16:44 | 2016-12-14 | RISING DESIGN & CONSTRUCTION | Retrofit | SAN RAFAEL | Marin | 94901 | Host Customer is System Owner | 4 |  | 2009036H | Heliodyne, Inc. | HELIOPAK | HPAK 016 2 406 G 80 ACD Z | Indirect Forced Circulation (IF) | 53.88 |  | 406 001 | Glycol | Pressure Stagnation Protection (PSP) | Solar Storage and Auxiliary Tanks are separate | 80 | 1 | 0.85 | 55 | Z02 | [18 empty] | San Rafael | FALSE | 67.94 |  | 2016-11-01 | 2016-11-16 |  |  | 2016-11-08 | 2016-12-14 | 2852 | 10395 | Up-front Payment
SCG-006958 | Single Family Residential | Domestic Hot Water | Gas | Southern California Gas Company | Incentive:Paid | 10238 | 70 |  | 1 SCG | 147 |  | 147 |  | 2016-11-02 10:38 | 2017-01-05 | SUNTREK INDUSTRIES INC | Retrofit | La Quinta | Riverside | 92253 | Host Customer is System Owner | 4 |  | 2001001B | SunEarth, Inc. | SOLARAY | TE40C-80-2G | Indirect Forced Circulation (IF) | 40.86 |  | EC-40 / EC-40-0.75 | Glycol | Advanced Controller with a Vacation or Holiday Mode | Solar Storage with Tankless Auxiliary Water Heater | 80 | 1 | 1 | 55 | Z15 | [18 empty] | La Quinta | FALSE | 108.84 |  | 2011-06-01: 2016-11-02; 2011-08-03: 2016-11-02; 2011-09-20: 2017-01-05 | 2839 | 16000 | Up-front Payment
SCG-006959 | Single Family Residential | Domestic Hot Water | Gas | Southern California Gas Company | Incentive:Paid | 9800 | 70 |  | 1 SCG | 140 |  | 140 |  | 2016-11-09 14:03 | 2017-01-13 | TITANIUM POWER INC | Retrofit | Arleta | Los Angeles | 91331 | Host Customer is System Owner | 7 |  | 2011141B | Heliodyne, Inc. | HELIOPAK | HPAK 016 1 410 G 80 ACD Z | Indirect Forced Circulation (IF) | 40.17 |  | 410 001 | Glycol | Advanced Controller with a Vacation or Holiday Mode | Solar Storage and Auxiliary Tanks are separate | 80 | 1 | 1 | 85 | Z09 | [18 empty] | Los Angeles | FALSE | 70.42 |  | 2011-06-01: 2016-11-02; 2011-08-03: 2016-11-09; 2011-09-20: 2017-01-13 | 2838 | 9859 | Up-front Payment
SCG-006960 | Single Family Residential | Domestic Hot Water | Gas | Southern California Gas Company | Incentive:Paid | 9800 | 70 |  | 1 SCG | 140 |  | 140 |  | 2016-11-09 14:01 | 2017-01-27 | TITANIUM POWER INC | Retrofit | Arleta | Los Angeles | 91331 | Host Customer is System Owner | 6 |  | 2011141B | Heliodyne, Inc. | HELIOPAK | HPAK 016 1 410 G 80 ACD Z | Indirect Forced Circulation (IF) | 40.17 |  | 410 001 | Glycol | Advanced Controller with a Vacation or Holiday Mode | Solar Storage and Auxiliary Tanks are separate | 80 | 1 | 1 | 75 | Z09 | [18 empty] | Los Angeles | FALSE | 70.42 |  | 2011-06-01: 2016-11-02; 2011-08-03: 2016-11-09; 2011-09-20: 2017-01-27 | 2826 | 9859 | Up-front Payment
SCG-006961 | Single Family Residential | Domestic Hot Water | Gas | Southern California Gas Company | Incentive:Paid | 6182 | 70 |  | 1 SCG | 159 |  | 135 |  | 2016-11-09 15:46 | 2017-01-27 | ART CRAFT BUILDING CONSTRUCTION | Retrofit | Moreno Valley | Riverside | 92553 | Host Customer is System Owner | 1 |  | 2010017C | Alternate Energy Technologies | EAGLESUN | DBS-G2-80-64 | Indirect Forced Circulation (IF) | 65.34 |  | MSC-32 | Automatic Drainback | Drainback (Water) | Solar Storage and Auxiliary Tanks are separate | 80 | 1 | 0.85 | 20 | Z10 | [18 empty] | Moreno Valley | FALSE | 38.88 |  | 2011-06-01: 2016-11-02; 2011-08-03: 2016-11-09; 2011-09-20: 2017-01-27 | 2826 | 6182.48 | Up-front Payment
SCG-006962 | Single Family Residential | Domestic Hot Water | Gas | Southern California Gas Company | Incentive:Paid | 9380 | 70 |  | 1 SCG | 134 |  | 134 |  | 2016-12-06 09:06 | 2017-03-14 | EVOLUTION ENERGY SOLUTIONS L L C | Retrofit | Los Angeles | Los Angeles | 90033 | Host Customer is System Owner | 4 |  | 2001001A | SunEarth, Inc. | SOLARAY | TE40P-80-2G | Indirect Forced Circulation (IF) | 40.9 |  | EP-40 / EP-40-0.75 | Glycol | Advanced Controller with a Vacation or Holiday Mode | Solar Storage and Auxiliary Tanks are separate | 80 | 1 | 1 | 55 | Z09 | [18 empty] | Los Angeles | FALSE | 70 |  | 2011-06-01: 2016-11-02; 2011-08-03: 2016-12-06; 2011-09-20: 2017-03-14 | 2776 | 9380 | Up-front Payment
PGE-006963 | Commercial/Multifamily Residential | Domestic Hot Water | Gas | Pacific Gas and Electric | Incentive:Paid | 72684 | 20.19 |  | 1 | 3600 |  | 3600 |  | 2017-05-09 14:28 | 2017-06-15 | ADROIT ENERGY INC | New Construction | Morgan Hill | Santa Clara | 95037 | Host Customer is System Owner | [7 empty] | 1000 | 40 |  | Glycol | Pressure Stagnation Protection (PSP) | Solar Storage and Auxiliary Tanks are separate |  | 1 | 1 | 4218 | Z04 | 114 | Units | Apartments/Condos | 2009058C | 25 | 1 | 1500 | 1 | 400 | 2 | 798000 | TRUE | 140 | 130 |  | SunEarth - SETR A503 TTR U + VFS 10-200 |  | SunEarth - SETR A503 TTR U + VFS 10-200 | City of Morgan Hill | FALSE | 37.22 |  | 2016-11-03 | 2017-05-16 | 2017-05-09 | 2017-06-15 | 2018-03-05 | 2018-03-22 | 2395 | 134000 | Up-front Payment
SDG-006964 | Commercial Pools | Pool Heating | Gas | San Diego Gas and Electric | Incentive:Paid | 6240 | 5 |  | 1 | 1390 |  | 1390 |  | 2016-12-08 11:34 | 2016-12-09 | SUNTREK INDUSTRIES INC | Retrofit | Oceanside | San Diego | 92057 | Host Customer is System Owner | 4 | [6 empty] | 644 | 46 |  | Drainback |  |  |  | 1 | 1 |  | Z07 |  |  |  | 2007048A | 14 | 1 | [5 empty] | FALSE |  |  |  | SunEarth - SETR A503 TTR U + VFS 20-400 |  | SunEarth - SETR A503 TTR U + VFS 20-400 | City of Oceanside | FALSE | 8.98 |  | 2016-11-03 | 2016-12-09 | 2016-12-08 | 2016-12-09 | 2017-01-24 | 2017-02-13 | 2788 | 12480 | Up-front Payment
SDG-006965 | Commercial Pools | Pool Heating | Gas | San Diego Gas and Electric | Incentive:Paid | 5740 | 5 |  | 1 | 1169 |  | 1169 |  | 2016-12-08 11:35 | 2016-12-09 | SUNTREK INDUSTRIES INC | Retrofit | Oceanside | San Diego | 92057 | Host Customer is System Owner | [7 empty] | 644 | 46 |  | Drainback |  |  |  | 1 | 1 |  | Z07 |  |  |  | 2007048A | 14 | 1 | [5 empty] | FALSE |  |  |  | SunEarth - SETR A503 TTR U + VFS 20-400 |  | SunEarth - SETR A503 TTR U + VFS 20-400 | City of Oceanside | FALSE | 9.82 |  | 2016-11-03 | 2016-12-09 | 2016-12-08 | 2016-12-09 | 2017-01-24 | 2017-02-13 | 2788 | 11480 | Up-front Payment
SDG-006966 | Commercial Pools | Pool Heating | Gas | San Diego Gas and Electric | Incentive:Paid | 8789 | 5 |  | 1 | 1890 |  | 1758 |  | 2017-01-12 13:14 | 2017-01-24 | SUNTREK INDUSTRIES INC | Retrofit | San Diego | San Diego | 92126 | Host Customer is System Owner | [7 empty] | 1291.91 | 56.17 |  | Manual Drainback |  |  |  | 0.93 | 1 |  | Z07 |  |  |  | 2007048A | 23 | 1 | [5 empty] | FALSE |  |  |  | SunEarth - SETR A503 TTR U + VFS 20-400 |  | SunEarth - SETR A503 TTR U + VFS 20-400 | San Diego | FALSE | 11.42 |  | 2016-11-03 | 2017-01-19 | 2017-01-12 | 2017-01-24 | 2017-01-26 | 2017-01-30 | 2788 | 21579 | Up-front Payment
PGE-006967 | Low Income Single Family Residential | Domestic Hot Water | Gas | Pacific Gas and Electric | Incentive:Paid | 4491 | 36.9 |  | 1 | 147 |  | 146 |  | 2016-11-09 08:44 | 2016-11-16 | MERCED COUNTY COMMUNITY ACTION BOARD | Retrofit | MERCED | Merced | 95341 | Host Customer is System Owner | 5 |  | 2010017C | Alternate Energy Technologies | EAGLESUN | DBS-G2-80-64 | Indirect Forced Circulation (IF) | 65.34 |  | MSC-32 | Automatic Drainback |  | Solar Storage and Auxiliary Tanks are separate | 80 | 0.99 | 1 | 65 | Z12 | [18 empty] | CITY OF MERCED | FALSE | 30.55 |  | 2011-06-01: 2016-11-03; 2011-08-03: 2016-11-09; 2011-09-20: 2016-11-16 | 2888 | 4491.34 | Up-front Payment
PGE-006968 | Low Income Single Family Residential | Domestic Hot Water | Gas | Pacific Gas and Electric | Incentive:Paid | 4684 | 36.9 |  | 1 | 147 |  | 138 |  | 2016-11-09 09:01 | 2016-11-16 | MERCED COUNTY COMMUNITY ACTION BOARD | Retrofit | MERCED | Merced | 95348 | Owner/Tenant | 1 |  | 2010017C | Alternate Energy Technologies | EAGLESUN | DBS-G2-80-64 | Indirect Forced Circulation (IF) | 65.34 |  | MSC-32 | Automatic Drainback | Drainback (Water) | Solar Storage and Auxiliary Tanks are separate | 80 | 0.94 | 1 | 20 | Z12 | [18 empty] | CITY OF MERCED | FALSE | 31.87 |  | 2016-11-03 | 2016-11-16 |  |  | 2016-11-09 | 2016-11-16 | 2874 | 4684.18 | Up-front Payment
SCG-006969 | Single Family Residential | Domestic Hot Water | Gas | Southern California Gas Company | Incentive:Paid | 9170 | 70 |  | 1 SCG | 131 |  | 131 |  | 2016-11-09 08:43 | 2017-01-13 | ADVANCED CONSERVATION SYSTEMS INC | Retrofit | ROSAMOND | Los Angeles | 93560 | Host Customer is System Owner | 5 |  | 30004089 | Solarhot | SolVelox Drainback | S-SV-DBUMA64-120G | Indirect Forced Circulation (IF) | 64 |  | SLAR-32 | Automatic Drainback |  | Solar Storage and Auxiliary Tanks are separate | 120 | 1 | 1 | 65 | Z14 | [18 empty] | Kern County | FALSE | 78.24 |  | 2011-06-01: 2016-11-04; 2011-08-03: 2016-11-09; 2011-09-20: 2017-01-13 | 2838 | 10250 | Up-front Payment
SCG-006970 | Single Family Residential | Domestic Hot Water | Gas | Southern California Gas Company | Incentive:Paid | 10150 | 70 |  | 1 SCG | 145 |  | 145 |  | 2017-06-27 14:43 | 2017-06-29 | ADVANCED CONSERVATION SYSTEMS INC | Retrofit | Lancaster | Los Angeles | 93535 | Owner/Tenant | 5 |  | 2001028F | SunEarth, Inc. | CASCADE | ECRD-48-80-2G | Indirect Forced Circulation (IF) | 49.48 |  | EC-24 / EC-24-0.75 | Automatic Drainback |  | Solar Storage and Auxiliary Tanks are separate | 80 | 1 | 1 | 65 | Z14 | [18 empty] | City of Lancaster | FALSE | 70.69 |  | 2011-06-01: 2016-11-04; 2011-08-03: 2017-06-27; 2011-09-20: 2017-06-29 | 2665 | 10250 | Up-front Payment
SCG-006971 | Single Family Residential | Domestic Hot Water | Gas | Southern California Gas Company | Incentive:Paid | 9170 | 70 |  | 1 SCG | 131 |  | 131 |  | 2016-11-21 11:08 | 2017-02-06 | ADVANCED CONSERVATION SYSTEMS INC | Retrofit | Quartz Hill | Los Angeles | 93536 | Host Customer is System Owner | 5 |  | 30004089 | Solarhot | SolVelox Drainback | S-SV-DBUMA64-120G | Indirect Forced Circulation (IF) | 64 |  | SLAR-32 | Automatic Drainback |  | Solar Storage and Auxiliary Tanks are separate | 120 | 1 | 1 | 65 | Z14 | [18 empty] | County of Los Angeles | FALSE | 78.24 |  | 2011-06-01: 2016-11-04; 2011-08-03: 2016-11-21; 2011-09-20: 2017-02-06 | 2815 | 10250 | Up-front Payment
SCG-006972 | Single Family Residential | Domestic Hot Water | Gas | Southern California Gas Company | Incentive:Paid | 4106 | 70 |  | 1 SCG | 69 |  | 59 |  | 2016-11-07 12:45 | 2017-01-13 | SUNTREK INDUSTRIES INC | Retrofit | Riverside | Riverside | 92504 | Host Customer is System Owner | 4 |  | 2012012B | GREENoneTEC Solarindustrie GmbH | SOLPAL (formerly Solcrafte) | SOLPAL L-G | Direct Integral Collector Storage (DI) | 26.11 |  | Solpal L |  |  | Solar Storage and Auxiliary Tanks are separate | 50 | 1 | 0.85 | 55 | Z10 | [18 empty] | Riverside | FALSE | 207.25 |  | 2011-06-01: 2016-11-04; 2011-08-03: 2016-11-07; 2011-09-20: 2017-01-13 | 2837 | 14300 | Up-front Payment
SCG-006973 | Single Family Residential | Domestic Hot Water | Gas | Southern California Gas Company | Incentive:Paid | 9870 | 70 |  | 1 SCG | 141 |  | 141 |  | 2016-11-10 12:00 | 2017-01-13 | SUNTREK INDUSTRIES INC | Retrofit | Los Angeles | Orange | 90042 | Host Customer is System Owner | 4 |  | 2001001B | SunEarth, Inc. | SOLARAY | TE40C-80-2G | Indirect Forced Circulation (IF) | 40.86 |  | EC-40 / EC-40-0.75 | Glycol | Advanced Controller with a Vacation or Holiday Mode | Solar Storage and Auxiliary Tanks are separate | 80 | 1 | 1 | 55 | Z09 | [18 empty] | Los Angeles | FALSE | 88.65 |  | 2011-06-01: 2016-11-04; 2011-08-03: 2016-11-10; 2011-09-20: 2017-01-13 | 2838 | 12500 | Up-front Payment
SCG-006974 | Single Family Residential | Domestic Hot Water | Gas | Southern California Gas Company | Incentive:Paid | 9192 | 70 |  | 1 SCG | 134 |  | 131 |  | 2016-11-16 08:02 | 2017-01-19 | EVOLUTION ENERGY SOLUTIONS L L C | Retrofit | NORTH HOLLYWOOD | Los Angeles | 91605 | Host Customer is System Owner | 3 |  | 2001001A | SunEarth, Inc. | SOLARAY | TE40P-80-2G | Indirect Forced Circulation (IF) | 40.9 |  | EP-40 / EP-40-0.75 | Glycol | Advanced Controller with a Vacation or Holiday Mode | Solar Storage and Auxiliary Tanks are separate | 80 | 0.98 | 1 | 45 | Z09 | [18 empty] | Los Angeles | FALSE | 68.6 |  | 2011-06-01: 2016-11-06; 2011-08-03: 2016-11-16; 2011-09-20: 2017-01-19 | 2832 | 9192 | Up-front Payment
SCG-006975 | Single Family Residential | Domestic Hot Water | Gas | Southern California Gas Company | Incentive:Paid | 9937 | 70 |  | 1 SCG | 167 |  | 142 |  | 2016-11-14 11:10 | 2017-01-19 | EVOLUTION ENERGY SOLUTIONS L L C | Retrofit | NORTH HOLLYWOOD | Los Angeles | 91606 | Host Customer is System Owner | 4 |  | 2008024F | SunEarth, Inc. | SOLARAY | TE40P-80-TLG | Indirect Forced Circulation (IF) | 40.9 |  | EP-40 / EP-40-0.75 | Glycol | Advanced Controller with a Vacation or Holiday Mode | Solar Storage with Tankless Auxiliary Water Heater | 80 | 1 | 0.85 | 55 | Z09 | [18 empty] | Los Angeles | FALSE | 59.5 |  | 2011-06-01: 2016-11-06; 2011-08-03: 2016-11-14; 2011-09-20: 2017-01-19 | 2832 | 9937 | Up-front Payment
SCG-006976 | Single Family Residential | Domestic Hot Water | Gas | Southern California Gas Company | Incentive:Paid | 9352 | 70 |  | 1 SCG | 167 |  | 134 |  | 2016-11-30 13:33 | 2017-03-10 | EVOLUTION ENERGY SOLUTIONS L L C | Retrofit | Los Angeles | Los Angeles | 90032 | Host Customer is System Owner | 4 |  | 2008024F | SunEarth, Inc. | SOLARAY | TE40P-80-TLG | Indirect Forced Circulation (IF) | 40.9 |  | EP-40 / EP-40-0.75 | Glycol | Advanced Controller with a Vacation or Holiday Mode | Solar Storage with Tankless Auxiliary Water Heater | 80 | 1 | 0.8 | 55 | Z09 | [18 empty] | Los Angeles | FALSE | 56 |  | 2011-06-01: 2016-11-06; 2011-08-03: 2016-11-30; 2011-09-20: 2017-03-10 | 2781 | 9352 | Up-front Payment
SCG-006977 | Single Family Residential | Domestic Hot Water | Gas | Southern California Gas Company | Incentive:Paid | 9937 | 70 |  | 1 SCG | 167 |  | 142 |  | 2016-12-01 07:51 | 2017-03-13 | EVOLUTION ENERGY SOLUTIONS L L C | Retrofit | SUN VALLEY | Los Angeles | 91352 | Host Customer is System Owner | 5 |  | 2008024F | SunEarth, Inc. | SOLARAY | TE40P-80-TLG | Indirect Forced Circulation (IF) | 40.9 |  | EP-40 / EP-40-0.75 | Glycol | Advanced Controller with a Vacation or Holiday Mode | Solar Storage with Tankless Auxiliary Water Heater | 80 | 1 | 0.85 | 65 | Z09 | [18 empty] | Los Angeles | FALSE | 59.5 |  | 2011-06-01: 2016-11-06; 2011-08-03: 2016-12-01; 2011-09-20: 2017-03-13 | 2782 | 9937 | Up-front Payment
SCG-006978 | Single Family Residential | Domestic Hot Water | Gas | Southern California Gas Company | Incentive:Paid | 9937 | 70 |  | 1 SCG | 167 |  | 142 |  | 2016-12-01 07:39 | 2017-03-13 | EVOLUTION ENERGY SOLUTIONS L L C | Retrofit | Los Angeles | Los Angeles | 90019 | Host Customer is System Owner | 13 |  | 2008024F | SunEarth, Inc. | SOLARAY | TE40P-80-TLG | Indirect Forced Circulation (IF) | 40.9 |  | EP-40 / EP-40-0.75 | Glycol | Advanced Controller with a Vacation or Holiday Mode | Solar Storage with Tankless Auxiliary Water Heater | 80 | 1 | 0.85 | 145 | Z09 | [18 empty] | Los Angeles | FALSE | 59.5 |  | 2011-06-01: 2016-11-06; 2011-08-03: 2016-12-01; 2011-09-20: 2017-03-13 | 2782 | 9937 | Up-front Payment
SCG-006979 | Single Family Residential | Domestic Hot Water | Gas | Southern California Gas Company | Incentive:Paid | 9937 | 70 |  | 1 SCG | 167 |  | 142 |  | 2016-12-01 07:43 | 2017-03-13 | EVOLUTION ENERGY SOLUTIONS L L C | Retrofit | Los Angeles | Los Angeles | 90003 | Host Customer is System Owner | 4 |  | 2008024F | SunEarth, Inc. | SOLARAY | TE40P-80-TLG | Indirect Forced Circulation (IF) | 40.9 |  | EP-40 / EP-40-0.75 | Glycol | Advanced Controller with a Vacation or Holiday Mode | Solar Storage with Tankless Auxiliary Water Heater | 80 | 1 | 0.85 | 55 | Z08 | [18 empty] | Los Angeles | FALSE | 59.5 |  | 2011-06-01: 2016-11-06; 2011-08-03: 2016-12-01; 2011-09-20: 2017-03-13 | 2782 | 9937 | Up-front Payment
SCG-006980 | Commercial/Multifamily Residential | Domestic Hot Water | Gas | Southern California Gas Company | Incentive:Paid | 76750 | 25 |  | 1 SCG | 3070 |  | 3070 |  | 2017-01-25 16:41 | 2017-01-31 | ALL VALLEY SOLAR INC | Retrofit | Glendale | Glendale | 91207 | Host Customer is System Owner | [7 empty] | 819 | 40.95 |  | Drainback | Drainback (Water) | Solar Storage and Auxiliary Tanks are separate |  | 1 | 1 | 2052 | Z09 | 54 | Units | Apartments/Condos | TRB-40 | 20 | 3 | 881 | 7 | 119 | 1 | 900000 | TRUE | 132 | 140 |  | SunEarth - SETR A503 TTR U + VFS 5-100 |  | SunEarth - SETR A503 TTR U + VFS 5-100 | City of Glendale | FALSE | 25.14 |  | 2016-11-07 |  | 2017-01-25 | 2017-01-31 | 2017-02-16 | 2017-02-23 | 2787 | 77178 | Up-front Payment
SCG-006981 | Single Family Residential | Domestic Hot Water | Gas | Southern California Gas Company | Incentive:Paid | 9319 | 70 |  | 1 SCG | 154 |  | 133 |  | 2016-12-01 16:19 | 2017-05-16 | PROS 360 - PERFORMANCE CONTRACTOR INC | Retrofit | Los Angeles | Los Angeles | 90066 | Host Customer is System Owner | 3 |  | 2010137H | Heliodyne, Inc. | HELIOPAS | HPAS 2 406 G 75 AC S Z | Indirect Forced Circulation (IF) | 53.88 |  | 406 001 | Glycol | Advanced Controller with a Thermal Cycling Function | Solar and Auxiliary Storage are the same Tank | 76 | 0.91 | 0.95 | 45 | Z06 | [18 empty] | Culver City | FALSE | 77.9 |  | 2011-06-01: 2016-11-07; 2011-08-03: 2016-12-01; 2011-09-20: 2017-05-16 | 2713 | 11996.18 | Up-front Payment
SCG-006982 | Commercial/Multifamily Residential | Domestic Hot Water | Gas | Southern California Gas Company | Incentive:Paid | 77950 | 25 |  | 1 SCG | 3118 |  | 3118 |  | 2017-01-25 16:46 | 2017-01-31 | ALL VALLEY SOLAR INC | Retrofit | Glendale | Glendale | 91207 | Host Customer is System Owner | [7 empty] | 819 | 40.95 |  | Drainback |  | Solar Storage with Tankless Auxiliary Water Heater |  | 1 | 1 | 2052 | Z09 | 54 | Units | Apartments/Condos | TRB-40 | 20 | 3 | 1000 | 8 | 0 | 0 | 749800 | TRUE | 132 | 140 |  | SunEarth - SETR A503 TTR U + VFS 5-100 |  | SunEarth - SETR A503 TTR U + VFS 5-100 | City of Glendale | FALSE | 25.14 |  | 2016-11-07 |  | 2017-01-25 | 2017-01-31 | 2017-02-16 | 2017-02-23 | 2787 | 78378 | Up-front Payment
SCG-006983 | Single Family Residential | Domestic Hot Water | Gas | Southern California Gas Company | Incentive:Paid | 9590 | 70 |  | 1 SCG | 137 |  | 137 |  | 2016-11-16 12:14 | 2017-01-25 | ALL VALLEY SOLAR INC | Retrofit | Los Angeles | Los Angeles | 90046 | Host Customer is System Owner | 4 |  | 30004012 | SunEarth, Inc. | Cascade 2 | C2-64-80-2G | Indirect Forced Circulation (IF) | 65.67 |  | EC-32 / EC-32-0.75 | Automatic Drainback |  | Solar Storage and Auxiliary Tanks are separate | 80 | 1 | 1 | 55 | Z09 | [18 empty] | LADBS | FALSE | 70.44 |  | 2011-06-01: 2016-11-07; 2011-08-03: 2016-11-16; 2011-09-20: 2017-01-25 | 2829 | 9650 | Up-front Payment
SCG-006984 | Commercial/Multifamily Residential | Domestic Hot Water | Gas | Southern California Gas Company | Incentive:Paid | 148125 | 25 |  | 1 SCG | 5925 |  | 5925 |  | 2017-01-30 14:35 | 2017-02-09 | ALL VALLEY SOLAR INC | Retrofit | Reseda | Reseda | 91335 | Host Customer is System Owner | [7 empty] | 1638 | 40.95 |  | Drainback |  | Solar Storage and Auxiliary Tanks are separate |  | 1 | 1 | 3382 | Z09 | 89 | Units | Apartments/Condos | TRB-40 | 40 | 3 | 2800 | 1 | 175 | 1 | 1265000 | TRUE | 135 | 140 |  | SunEarth - SETR A503 TTR U + VFS 10-200 |  | SunEarth - SETR A503 TTR U + VFS 10-200 | LADBS | FALSE | 39.09 |  | 2016-11-08 |  | 2017-01-30 | 2017-02-09 | 2017-02-15 | 2017-03-10 | 2778 | 231591 | Up-front Payment
SCG-006985 | Commercial/Multifamily Residential | Domestic Hot Water | Gas | Southern California Gas Company | Incentive:Paid | 138875 | 25 |  | 1 SCG | 5555 |  | 5555 |  | 2017-01-30 14:24 | 2017-02-09 | ALL VALLEY SOLAR INC | Retrofit | Reseda | Reseda | 91335 | Host Customer is System Owner | [7 empty] | 1597.05 | 40.95 |  | Drainback |  | Solar Storage and Auxiliary Tanks are separate |  | 1 | 1 | 3076 | Z09 | 81 |  | Other | TRB-40 | 39 | 2 | 2800 | 1 | 115 | 1 | 798000 | TRUE | 130 | 140 |  | SunEarth - SETR A503 TTR U + VFS 10-200 |  | SunEarth - SETR A503 TTR U + VFS 10-200 | LADBS | FALSE | 42.06 |  | 2016-11-08 |  | 2017-01-30 | 2017-02-09 | 2017-02-15 | 2017-03-10 | 2778 | 233631 | Up-front Payment
SCG-006986 | Commercial/Multifamily Residential | Domestic Hot Water | Gas | Southern California Gas Company | Incentive:Paid | 152875 | 25 |  | 1 SCG | 6115 |  | 6115 |  | 2017-01-30 14:08 | 2017-02-09 | ALL VALLEY SOLAR INC | Retrofit | Reseda | Reseda | 91335 | Host Customer is System Owner | [7 empty] | 1801.8 | 40.95 |  | Drainback |  | Solar Storage and Auxiliary Tanks are separate |  | 1 | 1 | 3711 | Z09 | 98 |  | Other | TRB-40 | 44 | 2 | 2800 | 1 | 175 | 1 | 1265000 | TRUE | 135 | 140 |  | SunEarth - SETR A503 TTR U + VFS 10-200 |  | SunEarth - SETR A503 TTR U + VFS 10-200 | LADBS | FALSE | 37.52 |  | 2016-11-08 |  | 2017-01-30 | 2017-02-09 | 2017-02-15 | 2017-03-10 | 2778 | 229421 | Up-front Payment
SCG-006987 | Single Family Residential | Domestic Hot Water | Gas | Southern California Gas Company | Incentive:Paid | 10238 | 70 |  | 1 SCG | 162 |  | 162 |  | 2016-11-09 12:48 | 2017-01-19 | ALL VALLEY SOLAR INC | Retrofit | Canyon Country | Canyon Country | 91351 | Host Customer is System Owner | 4 |  | 2001028H | SunEarth, Inc. | CASCADE | ECRD-64-80-2G | Indirect Forced Circulation (IF) | 65.67 |  | EC-32 / EC-32-0.75 | Automatic Drainback |  | Solar Storage and Auxiliary Tanks are separate | 80 | 1 | 1 | 55 | Z09 | [18 empty] | City of Santa Clarita | FALSE | 64.42 |  | 2011-06-01: 2016-11-08; 2011-08-03: 2016-11-09; 2011-09-20: 2017-01-19 | 2831 | 10436 | Up-front Payment
PGE-006988 | Commercial Pools | Pool Heating | Gas | Pacific Gas and Electric | Incentive:Paid | 19900 | 5 |  | 1 | 4191 |  | 4191 |  | 2017-04-14 15:38 | 2017-05-10 | ENERGX CONTROLS INC | Retrofit | Santa Clara | Santa Clara | 95051 | Host Customer is System Owner | [7 empty] | 1440 | 48 |  | Drainback |  |  |  | 1 | 1 |  | Z04 |  |  |  | 10001954 | 30 | 1 | [5 empty] | FALSE |  |  |  | Flow meter, Blue White F2000, Model ASD |  | Flow meter, Blue White F2000, Model ASD | Santa Clara | FALSE | 9.5 |  | 2016-11-08 | 2017-04-19 | 2017-04-14 | 2017-05-10 | 2017-08-11 | 2017-09-11 | 2592 | 39800 | Up-front Payment
PGE-006989 | Commercial Pools | Pool Heating | Gas | Pacific Gas and Electric | Incentive:Paid | 8325 | 5 |  | 1 | 1699 |  | 1665 |  | 2017-04-14 15:39 | 2017-05-10 | ENERGX CONTROLS INC | Retrofit | FOSTER CITY | San Mateo | 94404 | Host Customer is System Owner | [7 empty] | 768 | 48 |  | Drainback |  |  |  | 0.98 | 1 |  | Z03 |  |  |  | 10001954 | 16 | 1 | [5 empty] | FALSE |  |  |  | Flow meter, Blue White F000, Model: ASD |  | Flow meter, Blue White F000, Model: ASD | Foster City | FALSE | 13.83 |  | 2016-11-08 | 2017-04-19 | 2017-04-14 | 2017-05-10 | 2017-08-11 | 2017-10-11 | 2559 | 23500 | Up-front Payment
SCG-006990 | Commercial/Multifamily Residential | Domestic Hot Water | Gas | Southern California Gas Company | Incentive:Paid | 88150 | 25 |  | 1 SCG | 3526 |  | 3526 |  | 2016-11-14 12:32 | 2016-11-16 | ELECTRO-THERMAL EQUIPMENT CORP | Retrofit | Downey | Los Angeles | 90242 | Host Customer is System Owner | [7 empty] | 1023.75 | 40.95 |  | Drainback | Advanced Controller with a Thermal Cycling Function | Solar Storage and Auxiliary Tanks are separate |  | 1 | 1 | 1840 | Z08 | 46 | Units | Apartments/Condos | TRB-40 | 25 | 4 | 1280 | 2 | 236 | 2 | 400000 | TRUE | 130 | 130 |  | Amatis Controls - AM-JOULE |  | Amatis Controls - AM-JOULE | Downey | FALSE | 26.6 |  | 2016-11-14 |  | 2016-11-14 | 2016-11-16 | 2017-01-20 | 2017-01-23 | 2829 | 93792 | Up-front Payment
SCG-006991 | Single Family Residential | Domestic Hot Water | Gas | Southern California Gas Company | Incentive:Paid | 7910 | 70 |  | 1 SCG | 113 |  | 113 |  | 2016-11-17 13:58 | 2017-01-25 | SUNTREK INDUSTRIES INC | Retrofit | Los Angeles | Los Angeles | 90056 | Host Customer is System Owner | 4 |  | 2012012D | GREENoneTEC Solarindustrie GmbH | SOLPAL (formerly Solcrafte) | SOLPAL L-GT | Direct Integral Collector Storage (DI) | 26.11 |  | Solpal L |  |  | Solar Storage with Tankless Auxiliary Water Heater | 51 | 1 | 1 | 55 | Z08 | [18 empty] | Los Angeles County | FALSE | 137.17 |  | 2011-06-01: 2016-11-09; 2011-08-03: 2016-11-17; 2011-09-20: 2017-01-25 | 2829 | 15500 | Up-front Payment
SCG-006992 | Single Family Residential | Domestic Hot Water | Gas | Southern California Gas Company | Incentive:Paid | 9702 | 70 |  | 1 SCG | 140 |  | 139 |  | 2016-11-10 14:43 | 2017-01-13 | TITANIUM POWER INC | Retrofit | Pacoima | Los Angeles | 91331 | Host Customer is System Owner | 7 |  | 2011141B | Heliodyne, Inc. | HELIOPAK | HPAK 016 1 410 G 80 ACD Z | Indirect Forced Circulation (IF) | 40.17 |  | 410 001 | Glycol | Advanced Controller with a Vacation or Holiday Mode | Solar Storage and Auxiliary Tanks are separate | 80 | 0.99 | 1 | 85 | Z09 | [18 empty] | Los Angeles | FALSE | 69.71 |  | 2011-06-01: 2016-11-09; 2011-08-03: 2016-11-10; 2011-09-20: 2017-01-13 | 2838 | 9759 | Up-front Payment
SCG-006993 | Single Family Residential | Domestic Hot Water | Gas | Southern California Gas Company | Incentive:Paid | 9702 | 70 |  | 1 SCG | 140 |  | 139 |  | 2016-11-11 09:16 | 2017-01-13 | TITANIUM POWER INC | Retrofit | Pacoima | Los Angeles | 91331 | Host Customer is System Owner | 6 |  | 2011141B | Heliodyne, Inc. | HELIOPAK | HPAK 016 1 410 G 80 ACD Z | Indirect Forced Circulation (IF) | 40.17 |  | 410 001 | Glycol | Advanced Controller with a Vacation or Holiday Mode | Solar Storage and Auxiliary Tanks are separate | 80 | 0.99 | 1 | 75 | Z09 | [18 empty] | Los Angeles | FALSE | 69.71 |  | 2011-06-01: 2016-11-09; 2011-08-03: 2016-11-11; 2011-09-20: 2017-01-13 | 2838 | 9759 | Up-front Payment
SCG-006994 | Single Family Residential | Domestic Hot Water | Gas | Southern California Gas Company | Incentive:Paid | 9800 | 70 |  | 1 SCG | 140 |  | 140 |  | 2016-11-10 14:30 | 2017-01-13 | TITANIUM POWER INC | Retrofit | Pacoima | Los Angeles | 91331 | Host Customer is System Owner | 7 |  | 2011141B | Heliodyne, Inc. | HELIOPAK | HPAK 016 1 410 G 80 ACD Z | Indirect Forced Circulation (IF) | 40.17 |  | 410 001 | Glycol | Advanced Controller with a Vacation or Holiday Mode | Solar Storage and Auxiliary Tanks are separate | 80 | 1 | 1 | 85 | Z09 | [18 empty] | Los Angeles | FALSE | 70.42 |  | 2011-06-01: 2016-11-09; 2011-08-03: 2016-11-10; 2011-09-20: 2017-01-13 | 2838 | 9859 | Up-front Payment
SCG-006995 | Single Family Residential | Domestic Hot Water | Gas | Southern California Gas Company | Incentive:Paid | 9870 | 70 |  | 1 SCG | 141 |  | 141 |  | 2016-11-10 14:21 | 2017-01-27 | TITANIUM POWER INC | Retrofit | Pacoima | Los Angeles | 91331 | Host Customer is System Owner | 7 |  | 2001001B | SunEarth, Inc. | SOLARAY | TE40C-80-2G | Indirect Forced Circulation (IF) | 40.86 |  | EC-40 / EC-40-0.75 | Glycol | Advanced Controller with a Vacation or Holiday Mode | Solar Storage and Auxiliary Tanks are separate | 80 | 1 | 1 | 85 | Z09 | [18 empty] | Los Angeles | FALSE | 70.63 |  | 2011-06-01: 2016-11-09; 2011-08-03: 2016-11-10; 2011-09-20: 2017-01-27 | 2826 | 9959 | Up-front Payment
SCG-006996 | Single Family Residential | Domestic Hot Water | Gas | Southern California Gas Company | Incentive:Paid | 10238 | 70 |  | 1 SCG | 167 |  | 150 |  | 2016-11-22 11:39 | 2017-01-27 | EVOLUTION ENERGY SOLUTIONS L L C | Retrofit | Los Angeles | Los Angeles | 90033 | Host Customer is System Owner | 2 |  | 2008024F | SunEarth, Inc. | SOLARAY | TE40P-80-TLG | Indirect Forced Circulation (IF) | 40.9 |  | EP-40 / EP-40-0.75 | Glycol | Advanced Controller with a Vacation or Holiday Mode | Solar Storage with Tankless Auxiliary Water Heater | 80 | 1 | 0.9 | 35 | Z09 | [18 empty] | Los Angeles | FALSE | 61.31 |  | 2011-06-01: 2016-11-09; 2011-08-03: 2016-11-22; 2011-09-20: 2017-01-27 | 2826 | 10238 | Up-front Payment
SCG-006997 | Single Family Residential | Domestic Hot Water | Gas | Southern California Gas Company | Incentive:Paid | 10238 | 70 |  | 1 SCG | 167 |  | 150 |  | 2016-12-01 07:33 | 2017-03-13 | EVOLUTION ENERGY SOLUTIONS L L C | Retrofit | Los Angeles | Los Angeles | 90033 | Host Customer is System Owner | 4 |  | 2008024F | SunEarth, Inc. | SOLARAY | TE40P-80-TLG | Indirect Forced Circulation (IF) | 40.9 |  | EP-40 / EP-40-0.75 | Glycol | Advanced Controller with a Vacation or Holiday Mode | Solar Storage with Tankless Auxiliary Water Heater | 80 | 1 | 0.9 | 55 | Z09 | [18 empty] | Los Angeles | FALSE | 61.31 |  | 2011-06-01: 2016-11-09; 2011-08-03: 2016-12-01; 2011-09-20: 2017-03-13 | 2781 | 10238 | Up-front Payment
SCG-006998 | Single Family Residential | Domestic Hot Water | Gas | Southern California Gas Company | Incentive:Paid | 9380 | 70 |  | 1 SCG | 134 |  | 134 |  | 2016-11-18 11:40 | 2017-01-19 | EVOLUTION ENERGY SOLUTIONS L L C | Retrofit | Los Angeles | Los Angeles | 90033 | Host Customer is System Owner | 4 |  | 2001001A | SunEarth, Inc. | SOLARAY | TE40P-80-2G | Indirect Forced Circulation (IF) | 40.9 |  | EP-40 / EP-40-0.75 | Glycol | Advanced Controller with a Vacation or Holiday Mode | Solar Storage and Auxiliary Tanks are separate | 80 | 1 | 1 | 55 | Z09 | [18 empty] | Los Angeles | FALSE | 70 |  | 2011-06-01: 2016-11-10; 2011-08-03: 2016-11-18; 2011-09-20: 2017-01-19 | 2832 | 9380 | Up-front Payment
SCG-006999 | Single Family Residential | Domestic Hot Water | Gas | Southern California Gas Company | Incentive:Paid | 9352 | 70 |  | 1 SCG | 167 |  | 134 |  | 2016-11-28 10:21 | 2017-03-10 | EVOLUTION ENERGY SOLUTIONS L L C | Retrofit | Los Angeles | Los Angeles | 90032 | Host Customer is System Owner | 2 |  | 2008024F | SunEarth, Inc. | SOLARAY | TE40P-80-TLG | Indirect Forced Circulation (IF) | 40.9 |  | EP-40 / EP-40-0.75 | Glycol | Advanced Controller with a Vacation or Holiday Mode | Solar Storage with Tankless Auxiliary Water Heater | 80 | 1 | 0.8 | 35 | Z09 | [18 empty] | Los Angeles | FALSE | 56 |  | 2011-06-01: 2016-11-10; 2011-08-03: 2016-11-28; 2011-09-20: 2017-03-10 | 2783 | 9352 | Up-front Payment
SCG-007000 | Single Family Residential | Domestic Hot Water | Gas | Southern California Gas Company | Incentive:Paid | 9310 | 70 |  | 1 SCG | 133 |  | 133 |  | 2016-11-29 08:36 | 2017-03-10 | EVOLUTION ENERGY SOLUTIONS L L C | Retrofit | Los Angeles | Los Angeles | 90002 | Host Customer is System Owner | 4 |  | 2001001A | SunEarth, Inc. | SOLARAY | TE40P-80-2G | Indirect Forced Circulation (IF) | 40.9 |  | EP-40 / EP-40-0.75 | Glycol | Advanced Controller with a Vacation or Holiday Mode | Solar Storage and Auxiliary Tanks are separate | 80 | 1 | 1 | 55 | Z08 | [18 empty] | Los Angeles | FALSE | 70 |  | 2011-06-01: 2016-11-10; 2011-08-03: 2016-11-29; 2011-09-20: 2017-03-10 | 2783 | 9310 | Up-front Payment
SCG-007001 | Single Family Residential | Domestic Hot Water | Gas | Southern California Gas Company | Incentive:Paid | 9870 | 70 |  | 1 SCG | 141 |  | 141 |  | 2016-11-15 11:57 | 2017-01-19 | TITANIUM POWER INC | Retrofit | Pacoima | Los Angeles | 91331 | Host Customer is System Owner | 6 |  | 2001001B | SunEarth, Inc. | SOLARAY | TE40C-80-2G | Indirect Forced Circulation (IF) | 40.86 |  | EC-40 / EC-40-0.75 | Glycol | Advanced Controller with a Vacation or Holiday Mode | Solar Storage and Auxiliary Tanks are separate | 80 | 1 | 1 | 75 | Z09 | [18 empty] | Los Angeles | FALSE | 70.63 |  | 2011-06-01: 2016-11-10; 2011-08-03: 2016-11-15; 2011-09-20: 2017-01-19 | 2832 | 9959 | Up-front Payment
SCG-007002 | Single Family Residential | Domestic Hot Water | Gas | Southern California Gas Company | Incentive:Paid | 9702 | 70 |  | 1 SCG | 140 |  | 139 |  | 2016-11-15 12:01 | 2017-01-19 | TITANIUM POWER INC | Retrofit | Pacoima | Los Angeles | 91331 | Host Customer is System Owner | 7 |  | 2011141B | Heliodyne, Inc. | HELIOPAK | HPAK 016 1 410 G 80 ACD Z | Indirect Forced Circulation (IF) | 40.17 |  | 410 001 | Glycol | Advanced Controller with a Vacation or Holiday Mode | Solar Storage and Auxiliary Tanks are separate | 80 | 0.99 | 1 | 85 | Z09 | [18 empty] | Los Angeles | FALSE | 69.71 |  | 2011-06-01: 2016-11-10; 2011-08-03: 2016-11-15; 2011-09-20: 2017-01-19 | 2832 | 9759 | Up-front Payment
SCG-007005 | Commercial/Multifamily Residential | Domestic Hot Water | Gas | Southern California Gas Company | Incentive:Paid | 118465 | 25 |  | 1 SCG | 4779 |  | 4779 |  | 2016-11-16 17:37 | 2016-11-22 | ELECTRO-THERMAL EQUIPMENT CORP | Retrofit | Torrance | Los Angeles | 90504 | Host Customer is System Owner | [7 empty] | 1310.4 | 40.95 |  | Drainback | Advanced Controller with a Thermal Cycling Function | Solar Storage and Auxiliary Tanks are separate |  | 1 | 1 | 2698 | Z06 | 71 | Units | Apartments/Condos | TRB-40 | 32 | 2 | 1680 | 1 | 100 | 1 | 750000 | TRUE | 130 | 130 |  | Amatis Controls - AM-JOULE |  | Amatis Controls - AM-JOULE | Torrance | FALSE | 24.79 |  | 2016-11-14 |  | 2016-11-16 | 2016-11-22 | 2017-01-06 | 2017-01-09 | 2833 | 118465 | Up-front Payment
SCG-007006 | Single Family Residential | Domestic Hot Water | Gas | Southern California Gas Company | Incentive:Paid | 10238 | 70 |  | 1 SCG | 170 |  | 170 |  | 2016-11-14 12:34 | 2017-01-19 | SUNTREK INDUSTRIES INC | Retrofit | Menifee | Riverside | 92584 | Host Customer is System Owner | 4 |  | 2008024B | SunEarth, Inc. | SOLARAY | TE40C-80-TLG | Indirect Forced Circulation (IF) | 40.86 |  | EC-40 / EC-40-0.75 | Glycol | Advanced Controller with a Vacation or Holiday Mode | Solar Storage with Tankless Auxiliary Water Heater | 80 | 1 | 1 | 55 | Z10 | [18 empty] | Menifee | FALSE | 61.76 |  | 2011-06-01: 2016-11-10; 2011-08-03: 2016-11-14; 2011-09-20: 2017-01-19 | 2832 | 10500 | Up-front Payment
SCG-007007 | Single Family Residential | Domestic Hot Water | Gas | Southern California Gas Company | Incentive:Paid | 10238 | 70 |  | 1 SCG | 161 |  | 161 |  | 2016-12-21 08:04 | 2017-03-21 | ALL VALLEY SOLAR INC | Retrofit | West Hills | West Hills | 91304 | Host Customer is System Owner | 5 |  | 2001028P | SunEarth, Inc. | CASCADE | ECRD-64-120-2G | Indirect Forced Circulation (IF) | 65.67 |  | EC-32 / EC-32-0.75 | Automatic Drainback |  | Solar Storage and Auxiliary Tanks are separate | 120 | 1 | 1 | 65 | Z09 | [18 empty] | LADBS | FALSE | 65.59 |  | 2011-06-01: 2016-11-10; 2011-08-03: 2016-12-21; 2011-09-20: 2017-03-21 | 2774 | 10560 | Up-front Payment
SCG-007008 | Single Family Residential | Domestic Hot Water | Gas | Southern California Gas Company | Incentive:Paid | 10238 | 70 |  | 1 SCG | 156 |  | 156 |  | 2016-12-05 10:32 | 2017-03-14 | ALL VALLEY SOLAR INC | Retrofit | Granada Hills | Granada Hills | 91344 | Host Customer is System Owner | 4 |  | 2001028G | SunEarth, Inc. | CASCADE | EPRD-64-80-2G | Indirect Forced Circulation (IF) | 65.67 |  | EP-32 / EP-32-0.75 | Automatic Drainback |  | Solar Storage and Auxiliary Tanks are separate | 80 | 1 | 1 | 55 | Z09 | [18 empty] | LADBS | FALSE | 66.03 |  | 2011-06-01: 2016-11-10; 2011-08-03: 2016-12-05; 2011-09-20: 2017-03-14 | 2776 | 10300 | Up-front Payment
SCG-007009 | Commercial Pools | Pool Heating | Gas | Southern California Gas Company | Incentive:Paid | 16000 | 5 |  | 1 | 3268 |  | 3170 |  | 2016-12-09 09:28 | 2016-12-14 | ENERGX CONTROLS INC | Retrofit | Northridge | Los Angeles | 91324 | Host Customer is System Owner | [7 empty] | 924 | 42 |  | Drainback |  |  |  | 0.97 | 1 |  | Z09 |  |  |  | 10001954 | 22 | 1 | [5 empty] | FALSE |  |  |  | Flow meter, Blue White F2000, Model: ASD |  | Flow meter, Blue White F2000, Model: ASD | Los Angeles, Los Angeles, CA | FALSE | 7.8 |  | 2016-11-11 |  | 2016-12-09 | 2016-12-14 | 2017-01-11 | 2017-01-11 | 2829 | 25500 | Up-front Payment
SCG-007010 | Commercial Pools | Pool Heating | Gas | Southern California Gas Company | Incentive:Paid | 16370 | 5 |  | 1 | 3274 |  | 3274 |  | 2016-12-09 09:24 | 2016-12-14 | ENERGX CONTROLS INC | Retrofit | Santa Clarita | Los Angeles | 91355 | Host Customer is System Owner | [7 empty] | 924 | 42 |  | Drainback |  |  |  | 1 | 1 |  | Z09 |  |  |  | 10001954 | 22 | 1 | [5 empty] | FALSE |  |  |  | Flow meter, Blue White F2000, Model: ASD |  | Flow meter, Blue White F2000, Model: ASD | City of Santa Clarita, Los Angeles, CA | FALSE | 7.79 |  | 2016-11-11 |  | 2016-12-09 | 2016-12-14 | 2017-01-11 | 2017-01-11 | 2829 | 25500 | Up-front Payment
SCG-007011 | Single Family Residential | Domestic Hot Water | Gas | Southern California Gas Company | Incentive:Paid | 9702 | 70 |  | 1 SCG | 140 |  | 139 |  | 2016-11-28 14:48 | 2017-03-10 | TITANIUM POWER INC | Retrofit | Pacoima | Los Angeles | 91331 | Host Customer is System Owner | 10 |  | 2011141B | Heliodyne, Inc. | HELIOPAK | HPAK 016 1 410 G 80 ACD Z | Indirect Forced Circulation (IF) | 40.17 |  | 410 001 | Glycol | Advanced Controller with a Vacation or Holiday Mode | Solar Storage and Auxiliary Tanks are separate | 80 | 0.99 | 1 | 115 | Z09 | [18 empty] | Los Angeles | FALSE | 69.71 |  | 2011-06-01: 2016-11-11; 2011-08-03: 2016-11-28; 2011-09-20: 2017-03-10 | 2776 | 9759 | Up-front Payment
SCG-007012 | Single Family Residential | Domestic Hot Water | Gas | Southern California Gas Company | Incentive:Paid | 9702 | 70 |  | 1 SCG | 140 |  | 139 |  | 2016-11-17 14:50 | 2017-01-19 | TITANIUM POWER INC | Retrofit | Pacoima | Los Angeles | 91331 | Host Customer is System Owner | 5 |  | 2011141B | Heliodyne, Inc. | HELIOPAK | HPAK 016 1 410 G 80 ACD Z | Indirect Forced Circulation (IF) | 40.17 |  | 410 001 | Glycol | Advanced Controller with a Vacation or Holiday Mode | Solar Storage and Auxiliary Tanks are separate | 80 | 0.99 | 1 | 65 | Z09 | [18 empty] | Los Angeles | FALSE | 69.71 |  | 2011-06-01: 2016-11-11; 2011-08-03: 2016-11-17; 2011-09-20: 2017-01-19 | 2832 | 9759 | Up-front Payment
SCG-007013 | Single Family Residential | Domestic Hot Water | Gas | Southern California Gas Company | Incentive:Paid | 9800 | 70 |  | 1 SCG | 140 |  | 140 |  | 2016-11-15 12:14 | 2017-01-19 | TITANIUM POWER INC | Retrofit | Pacoima | Los Angeles | 91331 | Host Customer is System Owner | 8 |  | 2011141B | Heliodyne, Inc. | HELIOPAK | HPAK 016 1 410 G 80 ACD Z | Indirect Forced Circulation (IF) | 40.17 |  | 410 001 | Glycol | Advanced Controller with a Vacation or Holiday Mode | Solar Storage and Auxiliary Tanks are separate | 80 | 1 | 1 | 95 | Z09 | [18 empty] | Los Angeles | FALSE | 70.42 |  | 2011-06-01: 2016-11-11; 2011-08-03: 2016-11-15; 2011-09-20: 2017-01-19 | 2832 | 9859 | Up-front Payment
SCG-007014 | Single Family Residential | Domestic Hot Water | Gas | Southern California Gas Company | Incentive:Paid | 9800 | 70 |  | 1 SCG | 140 |  | 140 |  | 2016-11-29 13:54 | 2017-03-10 | TITANIUM POWER INC | Retrofit | Pacoima | Los Angeles | 91331 | Host Customer is System Owner | 6 |  | 2011141B | Heliodyne, Inc. | HELIOPAK | HPAK 016 1 410 G 80 ACD Z | Indirect Forced Circulation (IF) | 40.17 |  | 410 001 | Glycol | Advanced Controller with a Vacation or Holiday Mode | Solar Storage and Auxiliary Tanks are separate | 80 | 1 | 1 | 75 | Z09 | [18 empty] | Los Angeles | FALSE | 70.42 |  | 2011-06-01: 2016-11-11; 2011-08-03: 2016-11-29; 2011-09-20: 2017-03-10 | 2781 | 9859 | Up-front Payment
SCG-007015 | Single Family Residential | Domestic Hot Water | Gas | Southern California Gas Company | Incentive:Paid | 9702 | 70 |  | 1 SCG | 140 |  | 139 |  | 2016-11-17 14:49 | 2017-01-19 | TITANIUM POWER INC | Retrofit | Pacoima | Los Angeles | 91331 | Host Customer is System Owner | 7 |  | 2011141B | Heliodyne, Inc. | HELIOPAK | HPAK 016 1 410 G 80 ACD Z | Indirect Forced Circulation (IF) | 40.17 |  | 410 001 | Glycol | Advanced Controller with a Vacation or Holiday Mode | Solar Storage and Auxiliary Tanks are separate | 80 | 0.99 | 1 | 85 | Z09 | [18 empty] | Los Angeles | FALSE | 69.71 |  | 2011-06-01: 2016-11-11; 2011-08-03: 2016-11-17; 2011-09-20: 2017-01-19 | 2832 | 9759 | Up-front Payment
SCG-007016 | Single Family Residential | Domestic Hot Water | Gas | Southern California Gas Company | Incentive:Paid | 9870 | 70 |  | 1 SCG | 141 |  | 141 |  | 2016-11-21 16:06 | 2017-01-27 | TITANIUM POWER INC | Retrofit | Pacoima | Los Angeles | 91331 | Host Customer is System Owner | 5 |  | 2001001B | SunEarth, Inc. | SOLARAY | TE40C-80-2G | Indirect Forced Circulation (IF) | 40.86 |  | EC-40 / EC-40-0.75 | Glycol | Advanced Controller with a Vacation or Holiday Mode | Solar Storage and Auxiliary Tanks are separate | 80 | 1 | 1 | 65 | Z09 | [18 empty] | Los Angeles | FALSE | 70.28 |  | 2011-06-01: 2016-11-11; 2011-08-03: 2016-11-21; 2011-09-20: 2017-01-27 | 2826 | 9909 | Up-front Payment
SCG-007017 | Single Family Residential | Domestic Hot Water | Gas | Southern California Gas Company | Incentive:Paid | 9702 | 70 |  | 1 SCG | 140 |  | 139 |  | 2016-11-28 16:13 | 2017-03-10 | TITANIUM POWER INC | Retrofit | Pacoima | Los Angeles | 91331 | Host Customer is System Owner | 5 |  | 2011141B | Heliodyne, Inc. | HELIOPAK | HPAK 016 1 410 G 80 ACD Z | Indirect Forced Circulation (IF) | 40.17 |  | 410 001 | Glycol | Advanced Controller with a Vacation or Holiday Mode | Solar Storage and Auxiliary Tanks are separate | 80 | 0.99 | 1 | 65 | Z09 | [18 empty] | Los Angeles | FALSE | 69.71 |  | 2011-06-01: 2016-11-11; 2011-08-03: 2016-11-28; 2011-09-20: 2017-03-10 | 2777 | 9759 | Up-front Payment
SCG-007018 | Single Family Residential | Domestic Hot Water | Gas | Southern California Gas Company | Incentive:Canceled | 6722 | 25.37 |  | 2 | 99 |  | 96 |  |  |  | TITANIUM POWER INC | Retrofit | Los Angeles | Los Angeles | 90011 | Host Customer is System Owner | 5 |  | 2005006K | Butler Sun Solutions, Inc. | SOLAR BUTLER | BSS-PV1-40GD | Indirect Forced Circulation (IF) | 32.84 |  | EC-32 / EC-32-0.75 | Glycol | Advanced Controller with a Vacation or Holiday Mode | Solar and Auxiliary Storage are the same Tank | 40 | 0.97 | 1 | 65 | Z08 | [18 empty] | Los Angeles | FALSE | 68.78 |  | 2011-06-01: 2016-11-11; 2011-06-21: 2017-01-03 | 2854 | 6809 | Up-front Payment
SCG-007019 | Single Family Residential | Domestic Hot Water | Gas | Southern California Gas Company | Incentive:Paid | 9702 | 70 |  | 1 SCG | 140 |  | 139 |  | 2016-11-21 15:57 | 2017-01-27 | TITANIUM POWER INC | Retrofit | Pacoima | Los Angeles | 91331 | Host Customer is System Owner | 5 |  | 2011141B | Heliodyne, Inc. | HELIOPAK | HPAK 016 1 410 G 80 ACD Z | Indirect Forced Circulation (IF) | 40.17 |  | 410 001 | Glycol | Advanced Controller with a Vacation or Holiday Mode | Solar Storage and Auxiliary Tanks are separate | 80 | 0.99 | 1 | 65 | Z09 | [18 empty] | Los Angeles | FALSE | 69.71 |  | 2011-06-01: 2016-11-11; 2011-08-03: 2016-11-21; 2011-09-20: 2017-01-27 | 2826 | 9759 | Up-front Payment
SCG-007020 | Single Family Residential | Domestic Hot Water | Gas | Southern California Gas Company | Incentive:Paid | 10238 | 70 |  | 1 SCG | 152 |  | 152 |  | 2017-01-10 09:42 | 2017-03-17 | ALL VALLEY SOLAR INC | Retrofit | Sunland | Sunland | 91040 | Host Customer is System Owner | 8 |  | 2001028H | SunEarth, Inc. | CASCADE | ECRD-64-80-2G | Indirect Forced Circulation (IF) | 65.67 |  | EC-32 / EC-32-0.75 | Automatic Drainback |  | Solar Storage and Auxiliary Tanks are separate | 80 | 1 | 1 | 95 | Z16 | [18 empty] | LADBS | FALSE | 67.76 |  | 2011-06-01: 2016-11-11; 2011-08-03: 2017-01-10; 2011-09-20: 2017-03-17 | 2771 | 10300 | Up-front Payment
SCG-007021 | Single Family Residential | Domestic Hot Water | Gas | Southern California Gas Company | Incentive:Paid | 6861 | 70 |  | 1 SCG | 99 |  | 98 |  | 2016-11-15 11:54 | 2017-01-27 | TITANIUM POWER INC | Retrofit | Los Angeles | Los Angeles | 90001 | Host Customer is System Owner | 6 |  | 2005006K | Butler Sun Solutions, Inc. | SOLAR BUTLER | BSS-PV1-40GD | Indirect Forced Circulation (IF) | 32.84 |  | EC-32 / EC-32-0.75 | Glycol | Advanced Controller with a Vacation or Holiday Mode | Solar and Auxiliary Storage are the same Tank | 40 | 0.99 | 1 | 75 | Z08 | [18 empty] | Los Angeles | FALSE | 70.29 |  | 2011-06-01: 2016-11-11; 2011-08-03: 2016-11-15; 2011-09-20: 2017-01-27 | 2826 | 6959 | Up-front Payment
SCG-007022 | Single Family Residential | Domestic Hot Water | Gas | Southern California Gas Company | Incentive:Paid | 9702 | 70 |  | 1 SCG | 140 |  | 139 |  | 2016-11-29 11:38 | 2017-03-10 | TITANIUM POWER INC | Retrofit | Pacoima | Los Angeles | 91331 | Host Customer is System Owner | 6 |  | 2011141B | Heliodyne, Inc. | HELIOPAK | HPAK 016 1 410 G 80 ACD Z | Indirect Forced Circulation (IF) | 40.17 |  | 410 001 | Glycol | Advanced Controller with a Vacation or Holiday Mode | Solar Storage and Auxiliary Tanks are separate | 80 | 0.99 | 1 | 75 | Z09 | [18 empty] | Los Angeles | FALSE | 69.71 |  | 2011-06-01: 2016-11-11; 2011-08-03: 2016-11-29; 2011-09-20: 2017-03-10 | 2781 | 9759 | Up-front Payment
SCG-007023 | Single Family Residential | Domestic Hot Water | Gas | Southern California Gas Company | Incentive:Paid | 9702 | 70 |  | 1 SCG | 140 |  | 139 |  | 2016-11-17 15:14 | 2017-01-19 | TITANIUM POWER INC | Retrofit | Pacoima | Los Angeles | 91331 | Host Customer is System Owner | 6 |  | 2011141B | Heliodyne, Inc. | HELIOPAK | HPAK 016 1 410 G 80 ACD Z | Indirect Forced Circulation (IF) | 40.17 |  | 410 001 | Glycol | Advanced Controller with a Vacation or Holiday Mode | Solar Storage and Auxiliary Tanks are separate | 80 | 0.99 | 1 | 75 | Z09 | [18 empty] | Los Angeles | FALSE | 69.71 |  | 2011-06-01: 2016-11-11; 2011-08-03: 2016-11-17; 2011-09-20: 2017-01-19 | 2832 | 9759 | Up-front Payment
PGE-007024 | Commercial/Multifamily Residential | Domestic Hot Water | Gas | Pacific Gas and Electric | Incentive:Paid | 69252 | 20.19 |  | 1 | 3430 |  | 3430 |  | 2016-12-23 08:56 | 2017-01-09 | ACR SOLAR INTERNATIONAL CORP | New Construction | FOLSOM | Sacramento | 95630 | Host Customer is System Owner | [7 empty] | 1198.88 | 20.32 |  | Drainback |  | Solar Storage and Auxiliary Tanks are separate |  | 1 | 1 | 4810 | Z12 | 130 | Units | Apartments/Condos | 10001885 | 59 | 1 | 1800 | 4 | 360 | 3 | 300000 | TRUE | 130 | 130 |  | Amatis Controls - AM-JOULE |  | Amatis Controls - AM-JOULE | Folsom | FALSE | 37.87 |  | 2016-11-11 | 2016-12-28 | 2016-12-23 | 2017-01-09 | 2017-05-21 | 2017-06-05 | 2686 | 129900 | Up-front Payment
SCG-007025 | Single Family Residential | Domestic Hot Water | Gas | Southern California Gas Company | Incentive:Paid | 9702 | 70 |  | 1 SCG | 140 |  | 139 |  | 2016-11-28 15:54 | 2017-03-10 | TITANIUM POWER INC | Retrofit | Pacoima | Los Angeles | 91331 | Host Customer is System Owner | 6 |  | 2011141B | Heliodyne, Inc. | HELIOPAK | HPAK 016 1 410 G 80 ACD Z | Indirect Forced Circulation (IF) | 40.17 |  | 410 001 | Glycol | Advanced Controller with a Vacation or Holiday Mode | Solar Storage and Auxiliary Tanks are separate | 80 | 0.99 | 1 | 75 | Z09 | [18 empty] | Los Angeles | FALSE | 69.71 |  | 2011-06-01: 2016-11-11; 2011-08-03: 2016-11-28; 2011-09-20: 2017-03-10 | 2777 | 9759 | Up-front Payment
SCG-007026 | Single Family Residential | Domestic Hot Water | Gas | Southern California Gas Company | Incentive:Paid | 9730 | 70 |  | 1 SCG | 139 |  | 139 |  | 2016-12-08 11:20 | 2017-03-16 | TITANIUM POWER INC | Retrofit | Los Angeles | Los Angeles | 90011 | Owner/Tenant | 5 |  | 2011141B | Heliodyne, Inc. | HELIOPAK | HPAK 016 1 410 G 80 ACD Z | Indirect Forced Circulation (IF) | 40.17 |  | 410 001 | Glycol | Advanced Controller with a Vacation or Holiday Mode | Solar Storage and Auxiliary Tanks are separate | 80 | 1 | 1 | 65 | Z08 | [18 empty] | Los Angeles | FALSE | 70.57 |  | 2011-06-01: 2016-11-11; 2011-08-03: 2016-12-08; 2011-09-20: 2017-03-16 | 2777 | 9809 | Up-front Payment
SCG-007027 | Single Family Residential | Domestic Hot Water | Gas | Southern California Gas Company | Incentive:Paid | 9937 | 70 |  | 1 SCG | 167 |  | 142 |  | 2016-12-15 14:52 | 2017-03-20 | EVOLUTION ENERGY SOLUTIONS L L C | Retrofit | Los Angeles | Los Angeles | 90059 | Host Customer is System Owner | 5 |  | 2008024F | SunEarth, Inc. | SOLARAY | TE40P-80-TLG | Indirect Forced Circulation (IF) | 40.9 |  | EP-40 / EP-40-0.75 | Glycol | Advanced Controller with a Vacation or Holiday Mode | Solar Storage with Tankless Auxiliary Water Heater | 80 | 1 | 0.85 | 65 | Z08 | [18 empty] | Los Angeles | FALSE | 59.5 |  | 2011-06-01: 2016-11-13; 2011-08-03: 2016-12-15; 2011-09-20: 2017-03-20 | 2775 | 9937 | Up-front Payment
SCG-007028 | Commercial/Multifamily Residential | Domestic Hot Water | Gas | Southern California Gas Company | Incentive:Canceled | 178500 | 25 |  | 1 SCG | 7140 |  | 7140 |  | 2016-11-16 11:40 | 2016-12-05 | ZHICHEN WANG | Retrofit | EL MONTE | Los Angeles | 91731 | Host Customer is System Owner | [7 empty] | 2091.6 | 52.29 |  | Drainback |  | Solar and Auxiliary Storage are the same Tank |  | 1 | 1 | 4424 | Z09 | 2212 | Pounds of Laundry | Coin-op Laundries | 10001893 | 40 | 4 | 4224 | 1 | 200 | 2 | 1600000 | FALSE | 150 | 150 | [5 empty] | FALSE | 25.06 |  | 2011-06-01: 2016-11-13; 2011-06-23: 2016-11-16; 2011-07-01: 2016-12-05 | 2882 | 178925 | Up-front Payment
SCG-007029 | Single Family Residential | Domestic Hot Water | Gas | Southern California Gas Company | Incentive:Paid | 9310 | 70 |  | 1 SCG | 133 |  | 133 |  | 2016-12-06 08:49 | 2017-03-14 | EVOLUTION ENERGY SOLUTIONS L L C | Retrofit | Los Angeles | Los Angeles | 90059 | Host Customer is System Owner | 6 |  | 2001001A | SunEarth, Inc. | SOLARAY | TE40P-80-2G | Indirect Forced Circulation (IF) | 40.9 |  | EP-40 / EP-40-0.75 | Glycol | Advanced Controller with a Vacation or Holiday Mode | Solar Storage and Auxiliary Tanks are separate | 80 | 1 | 1 | 75 | Z08 | [18 empty] | Los Angeles | FALSE | 70 |  | 2011-06-01: 2016-11-14; 2011-08-03: 2016-12-06; 2011-09-20: 2017-03-14 | 2776 | 9310 | Up-front Payment
SCG-007030 | Single Family Residential | Domestic Hot Water | Gas | Southern California Gas Company | Incentive:Paid | 9937 | 70 |  | 1 SCG | 167 |  | 142 |  | 2016-12-13 07:42 | 2017-03-17 | EVOLUTION ENERGY SOLUTIONS L L C | Retrofit | Sun Valley | Los Angeles | 91352 | Host Customer is System Owner | 5 |  | 2008024F | SunEarth, Inc. | SOLARAY | TE40P-80-TLG | Indirect Forced Circulation (IF) | 40.9 |  | EP-40 / EP-40-0.75 | Glycol | Advanced Controller with a Vacation or Holiday Mode | Solar Storage with Tankless Auxiliary Water Heater | 80 | 1 | 0.85 | 65 | Z09 | [18 empty] | Los Angeles | FALSE | 59.5 |  | 2011-06-01: 2016-11-14; 2011-08-03: 2016-12-13; 2011-09-20: 2017-03-17 | 2775 | 9937 | Up-front Payment
SCG-007031 | Single Family Residential | Domestic Hot Water | Gas | Southern California Gas Company | Incentive:Paid | 9800 | 70 |  | 1 SCG | 140 |  | 140 |  | 2016-11-15 09:36 | 2017-01-27 | ADVANCED CONSERVATION SYSTEMS INC | Retrofit | Lanaster | Los Angeles | 93535 | Host Customer is System Owner | 5 |  | 30004217 | Solene | SOLENE DRAINBACK | SLAR64DC-75DB-G | Indirect Forced Circulation (IF) | 64 |  | SLAR-32 | Automatic Drainback |  | Solar and Auxiliary Storage are the same Tank | 75 | 1 | 1 | 65 | Z14 | [18 empty] | City of Lancaster | FALSE | 73.21 |  | 2011-06-01: 2016-11-14; 2011-08-03: 2016-11-15; 2011-09-20: 2017-01-27 | 2826 | 10250 | Up-front Payment
SCG-007032 | Single Family Residential | Domestic Hot Water | Gas | Southern California Gas Company | Incentive:Paid | 9800 | 70 |  | 1 SCG | 140 |  | 140 |  | 2016-12-12 10:26 | 2017-03-16 | ADVANCED CONSERVATION SYSTEMS INC | Retrofit | Lancaster | Los Angeles | 93536 | Host Customer is System Owner | 5 |  | 30004217 | Solene | SOLENE DRAINBACK | SLAR64DC-75DB-G | Indirect Forced Circulation (IF) | 64 |  | SLAR-32 | Automatic Drainback |  | Solar and Auxiliary Storage are the same Tank | 75 | 1 | 1 | 65 | Z14 | [18 empty] | City of Lancaster | FALSE | 73.21 |  | 2011-06-01: 2016-11-14; 2011-08-03: 2016-12-12; 2011-09-20: 2017-03-16 | 2777 | 10250 | Up-front Payment
PGE-007033 | Low Income Single Family Residential | Domestic Hot Water | Gas | Pacific Gas and Electric | Incentive:Paid | 4440 | 36.9 |  | 1 | 149 |  | 120 |  | 2016-12-01 08:46 | 2016-12-07 | MERCED COUNTY COMMUNITY ACTION BOARD | Retrofit | MADERA | Madera | 93638 | Host Customer is System Owner | 5 |  | 2010017C | Alternate Energy Technologies | EAGLESUN | DBS-G2-80-64 | Indirect Forced Circulation (IF) | 65.34 |  | MSC-32 | Automatic Drainback |  | Solar Storage and Auxiliary Tanks are separate | 80 | 0.95 | 0.85 | 65 | Z13 | [18 empty] | MADERA | FALSE | 32.22 |  | 2016-11-14 | 2016-12-02 |  |  | 2016-12-01 | 2016-12-07 | 2864 | 4801.41 | Up-front Payment
PGE-007034 | Single Family Residential | Domestic Hot Water | Gas | Pacific Gas and Electric | Incentive:Paid | 4366 | 29.85 |  | 1 | 193 |  | 193 |  | 2016-11-15 15:50 | 2016-11-29 | BONNEY INC | New Construction | SAN FRANCISCO | San Francisco | 94114 | Host Customer is System Owner |  | 4 | 2007023B | HTP, Inc. | SOLAR SKIES | PR-119-64-GB | Indirect Forced Circulation (IF) | 63.72 |  | SS-32 | Glycol | Advanced Controller with a Vacation or Holiday Mode | Solar and Auxiliary Storage are the same Tank | 119 | 1 | 1 | 55 | Z03 | [18 empty] | San Francisco C.A. | FALSE | 102.59 |  | 2016-11-14 | 2016-11-17 |  |  | 2016-11-15 | 2016-11-29 | 2874 | 19800 | Up-front Payment
SCG-007035 | Single Family Residential | Domestic Hot Water | Gas | Southern California Gas Company | Incentive:Paid | 8966 | 70 |  | 1 SCG | 139 |  | 128 |  | 2016-11-17 10:34 | 2017-01-19 | TITANIUM POWER INC | Retrofit | Los Angeles | Los Angeles | 90011 | Host Customer is System Owner | 7 |  | 2011141B | Heliodyne, Inc. | HELIOPAK | HPAK 016 1 410 G 80 ACD Z | Indirect Forced Circulation (IF) | 40.17 |  | 410 001 | Glycol | Advanced Controller with a Vacation or Holiday Mode | Solar Storage and Auxiliary Tanks are separate | 80 | 0.97 | 0.95 | 85 | Z08 | [18 empty] | Los Angeles | FALSE | 65.17 |  | 2011-06-01: 2016-11-15; 2011-08-03: 2016-11-17; 2011-09-20: 2017-01-19 | 2832 | 9059 | Up-front Payment
SCG-007036 | Single Family Residential | Domestic Hot Water | Gas | Southern California Gas Company | Incentive:Paid | 9800 | 70 |  | 1 SCG | 140 |  | 140 |  | 2016-11-16 15:22 | 2017-01-19 | ADVANCED CONSERVATION SYSTEMS INC | Retrofit | Lancaster | Los Angeles | 93536 | Host Customer is System Owner | 5 |  | 30004217 | Solene | SOLENE DRAINBACK | SLAR64DC-75DB-G | Indirect Forced Circulation (IF) | 64 |  | SLAR-32 | Automatic Drainback |  | Solar and Auxiliary Storage are the same Tank | 75 | 1 | 1 | 65 | Z14 | [18 empty] | County of Los Angeles | FALSE | 73.21 |  | 2011-06-01: 2016-11-15; 2011-08-03: 2016-11-16; 2011-09-20: 2017-01-19 | 2832 | 10250 | Up-front Payment
SCG-007037 | Single Family Residential | Domestic Hot Water | Gas | Southern California Gas Company | Incentive:Paid | 6861 | 70 |  | 1 SCG | 99 |  | 98 |  | 2016-11-17 10:53 | 2017-01-19 | TITANIUM POWER INC | Retrofit | Los Angeles | Los Angeles | 90011 | Host Customer is System Owner | 5 |  | 2005006K | Butler Sun Solutions, Inc. | SOLAR BUTLER | BSS-PV1-40GD | Indirect Forced Circulation (IF) | 32.84 |  | EC-32 / EC-32-0.75 | Glycol | Advanced Controller with a Vacation or Holiday Mode | Solar Storage and Auxiliary Tanks are separate | 40 | 0.99 | 1 | 65 | Z08 | [18 empty] | Los Angeles | FALSE | 70.29 |  | 2011-06-01: 2016-11-15; 2011-08-03: 2016-11-17; 2011-09-20: 2017-01-19 | 2832 | 6959 | Up-front Payment
SCG-007038 | Commercial/Multifamily Residential | Domestic Hot Water | Gas | Southern California Gas Company | Incentive:Paid | 68975 | 25 |  | 1 SCG | 2759 |  | 2759 |  | 2016-12-13 15:25 | 2016-12-22 | ENVIRONMENTAL SOLAR DESIGN INC | Retrofit | Glendale | Glendale | 91203 | Host Customer is System Owner | [7 empty] | 819 | 40.95 |  | Glycol | Advanced Controller with a Vacation or Holiday Mode | Solar Storage and Auxiliary Tanks are separate |  | 1 | 1 | 1400 | Z08 | 35 | Units | Apartments/Condos | TRB-40 | 20 | 2 | 1325 | 1 | 250 | 1 | 400000 | TRUE | 125 | 145 |  | SunEarth - SETR0603mcU + VFS 10-200 |  | SunEarth - SETR0603mcU + VFS 10-200 | City of Glendale | FALSE | 35.52 |  | 2016-11-15 |  | 2016-12-13 | 2016-12-22 | 2016-12-23 | 2017-01-05 | 2831 | 98000 | Up-front Payment
SCG-007039 | Multifamily Residential - Disadvantaged Community | Domestic Hot Water | Gas | Southern California Gas Company | Incentive:Paid | 104322 | 20.19 |  | 1 | 5167 |  | 5167 |  | 2016-11-18 14:18 | 2016-12-05 | ZHICHEN WANG | Retrofit | el monte | Los Angeles | 91732 | Host Customer is System Owner | [7 empty] | 1464.12 | 52.29 |  | Drainback |  | Solar and Auxiliary Storage are the same Tank |  | 1 | 1 | 4724 | Z09 | 2362 | Pounds of Laundry | Coin-op Laundries | 10001893 | 28 | 4 | 4224 | 1 | 500 | 1 | 16300000 | TRUE | 150 | 150 |  | SunReports - SR1000GVFS20-400 |  | SunReports - SR1000GVFS20-400 | El Monte | FALSE | 25.68 |  | 2016-11-15 | 2018-01-19 | 2016-11-18 | 2016-12-05 | 2018-01-07 | 2018-01-17 | 2446 | 132675 | Up-front Payment
SCG-007040 | Commercial/Multifamily Residential | Domestic Hot Water | Gas | Southern California Gas Company | Reservation:Canceled |  | 17.16 |  | 2 | 0 |  | 0 |  |  |  |  | Retrofit | el monte | Los Angeles | 91732 | Host Customer is System Owner | [7 empty] | 2091.6 | 52.29 |  | Drainback |  | Solar and Auxiliary Storage are the same Tank |  |  | 1 | 4424 | Z09 | 2212 | Pounds of Laundry | Coin-op Laundries | 10001893 | 40 | 4 | 4224 | 1 | 200 | 2 | 160000 | TRUE | 150 | 150 | [5 empty] | FALSE | 0 |  | 2011-06-01: 2016-11-15 | 2902 | 178925 | Up-front Payment
SCG-007041 | Commercial/Multifamily Residential | Domestic Hot Water | Gas | Southern California Gas Company | Reservation:Canceled |  | 17.16 |  | 2 | 0 |  | 0 |  |  |  |  | Retrofit | el monte | Los Angeles | 91732 | Host Customer is System Owner | [7 empty] | 2091.6 | 52.29 |  | Drainback |  | Solar and Auxiliary Storage are the same Tank |  |  | 1 | 4424 | Z09 | 2212 | Pounds of Laundry | Coin-op Laundries | 10001893 | 40 | 4 | 4224 | 1 | 200 | 2 | 160000 | TRUE | 150 | 150 | [5 empty] | FALSE | 0 |  | 2011-06-01: 2016-11-15 | 2902 | 178925 | Up-front Payment
SCG-007042 | Commercial/Multifamily Residential | Domestic Hot Water | Gas | Southern California Gas Company | Reservation:Canceled |  | 8.58 |  | 2 | 0 |  | 0 |  |  |  |  | Retrofit | el monte | Los Angeles | 91732 | Host Customer is System Owner | [7 empty] | 2091.6 | 52.29 |  | Drainback |  | Solar and Auxiliary Storage are the same Tank |  | 1 | 1 | 4424 | Z09 | 2212 | Pounds of Laundry | Coin-op Laundries | 10001893 | 40 | 4 | 4224 | 1 | 200 | 2 | 160000 | TRUE | 150 | 150 | [5 empty] | FALSE | 0 |  | 2011-06-01: 2016-11-15 | 2902 |  | Performance-Based Incentive
SCG-007043 | Commercial/Multifamily Residential | Domestic Hot Water | Gas | Southern California Gas Company | Reservation:Canceled |  | 8.58 |  | 2 | 0 |  | 0 |  |  |  |  | Retrofit | el monte | Los Angeles | 91732 | Host Customer is System Owner | [7 empty] | 2091.6 | 52.29 |  | Drainback |  | Solar and Auxiliary Storage are the same Tank |  | 1 | 1 | 4424 | Z09 | 2212 | Pounds of Laundry | Coin-op Laundries | 10001893 | 40 | 4 | 4224 | 1 | 200 | 2 | 160000 | TRUE | 150 | 150 | [5 empty] | FALSE | 0 |  | 2011-06-01: 2016-11-15 | 2902 | 178925 | Performance-Based Incentive
SCG-007044 | Industrial | Domestic Hot Water; Process Heating | Gas | Southern California Gas Company | Reservation:Canceled |  | 10.1 |  | 1 | 0 |  | 0 |  |  |  |  | Retrofit | el monte | Los Angeles | 91732 | Host Customer is System Owner | [7 empty] | 2091.6 | 52.29 |  | Drainback |  | Solar and Auxiliary Storage are the same Tank |  | 1 | 1 | 4424 | Z09 | 2212 | Pounds of Laundry | Coin-op Laundries | 10001893 | 40 | 4 | 4224 | 1 | 200 | 2 | 160000 | TRUE | 150 | 150 | [5 empty] | FALSE | 0 |  | 2011-06-01: 2016-11-15 | 2902 | 178925 | Performance-Based Incentive
SCG-007045 | Commercial/Multifamily Residential | Domestic Hot Water | Gas | Southern California Gas Company | Reservation:Canceled |  | 17.16 |  | 2 | 0 |  | 0 |  |  |  |  | Retrofit | EL MONTE |  | 91732 | Host Customer is System Owner | [15 empty] | 1 | [21 empty] | FALSE | 0 |  | 2011-06-01: 2016-11-15 | 2902 | 178925 | Up-front Payment
SDG-007047 | Commercial Pools | Pool Heating | Gas | San Diego Gas and Electric | Incentive:Paid | 30780 | 5 |  | 1 | 6156 |  | 6156 |  | 2016-11-17 11:34 | 2016-11-22 | SUNX SOLAR INC | Retrofit | San Diego | San Diego | 92128 | Host Customer is System Owner | [7 empty] | 2083.8 | 45.3 |  | Drainback |  |  |  | 1 | 1 |  | Z10 |  |  |  | 10001884 | 46 | 2 | [5 empty] | FALSE |  |  |  | SunEarth - SETR A503 TTR U + VFS 20-400 |  | SunEarth - SETR A503 TTR U + VFS 20-400 | City of San Diego | FALSE | 10.09 |  | 2016-11-17 | 2016-11-18 | 2016-11-17 | 2016-11-22 | 2017-03-01 | 2017-04-26 | 2712 | 62120 | Up-front Payment
SCG-007049 | Single Family Residential | Domestic Hot Water | Gas | Southern California Gas Company | Incentive:Paid | 9937 | 70 |  | 1 SCG | 167 |  | 142 |  | 2016-11-21 09:32 | 2017-01-19 | EVOLUTION ENERGY SOLUTIONS L L C | Retrofit | Los Angeles | Los Angeles | 90033 | Host Customer is System Owner | 4 |  | 2001001E | SunEarth, Inc. | SOLARAY | TE64P-80-2G | Indirect Forced Circulation (IF) | 65.67 |  | EP-32 / EP-32-0.75 | Glycol | Advanced Controller with a Vacation or Holiday Mode | Solar Storage and Auxiliary Tanks are separate | 80 | 1 | 0.85 | 55 | Z09 | [18 empty] | Los Angeles | FALSE | 59.5 |  | 2011-06-01: 2016-11-16; 2011-08-03: 2016-11-21; 2011-09-20: 2017-01-19 | 2831 | 9937 | Up-front Payment
SCG-007050 | Single Family Residential | Domestic Hot Water | Gas | Southern California Gas Company | Incentive:Paid | 9937 | 70 |  | 1 SCG | 167 |  | 142 |  | 2016-11-18 11:38 | 2017-01-19 | EVOLUTION ENERGY SOLUTIONS L L C | Retrofit | Los Angeles | Los Angeles | 90032 | Host Customer is System Owner | 3 |  | 2008024F | SunEarth, Inc. | SOLARAY | TE40P-80-TLG | Indirect Forced Circulation (IF) | 40.9 |  | EP-40 / EP-40-0.75 | Glycol | Advanced Controller with a Vacation or Holiday Mode | Solar Storage with Tankless Auxiliary Water Heater | 80 | 1 | 0.85 | 45 | Z09 | [18 empty] | Los Angeles | FALSE | 59.5 |  | 2011-06-01: 2016-11-16; 2011-08-03: 2016-11-18; 2011-09-20: 2017-01-19 | 2832 | 9937 | Up-front Payment
SCG-007051 | Single Family Residential | Domestic Hot Water | Gas | Southern California Gas Company | Incentive:Paid | 8911 | 70 |  | 1 SCG | 134 |  | 127 |  | 2016-12-01 07:50 | 2017-03-13 | EVOLUTION ENERGY SOLUTIONS L L C | Retrofit | Los Angeles | Los Angeles | 90032 | Host Customer is System Owner | 3 |  | 2001001A | SunEarth, Inc. | SOLARAY | TE40P-80-2G | Indirect Forced Circulation (IF) | 40.9 |  | EP-40 / EP-40-0.75 | Glycol | Advanced Controller with a Vacation or Holiday Mode | Solar Storage and Auxiliary Tanks are separate | 80 | 1 | 0.95 | 45 | Z09 | [18 empty] | Los Angeles | FALSE | 66.5 |  | 2011-06-01: 2016-11-16; 2011-08-03: 2016-12-01; 2011-09-20: 2017-03-13 | 2782 | 8911 | Up-front Payment
SCG-007053 | Commercial/Multifamily Residential | Domestic Hot Water | Gas | Southern California Gas Company | Incentive:Paid | 35151 | 20.19 |  | 1 | 1741 |  | 1741 |  | 2017-05-08 16:16 | 2017-05-18 | INTELLIGENT GREEN SOLUTIONS CA | Retrofit | Riverdale | Fresno | 93656 | Lease | [7 empty] | 589.8 | 29.49 |  | Glycol | Steam Back | Solar Storage and Auxiliary Tanks are separate |  | 1 | 1 | 1100 | Z13 |  |  | Other | 10002034 | 20 | 1 | 1200 | 1 | 100 | 1 | 199000 | FALSE | 170 | 170 |  | Amatis Controls - AM-JOULE |  | SunMaxx Solar - SmartMaxx-EMETER1000 | Fresno County | FALSE | 35.23 |  | 2016-11-16 | 2017-06-23 | 2017-05-08 | 2017-05-18 | 2017-06-09 | 2017-06-23 | 2665 | 61339.2 | Up-front Payment
PGE-007055 | Commercial/Multifamily Residential | Domestic Hot Water | Gas | Pacific Gas and Electric | Incentive:Paid | 21807 | 20.19 |  | 1 | 1091 |  | 1080 |  | 2017-02-14 11:34 | 2017-02-16 | OXYPOWER INC | Retrofit | Berkeley | Alameda | 94704 | Host Customer is System Owner | [7 empty] | 321.36 | 40.17 |  | Glycol | Pressure Stagnation Protection (PSP) | Solar Storage and Auxiliary Tanks are separate |  | 0.99 | 1 | 714 | Z03 | 17 | Units | Apartments/Condos | 2010115A | 8 | 1 | 480 | 4 | 238 | 2 | 234000 | TRUE | 130 | 130 |  |  |  |  | City of Berkeley | FALSE | 44.9 |  | 2017-02-13 |  | 2017-02-14 | 2017-02-16 | 2017-06-20 | 2017-07-05 | 2637 | 48981 | Up-front Payment
SCG-007056 | Single Family Residential | Domestic Hot Water | Gas | Southern California Gas Company | Incentive:Paid | 9937 | 70 |  | 1 SCG | 167 |  | 142 |  | 2016-11-22 11:43 | 2017-01-27 | EVOLUTION ENERGY SOLUTIONS L L C | Retrofit | Los Angeles | Los Angeles | 90033 | Host Customer is System Owner | 5 |  | 2008024F | SunEarth, Inc. | SOLARAY | TE40P-80-TLG | Indirect Forced Circulation (IF) | 40.9 |  | EP-40 / EP-40-0.75 | Glycol | Advanced Controller with a Vacation or Holiday Mode | Solar Storage with Tankless Auxiliary Water Heater | 80 | 1 | 0.85 | 65 | Z09 | [18 empty] | Los Angeles | FALSE | 59.5 |  | 2011-06-01: 2016-11-16; 2011-08-03: 2016-11-22; 2011-09-20: 2017-01-27 | 2826 | 9937 | Up-front Payment
SCG-007057 | Single Family Residential | Domestic Hot Water | Gas | Southern California Gas Company | Incentive:Paid | 6113 | 70 |  | 1 SCG | 159 |  | 159 |  | 2016-11-30 15:39 | 2017-03-13 | ART CRAFT BUILDING CONSTRUCTION | Retrofit | Riverside | Riverside | 92504 | Owner/Tenant | 7 |  | 2010017C | Alternate Energy Technologies | EAGLESUN | DBS-G2-80-64 | Indirect Forced Circulation (IF) | 65.34 |  | MSC-32 | Automatic Drainback |  | Solar Storage and Auxiliary Tanks are separate | 80 | 1 | 1 | 85 | Z10 | [18 empty] | City of riverside | FALSE | 38.45 |  | 2011-06-01: 2016-11-17; 2011-08-03: 2016-11-30; 2011-09-20: 2017-03-13 | 2781 | 6112.8 | Up-front Payment
SCG-007058 | Single Family Residential | Domestic Hot Water | Gas | Southern California Gas Company | Incentive:Paid | 9800 | 70 |  | 1 SCG | 140 |  | 140 |  | 2016-11-23 09:04 | 2017-01-27 | TITANIUM POWER INC | Retrofit | Pacoima | Los Angeles | 91331 | Host Customer is System Owner | 7 |  | 2011141B | Heliodyne, Inc. | HELIOPAK | HPAK 016 1 410 G 80 ACD Z | Indirect Forced Circulation (IF) | 40.17 |  | 410 001 | Glycol | Advanced Controller with a Vacation or Holiday Mode | Solar Storage and Auxiliary Tanks are separate | 80 | 1 | 1 | 85 | Z09 | [18 empty] | Los Angeles | FALSE | 70.42 |  | 2011-06-01: 2016-11-17; 2011-08-03: 2016-11-23; 2011-09-20: 2017-01-27 | 2826 | 9859 | Up-front Payment
SCG-007059 | Single Family Residential | Domestic Hot Water | Gas | Southern California Gas Company | Incentive:Canceled | 6909 | 70 |  | 1 SCG | 99 |  | 99 |  | 2016-12-28 14:08 |  | TITANIUM POWER INC | Retrofit | Los Angeles | Los Angeles | 90016 | Owner/Tenant | 5 |  | 2005006K | Butler Sun Solutions, Inc. | SOLAR BUTLER | BSS-PV1-40GD | Indirect Forced Circulation (IF) | 32.84 |  | EC-32 / EC-32-0.75 | Glycol | Advanced Controller with a Vacation or Holiday Mode | Solar Storage and Auxiliary Tanks are separate | 40 | 1 | 1 | 65 | Z08 | [18 empty] | Los Angeles | FALSE | 69.79 |  | 2011-06-01: 2016-11-17; 2011-06-21: 2017-03-01; 2011-08-03: 2016-12-28 | 2796 | 6909 | Up-front Payment
SCG-007060 | Single Family Residential | Domestic Hot Water | Gas | Southern California Gas Company | Incentive:Paid | 9800 | 70 |  | 1 SCG | 140 |  | 140 |  | 2016-12-28 14:11 | 2017-03-24 | TITANIUM POWER INC | Retrofit | Los Angeles | Los Angeles | 90016 | Host Customer is System Owner | 5 |  | 2001001B | SunEarth, Inc. | SOLARAY | TE40C-80-2G | Indirect Forced Circulation (IF) | 40.86 |  | EC-40 / EC-40-0.75 | Glycol | Advanced Controller with a Vacation or Holiday Mode | Solar Storage and Auxiliary Tanks are separate | 80 | 1 | 1 | 65 | Z08 | [18 empty] | Los Angeles | FALSE | 70.42 |  | 2011-06-01: 2016-11-17; 2011-08-03: 2016-12-28; 2011-09-20: 2017-03-24 | 2767 | 9859 | Up-front Payment
SCG-007061 | Single Family Residential | Domestic Hot Water | Gas | Southern California Gas Company | Incentive:Paid | 9702 | 70 |  | 1 SCG | 140 |  | 139 |  | 2016-11-23 09:06 | 2017-01-27 | TITANIUM POWER INC | Retrofit | Pacoima | Los Angeles | 91331 | Host Customer is System Owner | 5 |  | 2011141B | Heliodyne, Inc. | HELIOPAK | HPAK 016 1 410 G 80 ACD Z | Indirect Forced Circulation (IF) | 40.17 |  | 410 001 | Glycol | Advanced Controller with a Vacation or Holiday Mode | Solar Storage and Auxiliary Tanks are separate | 80 | 0.99 | 1 | 65 | Z09 | [18 empty] | Los Angeles | FALSE | 69.71 |  | 2011-06-01: 2016-11-17; 2011-08-03: 2016-11-23; 2011-09-20: 2017-01-27 | 2826 | 9759 | Up-front Payment
SCG-007062 | Single Family Residential | Domestic Hot Water | Gas | Southern California Gas Company | Incentive:Paid | 9702 | 70 |  | 1 SCG | 140 |  | 139 |  | 2016-11-23 09:07 | 2017-01-27 | TITANIUM POWER INC | Retrofit | Pacoima | Los Angeles | 91331 | Host Customer is System Owner | 6 |  | 2011141B | Heliodyne, Inc. | HELIOPAK | HPAK 016 1 410 G 80 ACD Z | Indirect Forced Circulation (IF) | 40.17 |  | 410 001 | Glycol | Advanced Controller with a Vacation or Holiday Mode | Solar Storage and Auxiliary Tanks are separate | 80 | 0.99 | 1 | 75 | Z09 | [18 empty] | Los Angeles | FALSE | 69.71 |  | 2011-06-01: 2016-11-17; 2011-08-03: 2016-11-23; 2011-09-20: 2017-01-27 | 2826 | 9759 | Up-front Payment
SCG-007063 | Single Family Residential | Domestic Hot Water | Gas | Southern California Gas Company | Incentive:Paid | 9800 | 70 |  | 1 SCG | 140 |  | 140 |  | 2016-11-23 09:09 | 2017-01-27 | TITANIUM POWER INC | Retrofit | Pacoima | Los Angeles | 91331 | Host Customer is System Owner | 6 |  | 2011141B | Heliodyne, Inc. | HELIOPAK | HPAK 016 1 410 G 80 ACD Z | Indirect Forced Circulation (IF) | 40.17 |  | 410 001 | Glycol | Advanced Controller with a Vacation or Holiday Mode | Solar Storage and Auxiliary Tanks are separate | 80 | 1 | 1 | 75 | Z09 | [18 empty] | Los Angeles | FALSE | 70.42 |  | 2011-06-01: 2016-11-17; 2011-08-03: 2016-11-23; 2011-09-20: 2017-01-27 | 2826 | 9859 | Up-front Payment
SCG-007064 | Single Family Residential | Domestic Hot Water | Gas | Southern California Gas Company | Incentive:Paid | 9702 | 70 |  | 1 SCG | 140 |  | 139 |  | 2016-11-23 09:14 | 2017-01-27 | TITANIUM POWER INC | Retrofit | Pacoima | Los Angeles | 91331 | Host Customer is System Owner | 6 |  | 2011141B | Heliodyne, Inc. | HELIOPAK | HPAK 016 1 410 G 80 ACD Z | Indirect Forced Circulation (IF) | 40.17 |  | 410 001 | Glycol | Advanced Controller with a Vacation or Holiday Mode | Solar Storage and Auxiliary Tanks are separate | 80 | 0.99 | 1 | 75 | Z09 | [18 empty] | Los Angeles | FALSE | 69.71 |  | 2011-06-01: 2016-11-17; 2011-08-03: 2016-11-23; 2011-09-20: 2017-01-27 | 2826 | 9759 | Up-front Payment
SCG-007065 | Single Family Residential | Domestic Hot Water | Gas | Southern California Gas Company | Incentive:Paid | 9800 | 70 |  | 1 SCG | 140 |  | 140 |  | 2016-12-31 12:49 | 2017-04-25 | TITANIUM POWER INC | Retrofit | Pacoima | Los Angeles | 91331 | Host Customer is System Owner | 8 |  | 2011141B | Heliodyne, Inc. | HELIOPAK | HPAK 016 1 410 G 80 ACD Z | Indirect Forced Circulation (IF) | 40.17 |  | 410 001 | Glycol | Advanced Controller with a Vacation or Holiday Mode | Solar Storage and Auxiliary Tanks are separate | 80 | 1 | 1 | 95 | Z09 | [18 empty] | Los Angeles | FALSE | 70.42 |  | 2011-06-01: 2016-11-17; 2011-08-03: 2016-12-31; 2011-09-20: 2017-04-25 | 2731 | 9859 | Up-front Payment
SCG-007066 | Single Family Residential | Domestic Hot Water | Gas | Southern California Gas Company | Incentive:Paid | 9310 | 70 |  | 1 SCG | 140 |  | 133 |  | 2016-11-23 09:26 | 2017-01-27 | TITANIUM POWER INC | Retrofit | Pacoima | Los Angeles | 91331 | Host Customer is System Owner | 7 |  | 2011141B | Heliodyne, Inc. | HELIOPAK | HPAK 016 1 410 G 80 ACD Z | Indirect Forced Circulation (IF) | 40.17 |  | 410 001 | Glycol | Advanced Controller with a Vacation or Holiday Mode | Solar Storage and Auxiliary Tanks are separate | 80 | 1 | 0.95 | 85 | Z09 | [18 empty] | Los Angeles | FALSE | 66.85 |  | 2011-06-01: 2016-11-17; 2011-08-03: 2016-11-23; 2011-09-20: 2017-01-27 | 2826 | 9359 | Up-front Payment
SCG-007067 | Single Family Residential | Domestic Hot Water | Gas | Southern California Gas Company | Incentive:Paid | 9702 | 70 |  | 1 SCG | 140 |  | 139 |  | 2016-11-23 09:25 | 2017-01-27 | TITANIUM POWER INC | Retrofit | Pacoima | Los Angeles | 91331 | Host Customer is System Owner | 6 |  | 2011141B | Heliodyne, Inc. | HELIOPAK | HPAK 016 1 410 G 80 ACD Z | Indirect Forced Circulation (IF) | 40.17 |  | 410 001 | Glycol | Advanced Controller with a Vacation or Holiday Mode | Solar Storage and Auxiliary Tanks are separate | 80 | 0.99 | 1 | 75 | Z09 | [18 empty] | Los Angeles | FALSE | 69.71 |  | 2011-06-01: 2016-11-17; 2011-08-03: 2016-11-23; 2011-09-20: 2017-01-27 | 2826 | 9759 | Up-front Payment
PGE-007068 | Low Income Multifamily Residential | Domestic Hot Water | Gas | Pacific Gas and Electric | Incentive:Paid | 156633 | 24.89 |  | 1 | 6293 |  | 6293 |  | 2018-03-13 14:17 | 2018-04-10 | SUN LIGHT & POWER | New Construction | San Francisco | San Francisco | 94102 | Host Customer is System Owner | [7 empty] | 2088.84 | 40.17 |  | Glycol | Pressure Stagnation Protection (PSP) | Solar and Auxiliary Storage are the same Tank |  | 1 | 1 | 4144 | Z03 | 112 | Units | Apartments/Condos | 2010115A | 52 | 2 | 3200 | 1 | 595 | 5 | 1995000 | TRUE | 140 | 128 |  | Heliodyne - Delta-T Pro Ethernet |  | Heliodyne - Delta-T Pro Ethernet | City and County of San Francisco | FALSE | 35.15 |  | 2018-03-13 | 2018-03-16 | 2018-03-13 | 2018-04-10 | 2020-01-07 | 2020-02-18 | 1592 | 221181 | Up-front Payment
PGE-007069 | Low Income Multifamily Residential | Domestic Hot Water | Gas | Pacific Gas and Electric | Incentive:Paid | 73475 | 24.89 |  | 1 | 2952 |  | 2952 |  | 2017-09-27 17:05 | 2017-10-02 | SUN LIGHT & POWER | New Construction | Mountain View | Santa Clara | 94040 | Host Customer is System Owner | [7 empty] | 803.4 | 40.17 |  | Glycol | Pressure Stagnation Protection (PSP) | Solar Storage and Auxiliary Tanks are separate |  | 1 | 1 | 2546 | Z04 | 67 | Units | Apartments/Condos | 2010115A | 20 | 2 | 1200 | 2 | 257 | 1 | 399999 | TRUE | 130 | 120 |  | Heliodyne - Delta-T Pro Ethernet |  | Heliodyne - Delta-T Pro Ethernet | City of Mt View | FALSE | 26.06 |  | 2017-07-18 | 2017-09-29 | 2017-09-27 | 2017-10-02 | 2019-09-18 | 2019-10-28 | 1814 | 76931 | Up-front Payment
SCG-007070 | Single Family Residential | Domestic Hot Water | Gas | Southern California Gas Company | Incentive:Paid | 9937 | 70 |  | 1 SCG | 167 |  | 142 |  | 2016-12-19 10:59 | 2017-03-20 | EVOLUTION ENERGY SOLUTIONS L L C | Retrofit | Los Angeles | Los Angeles | 90033 | Host Customer is System Owner | 2 |  | 2008024F | SunEarth, Inc. | SOLARAY | TE40P-80-TLG | Indirect Forced Circulation (IF) | 40.9 |  | EP-40 / EP-40-0.75 | Glycol | Advanced Controller with a Vacation or Holiday Mode | Solar Storage with Tankless Auxiliary Water Heater | 80 | 1 | 0.85 | 35 | Z09 | [18 empty] | Los Angeles | FALSE | 59.5 |  | 2011-06-01: 2016-11-17; 2011-08-03: 2016-12-19; 2011-09-20: 2017-03-20 | 2775 | 9937 | Up-front Payment
SCG-007071 | Single Family Residential | Domestic Hot Water | Gas | Southern California Gas Company | Incentive:Paid | 9937 | 70 |  | 1 SCG | 167 |  | 142 |  | 2016-12-19 11:17 | 2017-03-20 | EVOLUTION ENERGY SOLUTIONS L L C | Retrofit | Los Angeles | Los Angeles | 90033 | Host Customer is System Owner | 5 |  | 2008024F | SunEarth, Inc. | SOLARAY | TE40P-80-TLG | Indirect Forced Circulation (IF) | 40.9 |  | EP-40 / EP-40-0.75 | Glycol | Advanced Controller with a Vacation or Holiday Mode | Solar Storage with Tankless Auxiliary Water Heater | 80 | 1 | 0.85 | 65 | Z09 | [18 empty] | Los Angeles | FALSE | 59.5 |  | 2011-06-01: 2016-11-18; 2011-08-03: 2016-12-19; 2011-09-20: 2017-03-20 | 2775 | 9937 | Up-front Payment
SCG-007072 | Single Family Residential | Domestic Hot Water | Gas | Southern California Gas Company | Incentive:Paid | 9937 | 70 |  | 1 SCG | 167 |  | 142 |  | 2016-12-19 11:24 | 2017-03-20 | EVOLUTION ENERGY SOLUTIONS L L C | Retrofit | Los Angeles | Los Angeles | 90033 | Host Customer is System Owner | 4 |  | 2008024F | SunEarth, Inc. | SOLARAY | TE40P-80-TLG | Indirect Forced Circulation (IF) | 40.9 |  | EP-40 / EP-40-0.75 | Glycol | Advanced Controller with a Vacation or Holiday Mode | Solar Storage with Tankless Auxiliary Water Heater | 80 | 1 | 0.85 | 55 | Z09 | [18 empty] | Los Angeles | FALSE | 59.5 |  | 2011-06-01: 2016-11-18; 2011-08-03: 2016-12-19; 2011-09-20: 2017-03-20 | 2775 | 9937 | Up-front Payment
SCG-007073 | Commercial/Multifamily Residential | Domestic Hot Water | Gas | Southern California Gas Company | Incentive:Paid | 12175 | 20.19 |  | 1 | 603 |  | 603 |  | 2017-02-10 17:50 | 2017-02-13 | SUNLIGHT ENERGY SYSTEMS INC | Retrofit | REDONDO BEACH | Los Angeles | 90277 | Host Customer is System Owner | [7 empty] | 197.04 | 32.84 |  | Drainback |  | Solar Storage and Auxiliary Tanks are separate |  | 1 | 1 | 336 | Z06 | 8 | Units | Apartments/Condos | EP-32 | 6 | 1 | 240 | 2 | 100 | 1 | 75000 | TRUE | 130 | 130 |  |  |  |  | TORRANCE | FALSE | 35.02 |  | 2016-11-18 |  | 2017-02-10 | 2017-02-13 | 2017-08-03 | 2017-08-18 | 2606 | 21120 | Up-front Payment
SCG-007074 | Single Family Residential | Domestic Hot Water | Gas | Southern California Gas Company | Incentive:Paid | 7560 | 70 |  | 1 SCG | 108 |  | 108 |  | 2016-11-22 12:57 | 2017-01-27 | SUNTREK INDUSTRIES INC | Retrofit | Laguna Hills | Orange | 92653 | Host Customer is System Owner | 4 |  | 2012012D | GREENoneTEC Solarindustrie GmbH | SOLPAL (formerly Solcrafte) | SOLPAL L-GT | Direct Integral Collector Storage (DI) | 26.11 |  | Solpal L |  |  | Solar Storage with Tankless Auxiliary Water Heater | 50 | 1 | 1 | 55 | Z06 | [18 empty] | Laguna Hills | FALSE | 125.93 |  | 2011-06-01: 2016-11-18; 2011-08-03: 2016-11-22; 2011-09-20: 2017-01-27 | 2826 | 13600 | Up-front Payment
SCG-007075 | Single Family Residential | Domestic Hot Water | Gas | Southern California Gas Company | Incentive:Paid | 9380 | 70 |  | 1 SCG | 134 |  | 134 |  | 2016-12-14 11:58 | 2017-03-17 | EVOLUTION ENERGY SOLUTIONS L L C | Retrofit | Los Angeles | Los Angeles | 90032 | Host Customer is System Owner | 3 |  | 2001001A | SunEarth, Inc. | SOLARAY | TE40P-80-2G | Indirect Forced Circulation (IF) | 40.9 |  | EP-40 / EP-40-0.75 | Glycol | Advanced Controller with a Vacation or Holiday Mode | Solar Storage and Auxiliary Tanks are separate | 80 | 1 | 1 | 45 | Z09 | [18 empty] | Los Angeles | FALSE | 70 |  | 2011-06-01: 2016-11-18; 2011-08-03: 2016-12-14; 2011-09-20: 2017-03-17 | 2775 | 9380 | Up-front Payment
SCG-007079 | Single Family Residential | Domestic Hot Water | Gas | Southern California Gas Company | Incentive:Paid | 5740 | 70 |  | 1 SCG | 82 |  | 82 |  | 2016-12-07 07:53 | 2017-04-07 | Self Installer | Retrofit | Marina del Rey | Los Angeles | 90292 | Host Customer is System Owner | 3 |  | 30004078 | GREENoneTEC Solarindustrie GmbH | Solpal Plus | Solpal Plus L-G | Direct Integral Collector Storage (DI) | 25.66 |  | Solpal Plus L |  |  | Solar Storage and Auxiliary Tanks are separate | 51 | 1 | 1 | 45 | Z06 | [18 empty] | City of Los Angeles | FALSE | 72.12 |  | 2011-06-01: 2016-11-21; 2011-08-03: 2016-12-07; 2011-09-20: 2017-04-07 | 2742 | 5913.91 | Up-front Payment
PGE-007080 | Low Income Multifamily Residential | Domestic Hot Water | Gas | Pacific Gas and Electric | Incentive:Paid | 85273 | 24.89 |  | 1 | 3426 |  | 3426 |  | 2016-12-20 12:59 | 2016-12-29 | ADROIT ENERGY INC | New Construction | SAN FRANCISCO | San Francisco | 94124 | Host Customer is System Owner | [7 empty] | 883.74 | 40.17 |  | Glycol | Pressure Stagnation Protection (PSP) | Solar Storage and Auxiliary Tanks are separate |  | 1 | 1 | 3534 | Z03 | 93 | Units | Apartments/Condos | 2010115A | 22 | 1 | 1450 | 1 | 400 | 1 | 1500000 | TRUE | 130 | 130 |  | Heliodyne - Delta-T Pro Ethernet |  | Heliodyne - Delta-T Pro Ethernet | City of San Francisco | FALSE | 48.42 |  | 2016-11-21 | 2016-12-28 | 2016-12-20 | 2016-12-29 | 2017-02-01 | 2017-02-02 | 2809 | 165900 | Up-front Payment
PGE-007081 | Low Income Multifamily Residential | Domestic Hot Water | Gas | Pacific Gas and Electric | Incentive:Paid | 83556 | 24.89 |  | 1 | 3357 |  | 3357 |  | 2017-01-06 09:18 | 2017-01-10 | ADROIT ENERGY INC | New Construction | SAN FRANCISCO | San Francisco | 94124 | Host Customer is System Owner | [7 empty] | 883.74 | 40.17 |  | Glycol | Advanced Controller with a Vacation or Holiday Mode | Solar Storage and Auxiliary Tanks are separate |  | 1 | 1 | 3458 | Z03 | 91 | Units | Apartments/Condos | 2010115A | 22 | 1 | 1450 | 1 | 400 | 1 | 1500000 | TRUE | 130 | 120 |  | Heliodyne - Delta-T Pro Ethernet |  | Heliodyne - Delta-T Pro Ethernet | City of San Francisco | FALSE | 49.42 |  | 2016-11-21 | 2017-02-02 | 2017-01-06 | 2017-01-10 | 2017-02-01 | 2017-02-22 | 2770 | 165900 | Up-front Payment
SCG-007082 | Single Family Residential | Domestic Hot Water | Gas | Southern California Gas Company | Incentive:Paid | 9800 | 70 |  | 1 SCG | 140 |  | 140 |  | 2016-11-23 13:40 | 2017-03-10 | TITANIUM POWER INC | Retrofit | Pacoima | Los Angeles | 91331 | Host Customer is System Owner | 5 |  | 2011141B | Heliodyne, Inc. | HELIOPAK | HPAK 016 1 410 G 80 ACD Z | Indirect Forced Circulation (IF) | 40.17 |  | 410 001 | Glycol | Advanced Controller with a Vacation or Holiday Mode | Solar Storage and Auxiliary Tanks are separate | 80 | 1 | 1 | 65 | Z09 | [18 empty] | Los Angeles | FALSE | 70.42 |  | 2011-06-01: 2016-11-21; 2011-08-03: 2016-11-23; 2011-09-20: 2017-03-10 | 2783 | 9859 | Up-front Payment
SCG-007083 | Single Family Residential | Domestic Hot Water | Gas | Southern California Gas Company | Incentive:Paid | 9800 | 70 |  | 1 SCG | 140 |  | 140 |  | 2016-11-29 13:27 | 2017-03-10 | TITANIUM POWER INC | Retrofit | Pacoima | Los Angeles | 91331 | Host Customer is System Owner | 7 |  | 2011141B | Heliodyne, Inc. | HELIOPAK | HPAK 016 1 410 G 80 ACD Z | Indirect Forced Circulation (IF) | 40.17 |  | 410 001 | Glycol | Advanced Controller with a Vacation or Holiday Mode | Solar Storage and Auxiliary Tanks are separate | 80 | 1 | 1 | 85 | Z09 | [18 empty] | Los Angeles | FALSE | 70.42 |  | 2011-06-01: 2016-11-21; 2011-08-03: 2016-11-29; 2011-09-20: 2017-03-10 | 2781 | 9859 | Up-front Payment
SCG-007084 | Commercial Pools | Pool Heating | Gas | Southern California Gas Company | Incentive:Paid | 7639 | 5 |  | 1 | 1559 |  | 1528 |  | 2016-11-28 19:09 | 2016-12-07 | SOLARPONICS INC | Retrofit | Grover Beach | San Luis Obispo | 93433 | Host Customer is System Owner | [7 empty] | 966 | 48.3 |  | Drainback |  |  |  | 0.98 | 1 |  | Z05 |  |  |  | 10001884 | 20 | 1 | [5 empty] | FALSE |  |  |  | badger 3050 |  | badger 3050 | City Grover | FALSE | 15.82 |  | 2016-11-21 |  | 2016-11-28 | 2016-12-07 | 2017-03-30 | 2017-04-18 | 2742 | 24658 | Up-front Payment
PGE-007085 | Single Family Residential | Domestic Hot Water | Gas | Pacific Gas and Electric | Incentive:Paid | 4366 | 29.85 |  | 1 | 159 |  | 159 |  | 2016-12-06 16:07 | 2016-12-13 | BONNEY INC | New Construction | SAINT HELENA | Napa | 94574 | Host Customer is System Owner |  | 2 | 2007023A | HTP, Inc. | SOLAR SKIES | PR-80-40-GB | Indirect Forced Circulation (IF) | 39.83 |  | SS-40-FP | Glycol | Advanced Controller with a Vacation or Holiday Mode | Solar and Auxiliary Storage are the same Tank | 80 | 1 | 1 | 35 | Z02 | [18 empty] | Saint Helena, Napa County, C.A. | FALSE | 115.72 |  | 2016-11-21 | 2016-12-12 |  |  | 2016-12-06 | 2016-12-13 | 2852 | 18400 | Up-front Payment
SCG-007086 | Single Family Residential | Domestic Hot Water | Gas | Southern California Gas Company | Incentive:Paid | 3279 | 70 |  | 1 SCG | 149 |  | 140 |  | 2017-06-09 08:54 | 2017-06-16 | COMMUNITY SERVICES AND EMPLOYMENT TRAINING INCORPORATED | Retrofit | Visalia | Tulare | 93291 | Host Customer is System Owner | 2 |  | 2010017C | Alternate Energy Technologies | EAGLESUN | DBS-G2-80-64 | Indirect Forced Circulation (IF) | 65.34 |  | MSC-32 | Automatic Drainback | Drainback (Water) | Solar Storage and Auxiliary Tanks are separate | 80 | 0.94 | 1 | 35 | Z13 | [18 empty] | City of Visalia | FALSE | 45.51 |  | 2011-06-01: 2016-11-22; 2011-08-03: 2017-06-09; 2011-09-20: 2017-06-16 | 2683 | 6781 | Up-front Payment
SCG-007087 | Single Family Residential | Domestic Hot Water | Gas | Southern California Gas Company | Incentive:Paid | 1958 | 70 |  | 1 SCG | 149 |  | 137 |  | 2017-06-09 08:45 | 2017-06-16 | COMMUNITY SERVICES AND EMPLOYMENT TRAINING INCORPORATED | Retrofit | Tulare | Tulare | 93274 | Host Customer is System Owner | 1 |  | 2010017C | Alternate Energy Technologies | EAGLESUN | DBS-G2-80-64 | Indirect Forced Circulation (IF) | 65.34 |  | MSC-32 | Automatic Drainback | Drainback (Water) | Solar and Auxiliary Storage are the same Tank | 80 | 0.92 | 1 | 20 | Z13 | [18 empty] | City of Tulare | FALSE | 36.64 |  | 2011-06-01: 2016-11-22; 2011-08-03: 2017-06-09; 2011-09-20: 2017-06-16 | 2683 | 5460 | Up-front Payment
SCG-007088 | Single Family Residential | Domestic Hot Water | Gas | Southern California Gas Company | Incentive:Paid | 9800 | 70 |  | 1 SCG | 140 |  | 140 |  | 2016-11-29 14:28 | 2017-03-10 | TITANIUM POWER INC | Retrofit | Pacoima | Los Angeles | 91331 | Host Customer is System Owner | 6 |  | 2011141B | Heliodyne, Inc. | HELIOPAK | HPAK 016 1 410 G 80 ACD Z | Indirect Forced Circulation (IF) | 40.17 |  | 410 001 | Glycol | Advanced Controller with a Vacation or Holiday Mode | Solar Storage and Auxiliary Tanks are separate | 80 | 1 | 1 | 75 | Z09 | [18 empty] | Los Angeles | FALSE | 70.42 |  | 2011-06-01: 2016-11-22; 2011-08-03: 2016-11-29; 2011-09-20: 2017-03-10 | 2780 | 9859 | Up-front Payment
SCG-007089 | Low Income Single Family Residential | Domestic Hot Water | Gas | Southern California Gas Company | Incentive:Paid | 5397 | 36.9 |  | 1 | 159 |  | 159 |  | 2016-12-06 16:27 | 2017-02-16 | ART CRAFT BUILDING CONSTRUCTION | Retrofit | Riverside | Riverside | 92503 | Host Customer is System Owner | 4 |  | 2010017C | Alternate Energy Technologies | EAGLESUN | DBS-G2-80-64 | Indirect Forced Circulation (IF) | 65.34 |  | MSC-32 | Automatic Drainback |  | Solar Storage and Auxiliary Tanks are separate | 80 | 1 | 1 | 55 | Z10 | [18 empty] | city of riverside | FALSE | 37.33 |  | 2011-06-01: 2016-11-22; 2011-08-03: 2016-12-06; 2011-09-20: 2017-02-16 | 2777 | 5936.24 | Up-front Payment
SCG-007091 | Single Family Residential | Domestic Hot Water | Gas | Southern California Gas Company | Incentive:Paid | 9800 | 70 |  | 1 SCG | 140 |  | 140 |  | 2016-11-29 12:10 | 2017-03-10 | TITANIUM POWER INC | Retrofit | South Gate | Los Angeles | 90280 | Host Customer is System Owner | 8 |  | 2001001B | SunEarth, Inc. | SOLARAY | TE40C-80-2G | Indirect Forced Circulation (IF) | 40.86 |  | EC-40 / EC-40-0.75 | Glycol | Advanced Controller with a Vacation or Holiday Mode | Solar Storage and Auxiliary Tanks are separate | 80 | 1 | 1 | 95 | Z08 | [18 empty] | South Gate | FALSE | 70.64 |  | 2011-06-01: 2016-11-22; 2011-08-03: 2016-11-29; 2011-09-20: 2017-03-10 | 2781 | 9890 | Up-front Payment
SCG-007092 | Single Family Residential | Domestic Hot Water | Gas | Southern California Gas Company | Incentive:Paid | 8911 | 70 |  | 1 SCG | 134 |  | 127 |  | 2016-12-09 12:24 | 2017-03-16 | EVOLUTION ENERGY SOLUTIONS L L C | Retrofit | Los Angeles | Los Angeles | 90032 | Host Customer is System Owner | 4 |  | 2001001A | SunEarth, Inc. | SOLARAY | TE40P-80-2G | Indirect Forced Circulation (IF) | 40.9 |  | EP-40 / EP-40-0.75 | Glycol | Advanced Controller with a Vacation or Holiday Mode | Solar Storage and Auxiliary Tanks are separate | 80 | 1 | 0.95 | 55 | Z09 | [18 empty] | Los Angeles | FALSE | 66.5 |  | 2011-06-01: 2016-11-23; 2011-08-03: 2016-12-09; 2011-09-20: 2017-03-16 | 2777 | 8911 | Up-front Payment
SCG-007093 | Single Family Residential | Domestic Hot Water | Gas | Southern California Gas Company | Incentive:Paid | 9702 | 70 |  | 1 SCG | 140 |  | 139 |  | 2016-11-28 14:15 | 2017-03-10 | TITANIUM POWER INC | Retrofit | Pacoima | Los Angeles | 91331 | Host Customer is System Owner | 6 |  | 2011141B | Heliodyne, Inc. | HELIOPAK | HPAK 016 1 410 G 80 ACD Z | Indirect Forced Circulation (IF) | 40.17 |  | 410 001 | Glycol | Advanced Controller with a Vacation or Holiday Mode | Solar Storage and Auxiliary Tanks are separate | 80 | 0.99 | 1 | 75 | Z09 | [18 empty] | Los Angeles | FALSE | 69.71 |  | 2011-06-01: 2016-11-23; 2011-08-03: 2016-11-28; 2011-09-20: 2017-03-10 | 2776 | 9759 | Up-front Payment
SCG-007095 | Single Family Residential | Domestic Hot Water | Gas | Southern California Gas Company | Incentive:Paid | 9800 | 70 |  | 1 SCG | 140 |  | 140 |  | 2016-12-08 11:22 | 2017-03-16 | TITANIUM POWER INC | Retrofit | Pacoima | Los Angeles | 91331 | Host Customer is System Owner | 6 |  | 2011141B | Heliodyne, Inc. | HELIOPAK | HPAK 016 1 410 G 80 ACD Z | Indirect Forced Circulation (IF) | 40.17 |  | 410 001 | Glycol | Advanced Controller with a Vacation or Holiday Mode | Solar Storage and Auxiliary Tanks are separate | 80 | 1 | 1 | 75 | Z09 | [18 empty] | Los Angeles | FALSE | 70.42 |  | 2011-06-01: 2016-11-23; 2011-08-03: 2016-12-08; 2011-09-20: 2017-03-16 | 2777 | 9859 | Up-front Payment
SCG-007096 | Single Family Residential | Domestic Hot Water | Gas | Southern California Gas Company | Incentive:Paid | 9702 | 70 |  | 1 SCG | 140 |  | 139 |  | 2016-11-28 13:44 | 2017-03-10 | TITANIUM POWER INC | Retrofit | Pacoima | Los Angeles | 91331 | Host Customer is System Owner | 5 |  | 2011141B | Heliodyne, Inc. | HELIOPAK | HPAK 016 1 410 G 80 ACD Z | Indirect Forced Circulation (IF) | 40.17 |  | 410 001 | Glycol | Advanced Controller with a Vacation or Holiday Mode | Solar Storage and Auxiliary Tanks are separate | 80 | 0.99 | 1 | 65 | Z09 | [18 empty] | Los Angeles | FALSE | 69.71 |  | 2011-06-01: 2016-11-23; 2011-08-03: 2016-11-28; 2011-09-20: 2017-03-10 | 2783 | 9759 | Up-front Payment
SCG-007097 | Single Family Residential | Domestic Hot Water | Gas | Southern California Gas Company | Incentive:Paid | 9310 | 70 |  | 1 SCG | 133 |  | 133 |  | 2016-12-30 14:58 | 2017-03-29 | EVOLUTION ENERGY SOLUTIONS L L C | Retrofit | LOS ANGELES | Los Angeles | 90044 | Host Customer is System Owner | 4 |  | 2001001A | SunEarth, Inc. | SOLARAY | TE40P-80-2G | Indirect Forced Circulation (IF) | 40.9 |  | EP-40 / EP-40-0.75 | Glycol | Advanced Controller with a Vacation or Holiday Mode | Solar Storage and Auxiliary Tanks are separate | 80 | 1 | 1 | 55 | Z08 | [18 empty] | Los Angeles | FALSE | 70 |  | 2011-06-01: 2016-11-24; 2011-08-03: 2016-12-30; 2011-09-20: 2017-03-29 | 2762 | 9310 | Up-front Payment
SCG-007098 | Single Family Residential | Domestic Hot Water | Gas | Southern California Gas Company | Incentive:Paid | 8820 | 70 |  | 1 SCG | 126 |  | 126 |  | 2016-12-30 14:52 | 2017-03-29 | EVOLUTION ENERGY SOLUTIONS L L C | Retrofit | Wilmington | Los Angeles | 90744 | Host Customer is System Owner | 5 |  | 2001001A | SunEarth, Inc. | SOLARAY | TE40P-80-2G | Indirect Forced Circulation (IF) | 40.9 |  | EP-40 / EP-40-0.75 | Glycol | Advanced Controller with a Vacation or Holiday Mode | Solar Storage and Auxiliary Tanks are separate | 80 | 1 | 1 | 65 | Z06 | [18 empty] | Los Angeles | FALSE | 70 |  | 2011-06-01: 2016-11-24; 2011-08-03: 2016-12-30; 2011-09-20: 2017-03-29 | 2762 | 8820 | Up-front Payment
SCG-007100 | Single Family Residential | Domestic Hot Water | Gas | Southern California Gas Company | Incentive:Paid | 8911 | 70 |  | 1 SCG | 134 |  | 127 |  | 2016-12-27 09:25 | 2017-03-23 | EVOLUTION ENERGY SOLUTIONS L L C | Retrofit | Los Angeles | Los Angeles | 90032 | Host Customer is System Owner | 5 |  | 2001001A | SunEarth, Inc. | SOLARAY | TE40P-80-2G | Indirect Forced Circulation (IF) | 40.9 |  | EP-40 / EP-40-0.75 | Glycol | Advanced Controller with a Vacation or Holiday Mode | Solar Storage and Auxiliary Tanks are separate | 80 | 1 | 0.95 | 65 | Z09 | [18 empty] | Los Angeles | FALSE | 66.5 |  | 2011-06-01: 2016-11-25; 2011-08-03: 2016-12-27; 2011-09-20: 2017-03-23 | 2766 | 8911 | Up-front Payment
SCG-007101 | Single Family Residential | Domestic Hot Water | Gas | Southern California Gas Company | Incentive:Paid | 7325 | 70 |  | 1 SCG | 109 |  | 105 |  | 2016-12-01 14:49 | 2017-03-13 | SUNTREK INDUSTRIES INC | Retrofit | Menifee | Riverside | 92584 | Host Customer is System Owner | 4 |  | 2012012D | GREENoneTEC Solarindustrie GmbH | SOLPAL (formerly Solcrafte) | SOLPAL L-GT | Direct Integral Collector Storage (DI) | 26.11 |  | Solpal L |  |  | Solar Storage with Tankless Auxiliary Water Heater | 50 | 0.96 | 1 | 55 | Z10 | [18 empty] | Menifee | FALSE | 67.2 |  | 2011-06-01: 2016-11-26; 2011-08-03: 2016-12-01; 2011-09-20: 2017-03-13 | 2780 | 7325 | Up-front Payment
SCG-007102 | Single Family Residential | Domestic Hot Water | Gas | Southern California Gas Company | Incentive:Paid | 9475 | 70 |  | 1 SCG | 141 |  | 135 |  | 2016-12-06 09:36 | 2017-03-14 | SUNTREK INDUSTRIES INC | Retrofit | Pasadena | Los Angeles | 91107 | Host Customer is System Owner | 4 |  | 2001001B | SunEarth, Inc. | SOLARAY | TE40C-80-2G | Indirect Forced Circulation (IF) | 40.86 |  | EC-40 / EC-40-0.75 | Glycol | Advanced Controller with a Vacation or Holiday Mode | Solar Storage and Auxiliary Tanks are separate | 80 | 0.96 | 1 | 55 | Z09 | [18 empty] | Los Angeles County | FALSE | 107.09 |  | 2011-06-01: 2016-11-26; 2011-08-03: 2016-12-06; 2011-09-20: 2017-03-14 | 2776 | 15100 | Up-front Payment
SCG-007103 | Low Income Single Family Residential | Domestic Hot Water | Gas | Southern California Gas Company | Incentive:Paid | 1703 | 36.9 |  | 1 | 149 |  | 142 |  | 2016-12-19 11:04 | 2017-02-16 | COMMUNITY SERVICES AND EMPLOYMENT TRAINING INCORPORATED | Retrofit | Poreterville | Tulare | 93257 | Host Customer is System Owner | 4 |  | 2010017C | Alternate Energy Technologies | EAGLESUN | DBS-G2-80-64 | Indirect Forced Circulation (IF) | 65.34 |  | MSC-32 | Automatic Drainback |  | Solar Storage and Auxiliary Tanks are separate | 80 | 0.95 | 1 | 55 | Z13 | [18 empty] | Tulare County | FALSE | 34.93 |  | 2011-06-01: 2016-11-28; 2011-08-03: 2016-12-19; 2011-09-20: 2017-02-16 | 2774 | 5205 | Up-front Payment
PGE-007104 | Low Income Multifamily Residential | Domestic Hot Water | Gas | Pacific Gas and Electric | Incentive:Paid | 76114 | 24.89 |  | 1 | 3058 |  | 3058 |  | 2017-02-07 13:02 | 2017-03-21 | ADROIT ENERGY INC | Retrofit | SAN FRANCISCO | San Francisco | 94109 | Host Customer is System Owner | [7 empty] | 880 | 40 |  | Glycol | Pressure Stagnation Protection (PSP) | Solar Storage and Auxiliary Tanks are separate |  | 1 | 1 | 6290 | Z03 | 170 | Units | Apartments/Condos | 2009058C | 22 | 1 | 1325 | 5 | 340 | 1 | 600000 | TRUE | 130 | 120 |  | Heliodyne - Delta-T Pro Ethernet |  | Heliodyne - Delta-T Pro Ethernet | City of San Francisco | FALSE | 43.17 |  | 2016-11-28 | 2017-02-09 | 2017-02-07 | 2017-03-21 | 2017-03-30 | 2017-04-04 | 2732 | 132000 | Up-front Payment
SCG-007105 | Single Family Residential | Domestic Hot Water | Gas | Southern California Gas Company | Incentive:Paid | 9800 | 70 |  | 1 SCG | 140 |  | 140 |  | 2016-11-29 14:37 | 2017-03-10 | TITANIUM POWER INC | Retrofit | Pacoima | Los Angeles | 91331 | Host Customer is System Owner | 6 |  | 2011141B | Heliodyne, Inc. | HELIOPAK | HPAK 016 1 410 G 80 ACD Z | Indirect Forced Circulation (IF) | 40.17 |  | 410 001 | Glycol | Advanced Controller with a Vacation or Holiday Mode | Solar Storage and Auxiliary Tanks are separate | 80 | 1 | 1 | 75 | Z09 | [18 empty] | Los Angeles | FALSE | 70.42 |  | 2011-06-01: 2016-11-28; 2011-08-03: 2016-11-29; 2011-09-20: 2017-03-10 | 2781 | 9859 | Up-front Payment
SCG-007106 | Single Family Residential | Domestic Hot Water | Gas | Southern California Gas Company | Incentive:Paid | 9800 | 70 |  | 1 SCG | 140 |  | 140 |  | 2016-11-29 15:58 | 2017-03-10 | TITANIUM POWER INC | Retrofit | Pacoima | Los Angeles | 91331 | Host Customer is System Owner | 5 |  | 2011141B | Heliodyne, Inc. | HELIOPAK | HPAK 016 1 410 G 80 ACD Z | Indirect Forced Circulation (IF) | 40.17 |  | 410 001 | Glycol | Advanced Controller with a Vacation or Holiday Mode | Solar Storage and Auxiliary Tanks are separate | 80 | 1 | 1 | 65 | Z09 | [18 empty] | Los Angeles | FALSE | 70.42 |  | 2011-06-01: 2016-11-28; 2011-08-03: 2016-11-29; 2011-09-20: 2017-03-10 | 2777 | 9859 | Up-front Payment
SCG-007107 | Single Family Residential | Domestic Hot Water | Gas | Southern California Gas Company | Incentive:Paid | 9870 | 70 |  | 1 SCG | 141 |  | 141 |  | 2016-11-29 14:42 | 2017-03-10 | TITANIUM POWER INC | Retrofit | Pacoima | Los Angeles | 91331 | Host Customer is System Owner | 6 |  | 2001001B | SunEarth, Inc. | SOLARAY | TE40C-80-2G | Indirect Forced Circulation (IF) | 40.86 |  | EC-40 / EC-40-0.75 | Glycol | Advanced Controller with a Vacation or Holiday Mode | Solar Storage and Auxiliary Tanks are separate | 80 | 1 | 1 | 75 | Z09 | [18 empty] | Los Angeles | FALSE | 70.63 |  | 2011-06-01: 2016-11-28; 2011-08-03: 2016-11-29; 2011-09-20: 2017-03-10 | 2781 | 9959 | Up-front Payment
SCG-007108 | Single Family Residential | Domestic Hot Water | Gas | Southern California Gas Company | Incentive:Paid | 9800 | 70 |  | 1 SCG | 140 |  | 140 |  | 2016-11-29 14:43 | 2017-03-10 | TITANIUM POWER INC | Retrofit | San Fernando | Los Angeles | 91340 | Host Customer is System Owner | 7 |  | 2011141B | Heliodyne, Inc. | HELIOPAK | HPAK 016 1 410 G 80 ACD Z | Indirect Forced Circulation (IF) | 40.17 |  | 410 001 | Glycol | Advanced Controller with a Vacation or Holiday Mode | Solar Storage and Auxiliary Tanks are separate | 80 | 1 | 1 | 85 | Z09 | [18 empty] | Los Angeles | FALSE | 70.42 |  | 2011-06-01: 2016-11-28; 2011-08-03: 2016-11-29; 2011-09-20: 2017-03-10 | 2781 | 9859 | Up-front Payment
SCG-007109 | Single Family Residential | Domestic Hot Water | Gas | Southern California Gas Company | Incentive:Paid | 9800 | 70 |  | 1 SCG | 140 |  | 140 |  | 2016-12-31 12:47 | 2017-03-31 | TITANIUM POWER INC | Retrofit | Pacoima | Los Angeles | 91331 | Host Customer is System Owner | 6 |  | 2011141B | Heliodyne, Inc. | HELIOPAK | HPAK 016 1 410 G 80 ACD Z | Indirect Forced Circulation (IF) | 40.17 |  | 410 001 | Glycol | Advanced Controller with a Vacation or Holiday Mode | Solar Storage and Auxiliary Tanks are separate | 80 | 1 | 1 | 75 | Z09 | [18 empty] | Los Angeles | FALSE | 70.42 |  | 2011-06-01: 2016-11-28; 2011-08-03: 2016-12-31; 2011-09-20: 2017-03-31 | 2760 | 9859 | Up-front Payment
SDG-007110 | Low Income Multifamily Residential | Domestic Hot Water | Gas | San Diego Gas and Electric | Incentive:Paid | 15183 | 24.89 |  | 1 | 610 |  | 610 |  | 2016-12-21 08:48 | 2016-12-27 | ARNOLD SOLAR INC | New Construction | Chula Vista | San Diego | 91910 | Host Customer is System Owner | [7 empty] | 163.8 | 40.95 |  | Glycol | Steam Back | Solar Storage and Auxiliary Tanks are separate |  | 1 | 1 | 600 | Z07 | 300 | Pounds of Laundry | Coin-op Laundries | TRB-40 | 4 | 1 | 500 | 1 | 100 | 1 | 199000 | TRUE | 140 | 140 |  |  |  |  | City of chula Vista | FALSE | 59.64 |  | 2016-12-11 | 2017-04-06 | 2016-12-21 | 2016-12-27 | 2017-03-21 | 2017-05-09 | 2691 | 36380 | Up-front Payment
PGE-007111 | Single Family Residential | Domestic Hot Water | Gas | Pacific Gas and Electric | Incentive:Paid | 4366 | 29.85 |  | 1 | 151 |  | 151 |  | 2017-06-06 12:24 | 2017-06-06 | WARM CORPORATION WEST | Retrofit | NAPA | Napa | 94558 | Host Customer is System Owner | 1 |  | 30004176 | HTP, Inc. | SOLAR SKIES | DB-80-40-GB | Indirect Forced Circulation (IF) | 39.83 |  | SS-40-FP | Glycol | Advanced Controller with a Thermal Cycling Function | Solar and Auxiliary Storage are the same Tank | 80.044 | 1 | 1 | 20 | Z02 | [18 empty] | City of Napa | FALSE | 114.9 |  | 2016-11-29 | 2017-05-01 |  |  | 2017-06-06 | 2017-06-06 | 2655 | 17350 | Up-front Payment
SCG-007112 | Single Family Residential | Domestic Hot Water | Gas | Southern California Gas Company | Incentive:Paid | 9800 | 70 |  | 1 SCG | 140 |  | 140 |  | 2016-12-06 10:54 | 2017-03-14 | TITANIUM POWER INC | Retrofit | Pacoima | Los Angeles | 91331 | Host Customer is System Owner | 7 |  | 2011141B | Heliodyne, Inc. | HELIOPAK | HPAK 016 1 410 G 80 ACD Z | Indirect Forced Circulation (IF) | 40.17 |  | 410 001 | Glycol | Advanced Controller with a Vacation or Holiday Mode | Solar Storage and Auxiliary Tanks are separate | 80 | 1 | 1 | 85 | Z09 | [18 empty] | Los Angeles | FALSE | 70.42 |  | 2011-06-01: 2016-11-29; 2011-08-03: 2016-12-06; 2011-09-20: 2017-03-14 | 2776 | 9859 | Up-front Payment
SCG-007113 | Single Family Residential | Domestic Hot Water | Gas | Southern California Gas Company | Incentive:Paid | 9800 | 70 |  | 1 SCG | 140 |  | 140 |  | 2016-12-08 11:21 | 2017-03-16 | TITANIUM POWER INC | Retrofit | Pacoima | Los Angeles | 91331 | Host Customer is System Owner | 5 |  | 2011141B | Heliodyne, Inc. | HELIOPAK | HPAK 016 1 410 G 80 ACD Z | Indirect Forced Circulation (IF) | 40.17 |  | 410 001 | Glycol | Advanced Controller with a Vacation or Holiday Mode | Solar Storage and Auxiliary Tanks are separate | 80 | 1 | 1 | 65 | Z09 | [18 empty] | Los Angeles | FALSE | 70.42 |  | 2011-06-01: 2016-11-29; 2011-08-03: 2016-12-08; 2011-09-20: 2017-03-16 | 2777 | 9859 | Up-front Payment
SCG-007114 | Single Family Residential | Domestic Hot Water | Gas | Southern California Gas Company | Incentive:Paid | 9800 | 70 |  | 1 SCG | 140 |  | 140 |  | 2016-12-08 11:23 | 2017-03-16 | TITANIUM POWER INC | Retrofit | Pacoima | Los Angeles | 91331 | Host Customer is System Owner | 6 |  | 2011141B | Heliodyne, Inc. | HELIOPAK | HPAK 016 1 410 G 80 ACD Z | Indirect Forced Circulation (IF) | 40.17 |  | 410 001 | Glycol | Advanced Controller with a Vacation or Holiday Mode | Solar Storage and Auxiliary Tanks are separate | 80 | 1 | 1 | 75 | Z09 | [18 empty] | Los Angeles | FALSE | 70.42 |  | 2011-06-01: 2016-11-29; 2011-08-03: 2016-12-08; 2011-09-20: 2017-03-16 | 2777 | 9859 | Up-front Payment
SCG-007115 | Single Family Residential | Domestic Hot Water | Gas | Southern California Gas Company | Incentive:Paid | 9377 | 70 |  | 1 SCG | 141 |  | 134 |  | 2016-12-12 15:51 | 2017-03-17 | TITANIUM POWER INC | Retrofit | Pacoima | Los Angeles | 91331 | Host Customer is System Owner | 5 |  | 2001001B | SunEarth, Inc. | SOLARAY | TE40C-80-2G | Indirect Forced Circulation (IF) | 40.86 |  | EC-40 / EC-40-0.75 | Glycol | Advanced Controller with a Vacation or Holiday Mode | Solar Storage and Auxiliary Tanks are separate | 80 | 1 | 0.95 | 65 | Z09 | [18 empty] | Los Angeles | FALSE | 67.09 |  | 2011-06-01: 2016-11-29; 2011-08-03: 2016-12-12; 2011-09-20: 2017-03-17 | 2770 | 9459 | Up-front Payment
PGE-007116 | Commercial/Multifamily Residential | Domestic Hot Water | Gas | Pacific Gas and Electric | Incentive:Paid | 50132 | 20.19 |  | 1 | 2483 |  | 2483 |  | 2016-12-13 09:03 | 2017-01-12 | OXYPOWER INC | Retrofit | SAN FRANCISCO | San Francisco | 94114 | Host Customer is System Owner | [7 empty] | 736.2 | 40.9 |  | Glycol | Advanced Controller with a Vacation or Holiday Mode | Solar Storage and Auxiliary Tanks are separate |  | 1 | 1 | 1600 | Z03 | 40 | Units | Apartments/Condos | EC-40 | 18 | 1 | 1190 | 1 | 238 | 2 | 520000 | TRUE | 130 | 130 |  | Heliodyne - Delta-T Pro Ethernet |  | Heliodyne - Delta-T Pro Ethernet | San Francisco | FALSE | 32 |  | 2016-11-29 | 2016-12-14 | 2016-12-13 | 2017-01-12 | 2017-02-09 | 2017-03-16 | 2770 | 79456 | Up-front Payment
SCG-007117 | Single Family Residential | Domestic Hot Water | Gas | Southern California Gas Company | Incentive:Paid | 9870 | 70 |  | 1 SCG | 141 |  | 141 |  | 2016-12-06 16:02 | 2017-03-14 | TITANIUM POWER INC | Retrofit | Pacoima | Los Angeles | 91331 | Host Customer is System Owner | 5 |  | 2001001B | SunEarth, Inc. | SOLARAY | TE40C-80-2G | Indirect Forced Circulation (IF) | 40.86 |  | EC-40 / EC-40-0.75 | Glycol | Advanced Controller with a Vacation or Holiday Mode | Solar Storage and Auxiliary Tanks are separate | 80 | 1 | 1 | 65 | Z09 | [18 empty] | Los Angeles | FALSE | 70.63 |  | 2011-06-01: 2016-11-29; 2011-08-03: 2016-12-06; 2011-09-20: 2017-03-14 | 2777 | 9959 | Up-front Payment
SCG-007118 | Single Family Residential | Domestic Hot Water | Gas | Southern California Gas Company | Incentive:Paid | 9870 | 70 |  | 1 SCG | 141 |  | 141 |  | 2016-12-09 15:25 | 2017-03-16 | TITANIUM POWER INC | Retrofit | Pacoima | Los Angeles | 91331 | Host Customer is System Owner | 5 |  | 2001001B | SunEarth, Inc. | SOLARAY | TE40C-80-2G | Indirect Forced Circulation (IF) | 40.86 |  | EC-40 / EC-40-0.75 | Glycol | Advanced Controller with a Vacation or Holiday Mode | Solar Storage and Auxiliary Tanks are separate | 80 | 1 | 1 | 65 | Z09 | [18 empty] | Los Angeles | FALSE | 70.63 |  | 2011-06-01: 2016-11-29; 2011-08-03: 2016-12-09; 2011-09-20: 2017-03-16 | 2777 | 9959 | Up-front Payment
SCG-007119 | Single Family Residential | Domestic Hot Water | Gas | Southern California Gas Company | Incentive:Paid | 9771 | 70 |  | 1 SCG | 141 |  | 140 |  | 2016-12-07 14:25 | 2017-03-14 | TITANIUM POWER INC | Retrofit | Pacoima | Los Angeles | 91331 | Host Customer is System Owner | 5 |  | 2001001B | SunEarth, Inc. | SOLARAY | TE40C-80-2G | Indirect Forced Circulation (IF) | 40.86 |  | EC-40 / EC-40-0.75 | Glycol | Advanced Controller with a Vacation or Holiday Mode | Solar Storage and Auxiliary Tanks are separate | 80 | 0.99 | 1 | 65 | Z09 | [18 empty] | Los Angeles | FALSE | 69.92 |  | 2011-06-01: 2016-11-29; 2011-08-03: 2016-12-07; 2011-09-20: 2017-03-14 | 2777 | 9859 | Up-front Payment
SCG-007120 | Single Family Residential | Domestic Hot Water | Gas | Southern California Gas Company | Incentive:Paid | 9870 | 70 |  | 1 SCG | 141 |  | 141 |  | 2016-12-02 15:38 | 2017-03-13 | TITANIUM POWER INC | Retrofit | Pacoima | Los Angeles | 91331 | Host Customer is System Owner | 7 |  | 2001001B | SunEarth, Inc. | SOLARAY | TE40C-80-2G | Indirect Forced Circulation (IF) | 40.86 |  | EC-40 / EC-40-0.75 | Glycol | Advanced Controller with a Vacation or Holiday Mode | Solar Storage and Auxiliary Tanks are separate | 80 | 1 | 1 | 85 | Z09 | [18 empty] | Los Angeles | FALSE | 70.63 |  | 2011-06-01: 2016-11-30; 2011-08-03: 2016-12-02; 2011-09-20: 2017-03-13 | 2777 | 9959 | Up-front Payment
SCG-007121 | Single Family Residential | Domestic Hot Water | Gas | Southern California Gas Company | Incentive:Paid | 9800 | 70 |  | 1 SCG | 140 |  | 140 |  | 2016-12-06 15:58 | 2017-03-14 | TITANIUM POWER INC | Retrofit | Pacoima | Los Angeles | 91331 | Host Customer is System Owner | 5 |  | 2011141B | Heliodyne, Inc. | HELIOPAK | HPAK 016 1 410 G 80 ACD Z | Indirect Forced Circulation (IF) | 40.17 |  | 410 001 | Glycol | Advanced Controller with a Vacation or Holiday Mode | Solar Storage and Auxiliary Tanks are separate | 80 | 1 | 1 | 65 | Z09 | [18 empty] | Los Angeles | FALSE | 70.42 |  | 2011-06-01: 2016-11-30; 2011-08-03: 2016-12-06; 2011-09-20: 2017-03-14 | 2777 | 9859 | Up-front Payment
SCG-007122 | Single Family Residential | Domestic Hot Water | Gas | Southern California Gas Company | Incentive:Paid | 9702 | 70 |  | 1 SCG | 140 |  | 139 |  | 2016-12-06 15:59 | 2017-03-14 | TITANIUM POWER INC | Retrofit | Pacoima | Los Angeles | 91331 | Host Customer is System Owner | 5 |  | 2011141B | Heliodyne, Inc. | HELIOPAK | HPAK 016 1 410 G 80 ACD Z | Indirect Forced Circulation (IF) | 40.17 |  | 410 001 | Glycol | Advanced Controller with a Vacation or Holiday Mode | Solar Storage and Auxiliary Tanks are separate | 80 | 0.99 | 1 | 65 | Z09 | [18 empty] | Los Angeles | FALSE | 69.71 |  | 2011-06-01: 2016-11-30; 2011-08-03: 2016-12-06; 2011-09-20: 2017-03-14 | 2777 | 9759 | Up-front Payment
SCG-007123 | Single Family Residential | Domestic Hot Water | Gas | Southern California Gas Company | Incentive:Paid | 9310 | 70 |  | 1 SCG | 140 |  | 133 |  | 2016-12-06 16:00 | 2017-03-14 | TITANIUM POWER INC | Retrofit | Pacoima | Los Angeles | 91331 | Host Customer is System Owner | 5 |  | 2011141B | Heliodyne, Inc. | HELIOPAK | HPAK 016 1 410 G 80 ACD Z | Indirect Forced Circulation (IF) | 40.17 |  | 410 001 | Glycol | Advanced Controller with a Vacation or Holiday Mode | Solar Storage and Auxiliary Tanks are separate | 80 | 1 | 0.95 | 65 | Z09 | [18 empty] | Los Angeles | FALSE | 66.92 |  | 2011-06-01: 2016-11-30; 2011-08-03: 2016-12-06; 2011-09-20: 2017-03-14 | 2777 | 9369 | Up-front Payment
SCG-007124 | Single Family Residential | Domestic Hot Water | Gas | Southern California Gas Company | Incentive:Paid | 9377 | 70 |  | 1 SCG | 141 |  | 134 |  | 2016-12-14 12:31 | 2017-03-17 | TITANIUM POWER INC | Retrofit | Pacoima | Los Angeles | 91331 | Host Customer is System Owner | 5 |  | 2001001B | SunEarth, Inc. | SOLARAY | TE40C-80-2G | Indirect Forced Circulation (IF) | 40.86 |  | EC-40 / EC-40-0.75 | Glycol | Advanced Controller with a Vacation or Holiday Mode | Solar Storage and Auxiliary Tanks are separate | 80 | 1 | 0.95 | 65 | Z09 | [18 empty] | Los Angeles | FALSE | 67.09 |  | 2011-06-01: 2016-11-30; 2011-08-03: 2016-12-14; 2011-09-20: 2017-03-17 | 2775 | 9459 | Up-front Payment
SCG-007125 | Single Family Residential | Domestic Hot Water | Gas | Southern California Gas Company | Incentive:Paid | 9800 | 70 |  | 1 SCG | 140 |  | 140 |  | 2016-12-06 10:57 | 2017-03-14 | TITANIUM POWER INC | Retrofit | Pacoima | Los Angeles | 91331 | Host Customer is System Owner | 8 |  | 2011141B | Heliodyne, Inc. | HELIOPAK | HPAK 016 1 410 G 80 ACD Z | Indirect Forced Circulation (IF) | 40.17 |  | 410 001 | Glycol | Advanced Controller with a Vacation or Holiday Mode | Solar Storage and Auxiliary Tanks are separate | 80 | 1 | 1 | 95 | Z09 | [18 empty] | Los Angeles | FALSE | 70.42 |  | 2011-06-01: 2016-11-30; 2011-08-03: 2016-12-06; 2011-09-20: 2017-03-14 | 2774 | 9859 | Up-front Payment
SCG-007127 | Single Family Residential | Domestic Hot Water | Gas | Southern California Gas Company | Incentive:Paid | 9800 | 70 |  | 1 SCG | 140 |  | 140 |  | 2016-12-06 10:58 | 2017-03-14 | TITANIUM POWER INC | Retrofit | Pacoima | Los Angeles | 91331 | Host Customer is System Owner | 8 |  | 2011141B | Heliodyne, Inc. | HELIOPAK | HPAK 016 1 410 G 80 ACD Z | Indirect Forced Circulation (IF) | 40.17 |  | 410 001 | Glycol | Advanced Controller with a Vacation or Holiday Mode | Solar Storage and Auxiliary Tanks are separate | 80 | 1 | 1 | 95 | Z09 | [18 empty] | Los Angeles | FALSE | 70.42 |  | 2011-06-01: 2016-11-30; 2011-08-03: 2016-12-06; 2011-09-20: 2017-03-14 | 2774 | 9859 | Up-front Payment
SCG-007128 | Single Family Residential | Domestic Hot Water | Gas | Southern California Gas Company | Incentive:Paid | 9702 | 70 |  | 1 SCG | 140 |  | 139 |  | 2016-12-07 14:26 | 2017-03-16 | TITANIUM POWER INC | Retrofit | Arleta | Los Angeles | 91331 | Host Customer is System Owner | 6 |  | 2011141B | Heliodyne, Inc. | HELIOPAK | HPAK 016 1 410 G 80 ACD Z | Indirect Forced Circulation (IF) | 40.17 |  | 410 001 | Glycol | Advanced Controller with a Vacation or Holiday Mode | Solar Storage and Auxiliary Tanks are separate | 80 | 0.99 | 1 | 75 | Z09 | [18 empty] | Los Angeles | FALSE | 69.71 |  | 2011-06-01: 2016-11-30; 2011-08-03: 2016-12-07; 2011-09-20: 2017-03-16 | 2777 | 9759 | Up-front Payment
SCG-007129 | Single Family Residential | Domestic Hot Water | Gas | Southern California Gas Company | Incentive:Paid | 9702 | 70 |  | 1 SCG | 140 |  | 139 |  | 2016-12-08 11:20 | 2017-03-16 | TITANIUM POWER INC | Retrofit | Pacoima | Los Angeles | 91331 | Host Customer is System Owner | 5 |  | 2011141B | Heliodyne, Inc. | HELIOPAK | HPAK 016 1 410 G 80 ACD Z | Indirect Forced Circulation (IF) | 40.17 |  | 410 001 | Glycol | Advanced Controller with a Vacation or Holiday Mode | Solar Storage and Auxiliary Tanks are separate | 80 | 0.99 | 1 | 65 | Z09 | [18 empty] | Los Angeles | FALSE | 69.71 |  | 2011-06-01: 2016-11-30; 2011-08-03: 2016-12-08; 2011-09-20: 2017-03-16 | 2777 | 9759 | Up-front Payment
SCG-007130 | Single Family Residential | Domestic Hot Water | Gas | Southern California Gas Company | Incentive:Paid | 9870 | 70 |  | 1 SCG | 141 |  | 141 |  | 2016-12-06 11:00 | 2017-03-14 | TITANIUM POWER INC | Retrofit | San Fernando | Los Angeles | 91340 | Host Customer is System Owner | 6 |  | 2001001B | SunEarth, Inc. | SOLARAY | TE40C-80-2G | Indirect Forced Circulation (IF) | 40.86 |  | EC-40 / EC-40-0.75 | Glycol | Advanced Controller with a Vacation or Holiday Mode | Solar Storage and Auxiliary Tanks are separate | 80 | 1 | 1 | 75 | Z09 | [18 empty] | Los Angeles | FALSE | 70.63 |  | 2011-06-01: 2016-11-30; 2011-08-03: 2016-12-06; 2011-09-20: 2017-03-14 | 2769 | 9959 | Up-front Payment
SCG-007131 | Single Family Residential | Domestic Hot Water | Gas | Southern California Gas Company | Incentive:Canceled | 9310 | 70 |  | 1 SCG | 140 |  | 133 |  | 2016-12-06 11:01 |  | TITANIUM POWER INC | Retrofit | San Fernando | Los Angeles | 91340 | Host Customer is System Owner | 5 |  | 2011141B | Heliodyne, Inc. | HELIOPAK | HPAK 016 1 410 G 80 ACD Z | Indirect Forced Circulation (IF) | 40.17 |  | 410 001 | Glycol | Advanced Controller with a Vacation or Holiday Mode | Solar Storage and Auxiliary Tanks are separate | 80 | 1 | 0.95 | 65 | Z09 | [18 empty] | Los Angeles | FALSE | 66.85 |  | 2011-06-01: 2016-11-30; 2011-06-21: 2017-02-01; 2011-08-03: 2016-12-06 | 2824 | 9359 | Up-front Payment
SCG-007132 | Single Family Residential | Domestic Hot Water | Gas | Southern California Gas Company | Incentive:Paid | 9800 | 70 |  | 1 SCG | 140 |  | 140 |  | 2016-12-06 11:02 | 2017-03-14 | TITANIUM POWER INC | Retrofit | Pacoima | Los Angeles | 91331 | Host Customer is System Owner | 5 |  | 2011141B | Heliodyne, Inc. | HELIOPAK | HPAK 016 1 410 G 80 ACD Z | Indirect Forced Circulation (IF) | 40.17 |  | 410 001 | Glycol | Advanced Controller with a Vacation or Holiday Mode | Solar Storage and Auxiliary Tanks are separate | 80 | 1 | 1 | 65 | Z09 | [18 empty] | Los Angeles | FALSE | 70.42 |  | 2011-06-01: 2016-11-30; 2011-08-03: 2016-12-06; 2011-09-20: 2017-03-14 | 2769 | 9859 | Up-front Payment
SCG-007133 | Single Family Residential | Domestic Hot Water | Gas | Southern California Gas Company | Incentive:Paid | 9800 | 70 |  | 1 SCG | 140 |  | 140 |  | 2016-12-09 10:46 | 2017-03-16 | ADVANCED CONSERVATION SYSTEMS INC | Retrofit | Lancaster | Los Angeles | 93536 | Host Customer is System Owner | 5 |  | 30004217 | Solene | SOLENE DRAINBACK | SLAR64DC-75DB-G | Indirect Forced Circulation (IF) | 64 |  | SLAR-32 | Automatic Drainback |  | Solar and Auxiliary Storage are the same Tank | 75 | 1 | 1 | 65 | Z14 | [18 empty] | City of Lancaster | FALSE | 73.21 |  | 2011-06-01: 2016-12-01; 2011-08-03: 2016-12-09; 2011-09-20: 2017-03-16 | 2777 | 10250 | Up-front Payment
SCG-007134 | Single Family Residential | Domestic Hot Water | Gas | Southern California Gas Company | Incentive:Paid | 9702 | 70 |  | 1 SCG | 140 |  | 139 |  | 2016-12-05 15:43 | 2017-03-14 | TITANIUM POWER INC | Retrofit | Pacoima | Los Angeles | 91331 | Host Customer is System Owner | 7 |  | 2011141B | Heliodyne, Inc. | HELIOPAK | HPAK 016 1 410 G 80 ACD Z | Indirect Forced Circulation (IF) | 40.17 |  | 410 001 | Glycol | Advanced Controller with a Vacation or Holiday Mode | Solar Storage and Auxiliary Tanks are separate | 80 | 0.99 | 1 | 85 | Z09 | [18 empty] | Los Angeles | FALSE | 69.71 |  | 2011-06-01: 2016-12-01; 2011-08-03: 2016-12-05; 2011-09-20: 2017-03-14 | 2776 | 9759 | Up-front Payment
PGE-007135 | Low Income Single Family Residential | Domestic Hot Water | Gas | Pacific Gas and Electric | Incentive:Paid | 4509 | 36.9 |  | 1 | 147 |  | 147 |  | 2016-12-22 08:11 | 2016-12-28 | MERCED COUNTY COMMUNITY ACTION BOARD | Retrofit | MERCED | Merced | 95340 | Host Customer is System Owner | 5 |  | 2010017C | Alternate Energy Technologies | EAGLESUN | DBS-G2-80-64 | Indirect Forced Circulation (IF) | 65.34 |  | MSC-32 | Automatic Drainback |  | Solar Storage and Auxiliary Tanks are separate | 80 | 1 | 1 | 65 | Z12 | [18 empty] | City of Merced | FALSE | 30.67 |  | 2011-06-01: 2016-12-01; 2011-08-03: 2016-12-22; 2011-09-20: 2016-12-28 | 2837 | 4509.22 | Up-front Payment
PGE-007136 | Low Income Single Family Residential | Domestic Hot Water | Gas | Pacific Gas and Electric | Incentive:Paid | 4242 | 36.9 |  | 1 | 121 |  | 115 |  | 2016-12-16 09:27 | 2016-12-19 | MERCED COUNTY COMMUNITY ACTION BOARD | Retrofit | MERCED | Merced | 95341 | Host Customer is System Owner | 5 |  | 30004214 | Alternate Energy Technologies | EAGLESUN | DBS-G2-60-40 | Indirect Forced Circulation (IF) | 41.35 |  | MSC-20 | Automatic Drainback |  | Solar Storage and Auxiliary Tanks are separate | 60 | 0.95 | 1 | 65 | Z12 | [18 empty] | CITY OF MERCED | FALSE | 36.93 |  | 2011-06-01: 2016-12-01; 2011-08-03: 2016-12-16; 2011-09-20: 2016-12-19 | 2852 | 4468.01 | Up-front Payment
SCG-007137 | Single Family Residential | Domestic Hot Water | Gas | Southern California Gas Company | Incentive:Paid | 9702 | 70 |  | 1 SCG | 140 |  | 139 |  | 2016-12-05 15:44 | 2017-03-14 | TITANIUM POWER INC | Retrofit | Pacoima | Los Angeles | 91331 | Host Customer is System Owner | 6 |  | 2011141B | Heliodyne, Inc. | HELIOPAK | HPAK 016 1 410 G 80 ACD Z | Indirect Forced Circulation (IF) | 40.17 |  | 410 001 | Glycol | Advanced Controller with a Vacation or Holiday Mode | Solar Storage and Auxiliary Tanks are separate | 80 | 0.99 | 1 | 75 | Z09 | [18 empty] | Los Angeles | FALSE | 69.71 |  | 2011-06-01: 2016-12-01; 2011-08-03: 2016-12-05; 2011-09-20: 2017-03-14 | 2776 | 9759 | Up-front Payment
SCG-007138 | Commercial Pools | Pool Heating | Gas | Southern California Gas Company | Incentive:Paid | 3890 | 5 |  | 1 | 778 |  | 778 |  | 2016-12-22 12:21 | 2017-01-10 | A F C PLUMBING AND SERVICES INC | Retrofit | Sherman Oaks | Los Angeles | 91403 | Host Customer is System Owner | [7 empty] | 401.2 | 50.15 |  | Drainback |  |  |  | 1 | 1 |  | Z06 |  |  |  | 10001888 | 8 | 1 | [5 empty] | FALSE | [6 empty] | City of Los Angeles | FALSE | 7.52 |  | 2016-12-01 |  | 2016-12-22 | 2017-01-10 | 2017-01-13 | 2017-02-03 | 2818 | 5850 | Up-front Payment
PGE-007139 | Low Income Single Family Residential | Domestic Hot Water | Gas | Pacific Gas and Electric | Incentive:Paid | 4018 | 36.9 |  | 1 | 121 |  | 109 |  | 2016-12-09 16:08 | 2016-12-12 | MERCED COUNTY COMMUNITY ACTION BOARD | Retrofit | MERCED | Merced | 95340 | Host Customer is System Owner | 2 |  | 30004214 | Alternate Energy Technologies | EAGLESUN | DBS-G2-60-40 | Indirect Forced Circulation (IF) | 41.35 |  | MSC-20 | Automatic Drainback |  | Solar Storage and Auxiliary Tanks are separate | 60 | 1 | 0.9 | 35 | Z12 | [18 empty] | City of Merced | FALSE | 39.57 |  | 2011-06-01: 2016-12-01; 2011-08-03: 2016-12-09; 2011-09-20: 2016-12-12 | 2864 | 4788.11 | Up-front Payment
PGE-007140 | Low Income Single Family Residential | Domestic Hot Water | Gas | Pacific Gas and Electric | Incentive:Paid | 4376 | 36.9 |  | 1 | 121 |  | 119 |  | 2016-12-16 15:12 | 2016-12-19 | MERCED COUNTY COMMUNITY ACTION BOARD | Retrofit | MERCED | Merced | 95341 | Host Customer is System Owner | 2 |  | 30004214 | Alternate Energy Technologies | EAGLESUN | DBS-G2-60-40 | Indirect Forced Circulation (IF) | 41.35 |  | MSC-20 | Automatic Drainback | Drainback (Water) | Solar Storage and Auxiliary Tanks are separate | 60 | 0.98 | 1 | 35 | Z12 | [18 empty] | CITY OF MERCED | FALSE | 40.57 |  | 2011-06-01: 2016-12-02; 2011-08-03: 2016-12-16; 2011-09-20: 2016-12-19 | 2852 | 4909.35 | Up-front Payment
PGE-007142 | Low Income Single Family Residential | Domestic Hot Water | Gas | Pacific Gas and Electric | Incentive:Paid | 4260 | 36.9 |  | 1 | 147 |  | 140 |  | 2016-12-15 10:59 | 2016-12-16 | MERCED COUNTY COMMUNITY ACTION BOARD | Retrofit | LOS BANOS | Merced | 93635 | Host Customer is System Owner | 4 |  | 2010017C | Alternate Energy Technologies | EAGLESUN | DBS-G2-80-64 | Indirect Forced Circulation (IF) | 65.34 |  | MSC-32 | Automatic Drainback |  | Solar Storage and Auxiliary Tanks are separate | 80 | 1 | 0.95 | 55 | Z12 | [18 empty] | CITY OF LOS BANOS | FALSE | 28.98 |  | 2011-06-01: 2016-12-02; 2011-08-03: 2016-12-15; 2011-09-20: 2016-12-16 | 2852 | 4260.22 | Up-front Payment
SCG-007143 | Single Family Residential | Domestic Hot Water | Gas | Southern California Gas Company | Incentive:Paid | 9800 | 70 |  | 1 SCG | 140 |  | 140 |  | 2016-12-12 15:51 | 2017-03-17 | TITANIUM POWER INC | Retrofit | Pacoima | Los Angeles | 91331 | Host Customer is System Owner | 6 |  | 2011141B | Heliodyne, Inc. | HELIOPAK | HPAK 016 1 410 G 80 ACD Z | Indirect Forced Circulation (IF) | 40.17 |  | 410 001 | Glycol | Advanced Controller with a Vacation or Holiday Mode | Solar Storage and Auxiliary Tanks are separate | 80 | 1 | 1 | 75 | Z09 | [18 empty] | Los Angeles | FALSE | 70.42 |  | 2011-06-01: 2016-12-02; 2011-08-03: 2016-12-12; 2011-09-20: 2017-03-17 | 2770 | 9859 | Up-front Payment
PGE-007144 | Low Income Single Family Residential | Domestic Hot Water | Gas | Pacific Gas and Electric | Incentive:Paid | 3719 | 36.9 |  | 1 | 121 |  | 101 |  | 2016-12-16 16:17 | 2017-02-07 | MERCED COUNTY COMMUNITY ACTION BOARD | Retrofit | MERCED | Merced | 95348 | Owner/Tenant | 2 |  | 30004214 | Alternate Energy Technologies | EAGLESUN | DBS-G2-60-40 | Indirect Forced Circulation (IF) | 41.35 |  | MSC-20 | Automatic Drainback | Drainback (Water) | Solar Storage and Auxiliary Tanks are separate | 60 | 0.98 | 0.85 | 35 | Z12 | [18 empty] | CITY OF MERCED | FALSE | 34.59 |  | 2011-06-01: 2016-12-02; 2011-08-03: 2016-12-16; 2011-09-20: 2017-02-07 | 2810 | 4185.02 | Up-front Payment
PGE-007145 | Low Income Single Family Residential | Domestic Hot Water | Gas | Pacific Gas and Electric | Incentive:Paid | 3795 | 36.9 |  | 1 | 121 |  | 103 |  | 2016-12-15 12:45 | 2016-12-16 | MERCED COUNTY COMMUNITY ACTION BOARD | Retrofit | ATWATER | Macdoel | 95301 | Host Customer is System Owner | 1 |  | 30004214 | Alternate Energy Technologies | EAGLESUN | DBS-G2-60-40 | Indirect Forced Circulation (IF) | 41.35 |  | MSC-20 | Automatic Drainback | Drainback (Water) | Solar Storage and Auxiliary Tanks are separate | 60 | 1 | 0.85 | 20 | Z12 | [18 empty] | CITY OF ATWATER | FALSE | 34.17 |  | 2011-06-01: 2016-12-02; 2011-08-03: 2016-12-15; 2011-09-20: 2016-12-16 | 2852 | 4134.15 | Up-front Payment
SCG-007146 | Single Family Residential | Domestic Hot Water | Gas | Southern California Gas Company | Incentive:Paid | 9702 | 70 |  | 1 SCG | 140 |  | 139 |  | 2016-12-14 12:34 | 2017-03-17 | TITANIUM POWER INC | Retrofit | Pacoima | Los Angeles | 91331 | Host Customer is System Owner | 8 |  | 2011141B | Heliodyne, Inc. | HELIOPAK | HPAK 016 1 410 G 80 ACD Z | Indirect Forced Circulation (IF) | 40.17 |  | 410 001 | Glycol | Advanced Controller with a Vacation or Holiday Mode | Solar Storage and Auxiliary Tanks are separate | 80 | 0.99 | 1 | 95 | Z09 | [18 empty] | Los Angeles | FALSE | 69.71 |  | 2011-06-01: 2016-12-02; 2011-08-03: 2016-12-14; 2011-09-20: 2017-03-17 | 2775 | 9759 | Up-front Payment
PGE-007147 | Low Income Single Family Residential | Domestic Hot Water | Gas | Pacific Gas and Electric | Incentive:Paid | 3492 | 36.9 |  | 1 | 121 |  | 95 |  | 2016-12-16 10:23 | 2016-12-20 | MERCED COUNTY COMMUNITY ACTION BOARD | Retrofit | MERCED | Merced | 95341 | Host Customer is System Owner | 2 |  | 30004214 | Alternate Energy Technologies | EAGLESUN | DBS-G2-60-40 | Indirect Forced Circulation (IF) | 41.35 |  | MSC-20 | Automatic Drainback | Drainback (Water) | Solar Storage and Auxiliary Tanks are separate | 60 | 0.92 | 0.85 | 35 | Z12 | [18 empty] | CITY OF MERCED | FALSE | 35.56 |  | 2016-12-02 | 2016-12-19 |  |  | 2016-12-16 | 2016-12-20 | 2852 | 4302.3 | Up-front Payment
PGE-007148 | Low Income Single Family Residential | Domestic Hot Water | Gas | Pacific Gas and Electric | Incentive:Paid | 4688 | 36.9 |  | 1 | 149 |  | 136 |  | 2016-12-22 08:19 | 2016-12-28 | MERCED COUNTY COMMUNITY ACTION BOARD | Retrofit | MADERA | Madera | 93637 | Host Customer is System Owner | 2 |  | 2010017C | Alternate Energy Technologies | EAGLESUN | DBS-G2-80-64 | Indirect Forced Circulation (IF) | 65.34 |  | MSC-32 | Automatic Drainback | Drainback (Water) | Solar Storage and Auxiliary Tanks are separate | 80 | 0.96 | 0.95 | 35 | Z13 | [18 empty] | CITY OF MADERA | FALSE | 31.46 |  | 2011-06-01: 2016-12-02; 2011-08-03: 2016-12-22; 2011-09-20: 2016-12-28 | 2836 | 4688.11 | Up-front Payment
SCG-007149 | Commercial/Multifamily Residential | Domestic Hot Water | Gas | Southern California Gas Company | Incentive:Paid | 51675 | 25 |  | 1 SCG | 2067 |  | 2067 |  | 2016-12-24 15:38 | 2017-01-20 | A F C PLUMBING AND SERVICES INC | Retrofit | Thousand Oaks | Thousand Oaks | 91360 | Host Customer is System Owner | [7 empty] | 720.18 | 40.01 |  | Glycol | Advanced Controller with a Vacation or Holiday Mode | Solar and Auxiliary Storage are the same Tank |  | 1 | 1 | 1800 | Z06 | 48 | Units | Apartments/Condos | 10001923 | 18 | 1 | 1080 | 9 | 200 | 2 | 200000 | TRUE | 120 | 115 |  | Caleffi North America - iSolar BX |  | Caleffi North America - iSolar BX | Thousand Oaks | FALSE | 41.32 |  | 2016-12-02 |  | 2016-12-24 | 2017-01-20 | 2017-02-16 | 2017-03-10 | 2778 | 85406 | Up-front Payment
SCG-007151 | Single Family Residential | Domestic Hot Water | Gas | Southern California Gas Company | Incentive:Paid | 9380 | 70 |  | 1 SCG | 134 |  | 134 |  | 2016-12-29 08:06 | 2017-03-27 | EVOLUTION ENERGY SOLUTIONS L L C | Retrofit | Los Angeles | Los Angeles | 90033 | Host Customer is System Owner | 4 |  | 2001001A | SunEarth, Inc. | SOLARAY | TE40P-80-2G | Indirect Forced Circulation (IF) | 40.9 |  | EP-40 / EP-40-0.75 | Glycol | Advanced Controller with a Vacation or Holiday Mode | Solar Storage and Auxiliary Tanks are separate | 80 | 1 | 1 | 55 | Z09 | [18 empty] | Los Angeles | FALSE | 70 |  | 2011-06-01: 2016-12-03; 2011-08-03: 2016-12-29; 2011-09-20: 2017-03-27 | 2768 | 9380 | Up-front Payment
SCG-007152 | Single Family Residential | Domestic Hot Water | Gas | Southern California Gas Company | Incentive:Paid | 9660 | 70 |  | 1 SCG | 138 |  | 138 |  | 2016-12-30 17:56 | 2017-03-29 | SUNLIGHT ENERGY SYSTEMS INC | Retrofit | FOUNTAIN VALLEY | Orange | 92708 | Host Customer is System Owner | 3 |  | 2001001C | SunEarth, Inc. | SOLARAY | TE48P-80-2G | Indirect Forced Circulation (IF) | 49.3 |  | EP-24 / EP-24-0.75 | Glycol | Advanced Controller with a Vacation or Holiday Mode | Solar Storage and Auxiliary Tanks are separate | 80 | 1 | 1 | 45 | Z06 | [18 empty] | FOUNTAIN VALLEY | FALSE | 72.03 |  | 2011-06-01: 2016-12-03; 2011-08-03: 2016-12-30; 2011-09-20: 2017-03-29 | 2761 | 9940 | Up-front Payment
PGE-007153 | Low Income Single Family Residential | Domestic Hot Water | Gas | Pacific Gas and Electric | Incentive:Paid | 4673 | 36.9 |  | 1 | 149 |  | 127 |  | 2016-12-22 15:58 | 2016-12-28 | MERCED COUNTY COMMUNITY ACTION BOARD | Retrofit | MADERA | Madera | 93638 | Host Customer is System Owner | 6 |  | 2010017C | Alternate Energy Technologies | EAGLESUN | DBS-G2-80-64 | Indirect Forced Circulation (IF) | 65.34 |  | MSC-32 | Automatic Drainback |  | Solar Storage and Auxiliary Tanks are separate | 80 | 1 | 0.85 | 75 | Z13 | [18 empty] | CITY OF MADERA | FALSE | 32.77 |  | 2011-06-01: 2016-12-03; 2011-08-03: 2016-12-22; 2011-09-20: 2016-12-28 | 2836 | 4882.3 | Up-front Payment
PGE-007154 | Low Income Single Family Residential | Domestic Hot Water | Gas | Pacific Gas and Electric | Incentive:Paid | 4631 | 36.9 |  | 1 | 149 |  | 145 |  | 2016-12-30 08:34 | 2017-01-05 | MERCED COUNTY COMMUNITY ACTION BOARD | Retrofit | MADERA | Madera | 93638 | Host Customer is System Owner | 4 |  | 2010017C | Alternate Energy Technologies | EAGLESUN | DBS-G2-80-64 | Indirect Forced Circulation (IF) | 65.34 |  | MSC-32 | Automatic Drainback |  | Solar Storage and Auxiliary Tanks are separate | 80 | 0.97 | 1 | 55 | Z13 | [18 empty] | CITY OF MADERA | FALSE | 31.08 |  | 2011-06-01: 2016-12-03; 2011-08-03: 2016-12-30; 2011-09-20: 2017-01-05 | 2837 | 4631 | Up-front Payment
PGE-007155 | Low Income Single Family Residential | Domestic Hot Water | Gas | Pacific Gas and Electric | Incentive:Paid | 3757 | 36.9 |  | 1 | 121 |  | 102 |  | 2016-12-16 15:16 | 2017-02-07 | MERCED COUNTY COMMUNITY ACTION BOARD | Retrofit | MERCED | Merced | 95341 | Host Customer is System Owner | 1 |  | 30004214 | Alternate Energy Technologies | EAGLESUN | DBS-G2-60-40 | Indirect Forced Circulation (IF) | 41.35 |  | MSC-20 | Automatic Drainback | Drainback (Water) | Solar Storage and Auxiliary Tanks are separate | 60 | 0.99 | 0.85 | 20 | Z12 | [18 empty] | CITY OF MERCED | FALSE | 33.46 |  | 2011-06-01: 2016-12-03; 2011-08-03: 2016-12-16; 2011-09-20: 2017-02-07 | 2810 | 4049.02 | Up-front Payment
SCG-007156 | Single Family Residential | Domestic Hot Water | Gas | Southern California Gas Company | Incentive:Paid | 9709 | 70 |  | 1 SCG | 146 |  | 139 |  | 2016-12-28 16:12 | 2017-03-16 | SUNLIGHT ENERGY SYSTEMS INC | Retrofit | WESTMINSTER | Orange | 92683 | Host Customer is System Owner | 3 |  | 2001001D | SunEarth, Inc. | SOLARAY | TE48C-80-2G | Indirect Forced Circulation (IF) | 49.48 |  | EC-24 / EC-24-0.75 | Glycol | Advanced Controller with a Vacation or Holiday Mode | Solar Storage and Auxiliary Tanks are separate | 80 | 1 | 0.95 | 45 | Z06 | [18 empty] | CITY OF WESTMINSTER | FALSE | 68.22 |  | 2011-06-01: 2016-12-04; 2011-08-03: 2016-12-28; 2011-09-20: 2017-03-16 | 2777 | 9960 | Up-front Payment
PGE-007157 | Low Income Single Family Residential | Domestic Hot Water | Gas | Pacific Gas and Electric | Incentive:Paid | 3965 | 36.9 |  | 1 | 127 |  | 107 |  | 2016-12-15 15:44 | 2016-12-19 | MERCED COUNTY COMMUNITY ACTION BOARD | Retrofit | MADERA | Madera | 93638 | Host Customer is System Owner | 2 |  | 30004214 | Alternate Energy Technologies | EAGLESUN | DBS-G2-60-40 | Indirect Forced Circulation (IF) | 41.35 |  | MSC-20 | Automatic Drainback | Drainback (Water) | Solar Storage and Auxiliary Tanks are separate | 60 | 0.94 | 0.9 | 35 | Z13 | [18 empty] | City of Madera | FALSE | 33.17 |  | 2011-06-01: 2016-12-05; 2011-08-03: 2016-12-15; 2011-09-20: 2016-12-19 | 2852 | 4213.03 | Up-front Payment
SCG-007158 | Single Family Residential | Domestic Hot Water | Gas | Southern California Gas Company | Incentive:Paid | 3970 | 29.85 |  | 1 | 133 |  | 133 |  | 2017-10-10 22:35 | 2017-10-16 | ALTADENA ENERGY & SOLAR INC | Retrofit | Los Angeles | Los Angeles | 90024 | Lease | 3 |  | 2011078A | Apricus Inc. | APSS_CLOSED_AP30_FTB-2 STD-G | APSS_CLOSED_AP30_FTB-2 STD-G | Indirect Forced Circulation (IF) | 47.33 |  | ETC-30 / ETC-30C | Forced Circulation | Advanced Controller with a Thermal Cycling Function | Solar Storage and Auxiliary Tanks are separate | 80 | 1 | 1 | 45 | Z09 | [18 empty] | City of LA | FALSE | 90.23 |  | 2011-06-01: 2016-12-05; 2011-08-03: 2017-10-10; 2011-09-20: 2017-10-16 | 2549 | 12000 | Up-front Payment
SCG-007159 | Commercial/Multifamily Residential | Domestic Hot Water | Gas | Southern California Gas Company | Incentive:Paid | 25250 | 25 |  | 1 SCG | 1010 |  | 1010 |  | 2016-12-24 15:39 | 2017-01-23 | A F C PLUMBING AND SERVICES INC | Retrofit | Thousand Oaks | Thousand Oaks | 91360 | Host Customer is System Owner | [7 empty] | 400.1 | 40.01 |  | Glycol | Advanced Controller with a Vacation or Holiday Mode | Solar and Auxiliary Storage are the same Tank |  | 1 | 1 | 720 | Z06 | 24 | Units | Apartments/Condos | 10001923 | 10 | 1 | 600 | 1 | 100 | 1 | 200000 | TRUE | 120 | 115 |  |  |  |  | Thousand Oaks | FALSE | 42.72 |  | 2016-12-05 |  | 2016-12-24 | 2017-01-23 | 2017-02-16 | 2017-03-13 | 2783 | 43148 | Up-front Payment
SCG-007160 | Commercial/Multifamily Residential | Domestic Hot Water | Gas | Southern California Gas Company | Incentive:Paid | 15750 | 25 |  | 1 SCG | 630 |  | 630 |  | 2016-12-24 15:40 | 2017-01-10 | A F C PLUMBING AND SERVICES INC | Retrofit | Thousand Oaks | Thousand Oaks | 91360 | Host Customer is System Owner | [7 empty] | 240.06 | 40.01 |  | Glycol | Advanced Controller with a Vacation or Holiday Mode | Solar and Auxiliary Storage are the same Tank |  | 1 | 1 | 480 | Z06 | 12 | Units | Apartments/Condos | 10001923 | 6 | 1 | 360 | 1 | 100 | 1 | 200000 | TRUE | 120 | 115 |  |  |  |  | Thousand Oaks | FALSE | 45.98 |  | 2016-12-05 |  | 2016-12-24 | 2017-01-10 | 2017-02-16 | 2017-03-13 | 2778 | 28969 | Up-front Payment
PGE-007162 | Commercial Pools | Pool Heating | Gas | Pacific Gas and Electric | Incentive:Paid | 5014 | 5 |  | 1 | 1013 |  | 1003 |  | 2016-12-08 15:06 | 2016-12-28 | SUNTREK INDUSTRIES INC | Retrofit | SAN JOSE | Santa Clara | 95112 | Host Customer is System Owner | [7 empty] | 650.02 | 92.86 |  | Manual Drainback |  |  |  | 0.99 | 1 |  | Z04 |  |  |  | 2007048A | 7 | 1 | [5 empty] | FALSE |  |  |  | SunEarth - SETR A503 TTR U + VFS 20-400 |  | SunEarth - SETR A503 TTR U + VFS 20-400 | San Jose | FALSE | 23.2 |  | 2016-12-06 | 2016-12-12 | 2016-12-08 | 2016-12-28 | 2017-01-27 | 2017-04-05 | 2746 | 23500 | Up-front Payment
PGE-007163 | Single Family Residential | Domestic Hot Water | Gas | Pacific Gas and Electric | Incentive:Paid | 4366 | 29.85 |  | 1 | 170 |  | 150 |  | 2017-04-25 13:17 | 2017-06-13 | AZTEC SOLAR INC | Retrofit | MENLO PARK | San Mateo | 94025 | Host Customer is System Owner | 6 |  | 2001001S | SunEarth, Inc. | SOLARAY | TE80P-120-2G | Indirect Forced Circulation (IF) | 81.81 |  | EP-40 / EP-40-0.75 | Glycol | Advanced Controller with a Vacation or Holiday Mode | Solar Storage and Auxiliary Tanks are separate | 120 | 0.88 | 1 | 75 | Z03 | [18 empty] | County of San Mateo | FALSE | 67.04 |  | 2016-12-06 | 2017-05-09 |  |  | 2017-04-25 | 2017-06-13 | 2686 | 11396 | Up-front Payment
SCG-007164 | Single Family Residential | Domestic Hot Water | Gas | Southern California Gas Company | Incentive:Paid | 9702 | 70 |  | 1 SCG | 140 |  | 139 |  | 2016-12-12 16:04 | 2017-03-17 | TITANIUM POWER INC | Retrofit | Sylmar | Los Angeles | 91342 | Host Customer is System Owner | 5 |  | 2011141B | Heliodyne, Inc. | HELIOPAK | HPAK 016 1 410 G 80 ACD Z | Indirect Forced Circulation (IF) | 40.17 |  | 410 001 | Glycol | Advanced Controller with a Vacation or Holiday Mode | Solar Storage and Auxiliary Tanks are separate | 80 | 0.99 | 1 | 65 | Z09 | [18 empty] | Los Angeles | FALSE | 69.71 |  | 2011-06-01: 2016-12-06; 2011-08-03: 2016-12-12; 2011-09-20: 2017-03-17 | 2775 | 9759 | Up-front Payment
SCG-007165 | Single Family Residential | Domestic Hot Water | Gas | Southern California Gas Company | Incentive:Paid | 9800 | 70 |  | 1 SCG | 140 |  | 140 |  | 2016-12-19 11:39 | 2017-03-20 | TITANIUM POWER INC | Retrofit | Pacoima | Los Angeles | 91331 | Host Customer is System Owner | 6 |  | 2011141B | Heliodyne, Inc. | HELIOPAK | HPAK 016 1 410 G 80 ACD Z | Indirect Forced Circulation (IF) | 40.17 |  | 410 001 | Glycol | Advanced Controller with a Vacation or Holiday Mode | Solar Storage and Auxiliary Tanks are separate | 80 | 1 | 1 | 75 | Z09 | [18 empty] | Los Angeles | FALSE | 70.42 |  | 2011-06-01: 2016-12-06; 2011-08-03: 2016-12-19; 2011-09-20: 2017-03-20 | 2775 | 9859 | Up-front Payment
SCG-007166 | Single Family Residential | Domestic Hot Water | Gas | Southern California Gas Company | Incentive:Paid | 9730 | 70 |  | 1 SCG | 139 |  | 139 |  | 2016-12-08 11:17 | 2017-03-16 | TITANIUM POWER INC | Retrofit | Los Angeles | Los Angeles | 90037 | Host Customer is System Owner | 6 |  | 2011141B | Heliodyne, Inc. | HELIOPAK | HPAK 016 1 410 G 80 ACD Z | Indirect Forced Circulation (IF) | 40.17 |  | 410 001 | Glycol | Advanced Controller with a Vacation or Holiday Mode | Solar Storage and Auxiliary Tanks are separate | 80 | 1 | 1 | 75 | Z08 | [18 empty] | Los Angeles | FALSE | 70.57 |  | 2011-06-01: 2016-12-06; 2011-08-03: 2016-12-08; 2011-09-20: 2017-03-16 | 2777 | 9809 | Up-front Payment
SCG-007167 | Single Family Residential | Domestic Hot Water | Gas | Southern California Gas Company | Incentive:Paid | 9800 | 70 |  | 1 SCG | 140 |  | 140 |  | 2016-12-16 15:23 | 2017-03-20 | TITANIUM POWER INC | Retrofit | Sylmar | Los Angeles | 91342 | Host Customer is System Owner | 7 |  | 2011141B | Heliodyne, Inc. | HELIOPAK | HPAK 016 1 410 G 80 ACD Z | Indirect Forced Circulation (IF) | 40.17 |  | 410 001 | Glycol | Advanced Controller with a Vacation or Holiday Mode | Solar Storage and Auxiliary Tanks are separate | 80 | 1 | 1 | 85 | Z09 | [18 empty] | Los Angeles | FALSE | 70.42 |  | 2011-06-01: 2016-12-06; 2011-08-03: 2016-12-16; 2011-09-20: 2017-03-20 | 2775 | 9859 | Up-front Payment
SCG-007168 | Single Family Residential | Domestic Hot Water | Gas | Southern California Gas Company | Incentive:Paid | 6518 | 70 |  | 1 SCG | 99 |  | 93 |  | 2016-12-16 14:19 | 2017-03-20 | TITANIUM POWER INC | Retrofit | Los Angeles | Los Angeles | 90016 | Host Customer is System Owner | 6 |  | 2005006K | Butler Sun Solutions, Inc. | SOLAR BUTLER | BSS-PV1-40GD | Indirect Forced Circulation (IF) | 32.84 |  | EC-32 / EC-32-0.75 | Glycol | Advanced Controller with a Vacation or Holiday Mode | Solar and Auxiliary Storage are the same Tank | 40 | 0.99 | 0.95 | 75 | Z08 | [18 empty] | Los Angeles | FALSE | 66.25 |  | 2011-06-01: 2016-12-06; 2011-08-03: 2016-12-16; 2011-09-20: 2017-03-20 | 2775 | 6559 | Up-front Payment
SCG-007169 | Single Family Residential | Domestic Hot Water | Gas | Southern California Gas Company | Incentive:Paid | 9702 | 70 |  | 1 SCG | 140 |  | 139 |  | 2016-12-12 15:50 | 2017-03-17 | TITANIUM POWER INC | Retrofit | San Fernando | Los Angeles | 91342 | Host Customer is System Owner | 5 |  | 2011141B | Heliodyne, Inc. | HELIOPAK | HPAK 016 1 410 G 80 ACD Z | Indirect Forced Circulation (IF) | 40.17 |  | 410 001 | Glycol | Advanced Controller with a Vacation or Holiday Mode | Solar Storage and Auxiliary Tanks are separate | 80 | 0.99 | 1 | 65 | Z09 | [18 empty] | Los Angeles | FALSE | 69.71 |  | 2011-06-01: 2016-12-06; 2011-08-03: 2016-12-12; 2011-09-20: 2017-03-17 | 2770 | 9759 | Up-front Payment
SCG-007170 | Single Family Residential | Domestic Hot Water | Gas | Southern California Gas Company | Incentive:Paid | 9310 | 70 |  | 1 SCG | 140 |  | 133 |  | 2016-12-08 15:14 | 2017-03-16 | TITANIUM POWER INC | Retrofit | Pacoima | Los Angeles | 91331 | Host Customer is System Owner | 8 |  | 2011141B | Heliodyne, Inc. | HELIOPAK | HPAK 016 1 410 G 80 ACD Z | Indirect Forced Circulation (IF) | 40.17 |  | 410 001 | Glycol | Advanced Controller with a Vacation or Holiday Mode | Solar Storage and Auxiliary Tanks are separate | 80 | 1 | 0.95 | 95 | Z09 | [18 empty] | Los Angeles | FALSE | 66.85 |  | 2011-06-01: 2016-12-06; 2011-08-03: 2016-12-08; 2011-09-20: 2017-03-16 | 2777 | 9359 | Up-front Payment
SCG-007171 | Single Family Residential | Domestic Hot Water | Gas | Southern California Gas Company | Incentive:Paid | 10238 | 70 |  | 1 SCG | 161 |  | 147 |  | 2016-12-21 10:10 | 2017-03-21 | SOLARPONICS INC | Retrofit | Paso Robles | San Luis Obispo | 93446 | Host Customer is System Owner | 4 |  | 2007023A | HTP, Inc. | SOLAR SKIES | PR-80-40-GB | Indirect Forced Circulation (IF) | 39.83 |  | SS-40-FP | Glycol | Advanced Controller with a Thermal Cycling Function | Solar and Auxiliary Storage are the same Tank | 80 | 0.96 | 0.95 | 55 | Z04 | [18 empty] | San Luis Obispo County | FALSE | 70.15 |  | 2011-06-01: 2016-12-06; 2011-08-03: 2016-12-21; 2011-09-20: 2017-03-21 | 2773 | 11294 | Up-front Payment
SCG-007172 | Single Family Residential | Domestic Hot Water | Gas | Southern California Gas Company | Incentive:Paid | 6861 | 70 |  | 1 SCG | 99 |  | 98 |  | 2016-12-08 11:18 | 2017-03-16 | TITANIUM POWER INC | Retrofit | Los Angeles | Los Angeles | 90016 | Owner/Tenant | 5 |  | 2005006K | Butler Sun Solutions, Inc. | SOLAR BUTLER | BSS-PV1-40GD | Indirect Forced Circulation (IF) | 32.84 |  | EC-32 / EC-32-0.75 | Glycol | Advanced Controller with a Vacation or Holiday Mode | Solar and Auxiliary Storage are the same Tank | 40 | 0.99 | 1 | 65 | Z08 | [18 empty] | Los Angeles | FALSE | 69.79 |  | 2011-06-01: 2016-12-06; 2011-08-03: 2016-12-08; 2011-09-20: 2017-03-16 | 2777 | 6909 | Up-front Payment
SCG-007173 | Single Family Residential | Domestic Hot Water | Gas | Southern California Gas Company | Incentive:Paid | 9800 | 70 |  | 1 SCG | 140 |  | 140 |  | 2016-12-08 15:15 | 2017-03-16 | TITANIUM POWER INC | Retrofit | Pacoima | Los Angeles | 91331 | Host Customer is System Owner | 6 |  | 2011141B | Heliodyne, Inc. | HELIOPAK | HPAK 016 1 410 G 80 ACD Z | Indirect Forced Circulation (IF) | 40.17 |  | 410 001 | Glycol | Advanced Controller with a Vacation or Holiday Mode | Solar Storage and Auxiliary Tanks are separate | 80 | 1 | 1 | 75 | Z09 | [18 empty] | Los Angeles | FALSE | 70.42 |  | 2011-06-01: 2016-12-06; 2011-08-03: 2016-12-08; 2011-09-20: 2017-03-16 | 2777 | 9859 | Up-front Payment
SCG-007174 | Single Family Residential | Domestic Hot Water | Gas | Southern California Gas Company | Incentive:Paid | 6518 | 70 |  | 1 SCG | 99 |  | 93 |  | 2016-12-08 11:16 | 2017-03-16 | TITANIUM POWER INC | Retrofit | Los Angeles | Los Angeles | 90016 | Owner/Tenant | 5 |  | 2005006K | Butler Sun Solutions, Inc. | SOLAR BUTLER | BSS-PV1-40GD | Indirect Forced Circulation (IF) | 32.84 |  | EC-32 / EC-32-0.75 | Glycol | Advanced Controller with a Vacation or Holiday Mode | Solar and Auxiliary Storage are the same Tank | 40 | 0.99 | 0.95 | 65 | Z08 | [18 empty] | Los Angeles | FALSE | 66.25 |  | 2011-06-01: 2016-12-06; 2011-08-03: 2016-12-08; 2011-09-20: 2017-03-16 | 2777 | 6559 | Up-front Payment
SCG-007175 | Commercial/Multifamily Residential | Domestic Hot Water | Gas | Southern California Gas Company | Incentive:Paid | 35777 | 20.19 |  | 1 | 1772 |  | 1772 |  | 2017-06-26 12:02 | 2017-07-10 | INTELLIGENT GREEN SOLUTIONS CA | Retrofit | Tipton | Tulare | 93272 | Lease | [7 empty] | 707.76 | 29.49 |  | Glycol | Steam Back | Solar Storage and Auxiliary Tanks are separate |  | 1 | 1 | 935 | Z13 |  |  | Other | 10002034 | 24 | 1 | 1200 | 1 | 100 | 1 | 250000 | FALSE | 180 | 180 |  | SunMaxx Solar - SmartMaxx-EMETER1000 |  | SunMaxx Solar - SmartMaxx-EMETER1000 | Tulare County | FALSE | 51.92 |  | 2016-12-06 |  | 2017-06-26 | 2017-07-10 | 2017-07-21 | 2017-08-02 | 2628 | 92009 | Up-front Payment
SCG-007176 | Commercial Pools | Pool Heating | Gas | Southern California Gas Company | Incentive:Paid | 20895 | 5 |  | 1 | 4179 |  | 4179 |  | 2016-12-07 17:24 | 2016-12-08 | ENERGY SERVICES | New Construction | palm springs | Riverside | 92264 | Host Customer is System Owner | [7 empty] | 1212.38 | 46.63 |  | Drainback |  |  |  | 1 | 1 |  | Z15 |  |  |  | 10204-12 | 26 | 1 | [5 empty] | FALSE |  |  |  | SunEarth - SETR A503 TTR U + VFS 20-400 |  | SunEarth - SETR A503 TTR U + VFS 20-400 | PALM SPRINGS | FALSE | 5.02 |  | 2016-12-06 |  | 2016-12-07 | 2016-12-08 | 2016-12-23 | 2017-01-09 | 2836 | 20995 | Up-front Payment
SCG-007177 | Commercial/Multifamily Residential | Domestic Hot Water | Gas | Southern California Gas Company | Incentive:Paid | 35979 | 20.19 |  | 1 | 1782 |  | 1782 |  | 2016-12-15 10:39 | 2017-01-31 | INTELLIGENT GREEN SOLUTIONS CA | Retrofit | Tulare | Tulare | 93274 | Lease | [7 empty] | 707.76 | 29.49 |  | Glycol | Steam Back | Solar Storage and Auxiliary Tanks are separate |  | 1 | 1 | 1430 | Z13 |  |  | Other | 10002034 | 24 | 1 | 1200 | 1 | 100 | 1 | 270000 | FALSE | 170 | 170 |  | SunMaxx Solar - SmartMaxx-EMETER1000 |  | SunMaxx Solar - SmartMaxx-EMETER1000 | tulare County | FALSE | 49.93 |  | 2016-12-06 |  | 2016-12-15 | 2017-01-31 | 2017-03-03 | 2017-03-22 | 2763 | 88982 | Up-front Payment
SCG-007178 | Single Family Residential | Domestic Hot Water | Gas | Southern California Gas Company | Incentive:Paid | 8540 | 70 |  | 1 SCG | 122 |  | 122 |  | 2016-12-08 15:11 | 2017-04-19 | Self Installer | Retrofit | Manhattan Beach | Los Angeles | 90266 | Host Customer is System Owner | 4 |  | 30004079 | GREENoneTEC Solarindustrie GmbH | Solpal Plus | Solpal Plus L-GT | Direct Integral Collector Storage (DI) | 25.66 |  | Solpal Plus L |  |  | Solar Storage with Tankless Auxiliary Water Heater | 51 | 1 | 1 | 55 | Z06 | [18 empty] | Manhattan Beach | FALSE | 74.31 |  | 2011-06-01: 2016-12-06; 2011-08-03: 2016-12-08; 2011-09-20: 2017-04-19 | 2738 | 9065.5 | Up-front Payment
SCG-007179 | Single Family Residential | Domestic Hot Water | Gas | Southern California Gas Company | Incentive:Paid | 5891 | 70 |  | 1 SCG | 99 |  | 84 |  | 2016-12-14 12:32 | 2017-03-17 | TITANIUM POWER INC | Retrofit | Los Angeles | Los Angeles | 90016 | Host Customer is System Owner | 5 |  | 2005006K | Butler Sun Solutions, Inc. | SOLAR BUTLER | BSS-PV1-40GD | Indirect Forced Circulation (IF) | 32.84 |  | EC-32 / EC-32-0.75 | Glycol | Advanced Controller with a Vacation or Holiday Mode | Solar and Auxiliary Storage are the same Tank | 40 | 1 | 0.85 | 65 | Z08 | [18 empty] | Los Angeles | FALSE | 60.19 |  | 2011-06-01: 2016-12-07; 2011-08-03: 2016-12-14; 2011-09-20: 2017-03-17 | 2775 | 5959 | Up-front Payment
SCG-007180 | Low Income Single Family Residential | Domestic Hot Water | Gas | Southern California Gas Company | Incentive:Paid | 5397 | 36.9 |  | 1 | 162 |  | 162 |  | 2016-12-28 13:30 | 2017-03-16 | FUTURA ENERGY INC | Retrofit | Pomona | Los Angeles | 91767 | Host Customer is System Owner | 1 |  | 2010017C | Alternate Energy Technologies | EAGLESUN | DBS-G2-80-64 | Indirect Forced Circulation (IF) | 65.34 |  | MSC-32 | Automatic Drainback | Drainback (Water) | Solar Storage and Auxiliary Tanks are separate | 80 | 1 | 1 | 20 | Z09 | [18 empty] | City Of Pomona | FALSE | 51.74 |  | 2011-06-01: 2016-12-08; 2011-08-03: 2016-12-28; 2011-09-20: 2017-03-16 | 2769 | 8382.33 | Up-front Payment
SCG-007181 | Low Income Single Family Residential | Domestic Hot Water | Gas | Southern California Gas Company | Incentive:Paid | 5081 | 36.9 |  | 1 | 162 |  | 138 |  | 2016-12-20 14:16 | 2017-02-16 | FUTURA ENERGY INC | Retrofit | Pomona | Los Angeles | 91766 | Host Customer is System Owner | 5 |  | 2010017C | Alternate Energy Technologies | EAGLESUN | DBS-G2-80-64 | Indirect Forced Circulation (IF) | 65.34 |  | MSC-32 | Automatic Drainback |  | Solar Storage and Auxiliary Tanks are separate | 80 | 1 | 0.85 | 65 | Z09 | [18 empty] | City Of Pomona | FALSE | 45.01 |  | 2011-06-01: 2016-12-08; 2011-08-03: 2016-12-20; 2011-09-20: 2017-02-16 | 2774 | 7292.33 | Up-front Payment
SCG-007182 | Single Family Residential | Domestic Hot Water | Gas | Southern California Gas Company | Incentive:Paid | 9800 | 70 |  | 1 SCG | 140 |  | 140 |  | 2016-12-19 11:38 | 2017-03-20 | TITANIUM POWER INC | Retrofit | San Fernando | Los Angeles | 91340 | Host Customer is System Owner | 5 |  | 2011141B | Heliodyne, Inc. | HELIOPAK | HPAK 016 1 410 G 80 ACD Z | Indirect Forced Circulation (IF) | 40.17 |  | 410 001 | Glycol | Advanced Controller with a Vacation or Holiday Mode | Solar Storage and Auxiliary Tanks are separate | 80 | 1 | 1 | 65 | Z09 | [18 empty] | Los Angeles | FALSE | 70.42 |  | 2011-06-01: 2016-12-08; 2011-08-03: 2016-12-19; 2011-09-20: 2017-03-20 | 2775 | 9859 | Up-front Payment
SCG-007183 | Single Family Residential | Domestic Hot Water | Gas | Southern California Gas Company | Incentive:Paid | 9800 | 70 |  | 1 SCG | 140 |  | 140 |  | 2016-12-19 11:38 | 2017-03-20 | TITANIUM POWER INC | Retrofit | San Fernando | Los Angeles | 91342 | Host Customer is System Owner | 5 |  | 2011141B | Heliodyne, Inc. | HELIOPAK | HPAK 016 1 410 G 80 ACD Z | Indirect Forced Circulation (IF) | 40.17 |  | 410 001 | Glycol | Advanced Controller with a Vacation or Holiday Mode | Solar Storage and Auxiliary Tanks are separate | 80 | 1 | 1 | 65 | Z09 | [18 empty] | Los Angeles | FALSE | 70.42 |  | 2011-06-01: 2016-12-08; 2011-08-03: 2016-12-19; 2011-09-20: 2017-03-20 | 2775 | 9859 | Up-front Payment
SCG-007184 | Single Family Residential | Domestic Hot Water | Gas | Southern California Gas Company | Incentive:Paid | 9800 | 70 |  | 1 SCG | 140 |  | 140 |  | 2016-12-16 15:56 | 2017-03-20 | TITANIUM POWER INC | Retrofit | San Fernando | Los Angeles | 91342 | Host Customer is System Owner | 5 |  | 2011141B | Heliodyne, Inc. | HELIOPAK | HPAK 016 1 410 G 80 ACD Z | Indirect Forced Circulation (IF) | 40.17 |  | 410 001 | Glycol | Advanced Controller with a Vacation or Holiday Mode | Solar Storage and Auxiliary Tanks are separate | 80 | 1 | 1 | 65 | Z09 | [18 empty] | Los Angeles | FALSE | 70.42 |  | 2011-06-01: 2016-12-08; 2011-08-03: 2016-12-16; 2011-09-20: 2017-03-20 | 2775 | 9859 | Up-front Payment
SCG-007185 | Single Family Residential | Domestic Hot Water | Gas | Southern California Gas Company | Incentive:Paid | 9800 | 70 |  | 1 SCG | 140 |  | 140 |  | 2016-12-16 15:55 | 2017-03-20 | TITANIUM POWER INC | Retrofit | San Fernando | Los Angeles | 91342 | Host Customer is System Owner | 7 |  | 2011141B | Heliodyne, Inc. | HELIOPAK | HPAK 016 1 410 G 80 ACD Z | Indirect Forced Circulation (IF) | 40.17 |  | 410 001 | Glycol | Advanced Controller with a Vacation or Holiday Mode | Solar Storage and Auxiliary Tanks are separate | 80 | 1 | 1 | 85 | Z09 | [18 empty] | Los Angeles | FALSE | 70.42 |  | 2011-06-01: 2016-12-08; 2011-08-03: 2016-12-16; 2011-09-20: 2017-03-20 | 2775 | 9859 | Up-front Payment
PGE-007187 | Low Income Multifamily Residential | Domestic Hot Water | Gas | Pacific Gas and Electric | Incentive:Paid | 49824 | 24.89 |  | 1 | 2022 |  | 2002 |  | 2016-12-09 15:03 | 2017-01-06 | SUN LIGHT & POWER | Retrofit | SAN FRANCISCO | San Francisco | 94133 | Host Customer is System Owner | [7 empty] | 522.21 | 40.17 |  | Glycol | Pressure Stagnation Protection (PSP) | Solar Storage and Auxiliary Tanks are separate |  | 0.99 | 1 | 3496 | Z03 | 92 | Units | Apartments/Condos | 2010115A | 13 | 2 | 880 | 1 | 200 | 2 | 398000 | TRUE | 140 | 130 |  | Heliodyne - Delta-T Pro Ethernet |  | Heliodyne - Delta-T Pro Ethernet | City and County of San Francisco | FALSE | 80.31 |  | 2016-12-09 | 2016-12-12 | 2016-12-09 | 2017-01-06 | 2017-09-29 | 2017-10-06 | 2559 | 162377 | Up-front Payment
PGE-007188 | Low Income Single Family Residential | Domestic Hot Water | Gas | Pacific Gas and Electric | Incentive:Paid | 3215 | 36.9 |  | 1 | 121 |  | 87 |  | 2016-12-15 11:46 | 2016-12-16 | MERCED COUNTY COMMUNITY ACTION BOARD | Retrofit | MERCED | Merced | 95341 | Host Customer is System Owner | 1 |  | 30004214 | Alternate Energy Technologies | EAGLESUN | DBS-G2-60-40 | Indirect Forced Circulation (IF) | 41.35 |  | MSC-20 | Automatic Drainback | Drainback (Water) | Solar Storage and Auxiliary Tanks are separate | 60 | 0.9 | 0.8 | 20 | Z12 | [18 empty] | CITY OF MERCED | FALSE | 34.06 |  | 2011-06-01: 2016-12-09; 2011-08-03: 2016-12-15; 2011-09-20: 2016-12-16 | 2852 | 4121.04 | Up-front Payment
SCG-007189 | Single Family Residential | Domestic Hot Water | Gas | Southern California Gas Company | Incentive:Paid | 9310 | 70 |  | 1 SCG | 140 |  | 133 |  | 2016-12-13 11:41 | 2017-03-17 | TITANIUM POWER INC | Retrofit | Los Angeles | Los Angeles | 90037 | Host Customer is System Owner | 5 |  | 2001001B | SunEarth, Inc. | SOLARAY | TE40C-80-2G | Indirect Forced Circulation (IF) | 40.86 |  | EC-40 / EC-40-0.75 | Glycol | Advanced Controller with a Vacation or Holiday Mode | Solar Storage and Auxiliary Tanks are separate | 80 | 1 | 0.95 | 65 | Z08 | [18 empty] | Los Angeles | FALSE | 66.85 |  | 2011-06-01: 2016-12-09; 2011-08-03: 2016-12-13; 2011-09-20: 2017-03-17 | 2775 | 9359 | Up-front Payment
SCG-007190 | Single Family Residential | Domestic Hot Water | Gas | Southern California Gas Company | Incentive:Paid | 9217 | 70 |  | 1 SCG | 140 |  | 132 |  | 2016-12-13 11:44 | 2017-03-17 | TITANIUM POWER INC | Retrofit | Los Angeles | Los Angeles | 90037 | Host Customer is System Owner | 5 |  | 2001001B | SunEarth, Inc. | SOLARAY | TE40C-80-2G | Indirect Forced Circulation (IF) | 40.86 |  | EC-40 / EC-40-0.75 | Glycol | Advanced Controller with a Vacation or Holiday Mode | Solar Storage and Auxiliary Tanks are separate | 80 | 0.99 | 0.95 | 65 | Z08 | [18 empty] | Los Angeles | FALSE | 66.14 |  | 2011-06-01: 2016-12-09; 2011-08-03: 2016-12-13; 2011-09-20: 2017-03-17 | 2775 | 9259 | Up-front Payment
PGE-007191 | Low Income Single Family Residential | Domestic Hot Water | Gas | Pacific Gas and Electric | Incentive:Paid | 4540 | 36.9 |  | 1 | 147 |  | 125 |  | 2016-12-20 13:26 | 2016-12-28 | MERCED COUNTY COMMUNITY ACTION BOARD | Retrofit | ATWATER | Merced | 95301 | Host Customer is System Owner | 4 |  | 2010017C | Alternate Energy Technologies | EAGLESUN | DBS-G2-80-64 | Indirect Forced Circulation (IF) | 65.34 |  | MSC-32 | Automatic Drainback |  | Solar Storage and Auxiliary Tanks are separate | 80 | 1 | 0.85 | 55 | Z12 | [18 empty] | CITY OF ATWATER | FALSE | 30.88 |  | 2011-06-01: 2016-12-09; 2011-08-03: 2016-12-20; 2011-09-20: 2016-12-28 | 2837 | 4540 | Up-front Payment
PGE-007192 | Single Family Residential | Domestic Hot Water | Gas | Pacific Gas and Electric | Incentive:Paid | 4366 | 29.85 |  | 1 | 159 |  | 159 |  | 2016-12-13 11:54 | 2016-12-14 | BONNEY INC | New Construction | SONOMA | Sonoma | 95476 | Host Customer is System Owner |  | 3 | 2007023A | HTP, Inc. | SOLAR SKIES | PR-80-40-GB | Indirect Forced Circulation (IF) | 39.83 |  | SS-40-FP | Glycol | Advanced Controller with a Vacation or Holiday Mode | Solar and Auxiliary Storage are the same Tank | 80 | 1 | 1 | 45 | Z02 | [18 empty] | Sonoma County | FALSE | 116.35 |  | 2016-12-10 | 2016-12-14 |  |  | 2016-12-13 | 2016-12-14 | 2836 | 18500 | Up-front Payment
SCG-007193 | Commercial/Multifamily Residential | Domestic Hot Water | Gas | Southern California Gas Company | Incentive:Paid | 30425 | 25 |  | 1 SCG | 1217 |  | 1217 |  | 2016-12-21 08:53 | 2017-01-10 | ALL VALLEY SOLAR INC | Retrofit | Los Angeles | Los Angeles | 90027 | Host Customer is System Owner | [7 empty] | 327.6 | 40.95 |  | Drainback | Drainback (Water) | Solar Storage and Auxiliary Tanks are separate |  | 1 | 1 | 840 | Z09 | 20 | Units | Apartments/Condos | TRB-40 | 8 | 1 | 377 | 3 | 200 | 2 | 398000 | TRUE | 135 | 140 |  |  |  |  | LADBS | FALSE | 34.43 |  | 2016-12-16 |  | 2016-12-21 | 2017-01-10 | 2017-01-18 | 2017-01-20 | 2819 | 41900 | Up-front Payment
SCG-007194 | Commercial/Multifamily Residential | Domestic Hot Water | Gas | Southern California Gas Company | Incentive:Paid | 27943 | 20.19 |  | 1 | 1384 |  | 1384 |  | 2017-03-03 12:48 | 2017-03-09 | INTELLIGENT GREEN SOLUTIONS CA | Retrofit | Tulare | Tulare | 93274 | Lease | [7 empty] | 471.84 | 29.49 |  | Glycol | Steam Back | Solar Storage and Auxiliary Tanks are separate |  | 1 | 1 | 840 | Z13 |  |  | Other | 10002034 | 16 | 1 | 1200 | 1 | 200 | 2 | 250000 | TRUE | 170 | 170 |  | SunMaxx Solar - SmartMaxx-EMETER1000 |  | SunMaxx Solar - SmartMaxx-EMETER1000 | Tulare County | FALSE | 44.32 |  | 2016-12-12 |  | 2017-03-03 | 2017-03-09 | 2017-03-17 | 2017-03-29 | 2763 | 61339.2 | Up-front Payment
SCG-007195 | Single Family Residential | Domestic Hot Water | Gas | Southern California Gas Company | Incentive:Paid | 10238 | 70 |  | 1 SCG | 167 |  | 159 |  | 2016-12-28 13:33 | 2017-04-18 | ENVIRONMENTAL SOLAR DESIGN INC | Retrofit | Los Angeles | Los Angeles | 90042 | Host Customer is System Owner | 5 |  | 2001001E | SunEarth, Inc. | SOLARAY | TE64P-80-2G | Indirect Forced Circulation (IF) | 65.67 |  | EP-32 / EP-32-0.75 | Glycol | Advanced Controller with a Vacation or Holiday Mode | Solar Storage and Auxiliary Tanks are separate | 80 | 1 | 0.95 | 65 | Z09 | [18 empty] | City of Los Angeles | FALSE | 62.87 |  | 2011-06-01: 2016-12-12; 2011-08-03: 2016-12-28; 2011-09-20: 2017-04-18 | 2742 | 10500 | Up-front Payment
SCG-007196 | Single Family Residential | Domestic Hot Water | Gas | Southern California Gas Company | Incentive:Paid | 2239 | 29.85 |  | 1 | 75 |  | 75 |  | 2016-12-30 22:49 | 2017-06-05 | ACE MAINTENANCE & GENERAL CONTRACTOR INC | Retrofit | Granada Hills | Los Angeles | 91344 | Host Customer is System Owner | 4 |  | 2012012B | GREENoneTEC Solarindustrie GmbH | SOLPAL (formerly Solcrafte) | SOLPAL L-G | Direct Integral Collector Storage (DI) | 26.11 |  | Solpal L |  |  | Solar Storage and Auxiliary Tanks are separate | 51 | 1 | 1 | 55 | Z09 | [18 empty] | los angeles | FALSE | 133.33 |  | 2011-06-01: 2016-12-12; 2011-08-03: 2016-12-30; 2011-09-20: 2017-06-05 | 2692 | 10000 | Up-front Payment
SCG-007197 | Commercial/Multifamily Residential | Domestic Hot Water | Gas | Southern California Gas Company | Incentive:Paid | 114275 | 25 |  | 1 SCG | 4571 |  | 4571 |  | 2016-12-16 10:22 | 2017-01-12 | ALL VALLEY SOLAR INC | Retrofit | Los Angeles | Los Angeles | 90066 | Host Customer is System Owner | [7 empty] | 1146.6 | 40.95 |  | Drainback |  | Solar Storage and Auxiliary Tanks are separate |  | 1 | 1 | 2584 | Z06 | 68 | Units | Apartments/Condos | TRB-40 | 28 | 2 | 2070 | 1 | 200 | 2 | 598000 | TRUE | 134 | 140 |  | SunEarth - SETR A503 TTR U + VFS 5-100 |  | SunEarth - SETR A503 TTR U + VFS 5-100 | LADBS | FALSE | 25.02 |  | 2016-12-13 |  | 2016-12-16 | 2017-01-12 | 2017-01-26 | 2017-01-27 | 2824 | 114360 | Up-front Payment
SCG-007198 | Commercial/Multifamily Residential | Domestic Hot Water | Gas | Southern California Gas Company | Incentive:Paid | 114200 | 25 |  | 1 SCG | 4568 |  | 4568 |  | 2016-12-16 10:46 | 2017-01-13 | ALL VALLEY SOLAR INC | Retrofit | Los Angeles | Los Angeles | 90066 | Host Customer is System Owner | [7 empty] | 1146.6 | 40.95 |  | Drainback |  | Solar Storage and Auxiliary Tanks are separate |  | 1 | 1 | 2584 | Z06 | 68 | Units | Apartments/Condos | TRB-40 | 28 | 2 | 2030 | 1 | 200 | 2 | 598000 | TRUE | 135 | 140 |  | SunEarth - SETR A503 TTR U + VFS 5-100 |  | SunEarth - SETR A503 TTR U + VFS 5-100 | LADBS | FALSE | 25.04 |  | 2016-12-13 |  | 2016-12-16 | 2017-01-13 | 2017-01-26 | 2017-01-27 | 2824 | 114360 | Up-front Payment
SCG-007199 | Single Family Residential | Domestic Hot Water | Gas | Southern California Gas Company | Incentive:Paid | 9702 | 70 |  | 1 SCG | 140 |  | 139 |  | 2016-12-15 14:35 | 2017-03-20 | TITANIUM POWER INC | Retrofit | Arleta | Los Angeles | 91331 | Host Customer is System Owner | 5 |  | 2011141B | Heliodyne, Inc. | HELIOPAK | HPAK 016 1 410 G 80 ACD Z | Indirect Forced Circulation (IF) | 40.17 |  | 410 001 | Glycol | Advanced Controller with a Vacation or Holiday Mode | Solar Storage and Auxiliary Tanks are separate | 80 | 0.99 | 1 | 65 | Z09 | [18 empty] | Los Angeles | FALSE | 69.71 |  | 2011-06-01: 2016-12-13; 2011-08-03: 2016-12-15; 2011-09-20: 2017-03-20 | 2775 | 9759 | Up-front Payment
SCG-007200 | Single Family Residential | Domestic Hot Water | Gas | Southern California Gas Company | Incentive:Paid | 9800 | 70 |  | 1 SCG | 140 |  | 140 |  | 2016-12-15 13:43 | 2017-03-17 | TITANIUM POWER INC | Retrofit | Arleta | Los Angeles | 91331 | Host Customer is System Owner | 6 |  | 2011141B | Heliodyne, Inc. | HELIOPAK | HPAK 016 1 410 G 80 ACD Z | Indirect Forced Circulation (IF) | 40.17 |  | 410 001 | Glycol | Advanced Controller with a Vacation or Holiday Mode | Solar Storage and Auxiliary Tanks are separate | 80 | 1 | 1 | 75 | Z09 | [18 empty] | Los Angeles | FALSE | 70.42 |  | 2011-06-01: 2016-12-13; 2011-08-03: 2016-12-15; 2011-09-20: 2017-03-17 | 2775 | 9859 | Up-front Payment
SCG-007201 | Single Family Residential | Domestic Hot Water | Gas | Southern California Gas Company | Incentive:Paid | 9310 | 70 |  | 1 SCG | 140 |  | 133 |  | 2016-12-15 11:32 | 2017-03-17 | TITANIUM POWER INC | Retrofit | Arleta | Los Angeles | 91331 | Host Customer is System Owner | 5 |  | 2011141B | Heliodyne, Inc. | HELIOPAK | HPAK 016 1 410 G 80 ACD Z | Indirect Forced Circulation (IF) | 40.17 |  | 410 001 | Glycol | Advanced Controller with a Vacation or Holiday Mode | Solar Storage and Auxiliary Tanks are separate | 80 | 1 | 0.95 | 65 | Z09 | [18 empty] | Los Angeles | FALSE | 66.85 |  | 2011-06-01: 2016-12-13; 2011-08-03: 2016-12-15; 2011-09-20: 2017-03-17 | 2775 | 9359 | Up-front Payment
SCG-007202 | Single Family Residential | Domestic Hot Water | Gas | Southern California Gas Company | Incentive:Paid | 9800 | 70 |  | 1 SCG | 140 |  | 140 |  | 2016-12-15 10:59 | 2017-03-17 | TITANIUM POWER INC | Retrofit | Arleta | Los Angeles | 91331 | Host Customer is System Owner | 5 |  | 2011141B | Heliodyne, Inc. | HELIOPAK | HPAK 016 1 410 G 80 ACD Z | Indirect Forced Circulation (IF) | 40.17 |  | 410 001 | Glycol | Advanced Controller with a Vacation or Holiday Mode | Solar Storage and Auxiliary Tanks are separate | 80 | 1 | 1 | 65 | Z09 | [18 empty] | Los Angeles | FALSE | 70.42 |  | 2011-06-01: 2016-12-13; 2011-08-03: 2016-12-15; 2011-09-20: 2017-03-17 | 2775 | 9859 | Up-front Payment
SCG-007203 | Single Family Residential | Domestic Hot Water | Gas | Southern California Gas Company | Incentive:Paid | 9310 | 70 |  | 1 SCG | 140 |  | 133 |  | 2016-12-19 15:36 | 2017-03-21 | TITANIUM POWER INC | Retrofit | San Fernando | Los Angeles | 91342 | Host Customer is System Owner | 5 |  | 2011141B | Heliodyne, Inc. | HELIOPAK | HPAK 016 1 410 G 80 ACD Z | Indirect Forced Circulation (IF) | 40.17 |  | 410 001 | Glycol | Advanced Controller with a Vacation or Holiday Mode | Solar Storage and Auxiliary Tanks are separate | 80 | 1 | 0.95 | 65 | Z09 | [18 empty] | Los Angeles | FALSE | 66.85 |  | 2011-06-01: 2016-12-13; 2011-08-03: 2016-12-19; 2011-09-20: 2017-03-21 | 2773 | 9359 | Up-front Payment
SCG-007204 | Single Family Residential | Domestic Hot Water | Gas | Southern California Gas Company | Incentive:Paid | 9800 | 70 |  | 1 SCG | 140 |  | 140 |  | 2016-12-19 15:34 | 2017-03-21 | TITANIUM POWER INC | Retrofit | Pacoima | Los Angeles | 91331 | Host Customer is System Owner | 6 |  | 2011141B | Heliodyne, Inc. | HELIOPAK | HPAK 016 1 410 G 80 ACD Z | Indirect Forced Circulation (IF) | 40.17 |  | 410 001 | Glycol | Advanced Controller with a Vacation or Holiday Mode | Solar Storage and Auxiliary Tanks are separate | 80 | 1 | 1 | 75 | Z09 | [18 empty] | Los Angeles | FALSE | 70.42 |  | 2011-06-01: 2016-12-13; 2011-08-03: 2016-12-19; 2011-09-20: 2017-03-21 | 2773 | 9859 | Up-front Payment
SCG-007205 | Single Family Residential | Domestic Hot Water | Gas | Southern California Gas Company | Incentive:Paid | 9702 | 70 |  | 1 SCG | 140 |  | 139 |  | 2016-12-27 09:26 | 2017-03-24 | TITANIUM POWER INC | Retrofit | Pacoima | Los Angeles | 91331 | Host Customer is System Owner | 5 |  | 2011141B | Heliodyne, Inc. | HELIOPAK | HPAK 016 1 410 G 80 ACD Z | Indirect Forced Circulation (IF) | 40.17 |  | 410 001 | Glycol | Advanced Controller with a Vacation or Holiday Mode | Solar Storage and Auxiliary Tanks are separate | 80 | 0.99 | 1 | 65 | Z09 | [18 empty] | Los Angeles | FALSE | 69.71 |  | 2011-06-01: 2016-12-13; 2011-08-03: 2016-12-27; 2011-09-20: 2017-03-24 | 2766 | 9759 | Up-front Payment
SCG-007206 | Single Family Residential | Domestic Hot Water | Gas | Southern California Gas Company | Incentive:Paid | 9800 | 70 |  | 1 SCG | 140 |  | 140 |  | 2016-12-15 09:33 | 2017-03-17 | TITANIUM POWER INC | Retrofit | Pacoima | Los Angeles | 91331 | Host Customer is System Owner | 6 |  | 2011141B | Heliodyne, Inc. | HELIOPAK | HPAK 016 1 410 G 80 ACD Z | Indirect Forced Circulation (IF) | 40.17 |  | 410 001 | Glycol | Advanced Controller with a Vacation or Holiday Mode | Solar Storage and Auxiliary Tanks are separate | 80 | 1 | 1 | 75 | Z09 | [18 empty] | Los Angeles | FALSE | 70.42 |  | 2011-06-01: 2016-12-13; 2011-08-03: 2016-12-15; 2011-09-20: 2017-03-17 | 2775 | 9859 | Up-front Payment
SCG-007207 | Single Family Residential | Domestic Hot Water | Gas | Southern California Gas Company | Incentive:Paid | 9800 | 70 |  | 1 SCG | 140 |  | 140 |  | 2016-12-19 15:36 | 2017-03-21 | TITANIUM POWER INC | Retrofit | North Hills | Los Angeles | 91343 | Host Customer is System Owner | 7 |  | 2011141B | Heliodyne, Inc. | HELIOPAK | HPAK 016 1 410 G 80 ACD Z | Indirect Forced Circulation (IF) | 40.17 |  | 410 001 | Glycol | Advanced Controller with a Vacation or Holiday Mode | Solar Storage and Auxiliary Tanks are separate | 80 | 1 | 1 | 85 | Z09 | [18 empty] | Los Angeles | FALSE | 70.42 |  | 2011-06-01: 2016-12-13; 2011-08-03: 2016-12-19; 2011-09-20: 2017-03-21 | 2773 | 9859 | Up-front Payment
SCG-007208 | Single Family Residential | Domestic Hot Water | Gas | Southern California Gas Company | Incentive:Paid | 9800 | 70 |  | 1 SCG | 140 |  | 140 |  | 2016-12-16 09:28 | 2017-03-20 | TITANIUM POWER INC | Retrofit | North Hills | Los Angeles | 91343 | Host Customer is System Owner | 5 |  | 2011141B | Heliodyne, Inc. | HELIOPAK | HPAK 016 1 410 G 80 ACD Z | Indirect Forced Circulation (IF) | 40.17 |  | 410 001 | Glycol | Advanced Controller with a Vacation or Holiday Mode | Solar Storage and Auxiliary Tanks are separate | 80 | 1 | 1 | 65 | Z09 | [18 empty] | Los Angeles | FALSE | 70.42 |  | 2011-06-01: 2016-12-13; 2011-08-03: 2016-12-16; 2011-09-20: 2017-03-20 | 2775 | 9859 | Up-front Payment
SCG-007209 | Single Family Residential | Domestic Hot Water | Gas | Southern California Gas Company | Incentive:Paid | 8540 | 70 |  | 1 SCG | 122 |  | 122 |  | 2016-12-20 15:54 | 2017-03-21 | SYNTHESIS CONSTRUCTION CORP | Retrofit | Venice | Los Angeles | 90291 | Host Customer is System Owner | 4 |  | 30004079 | GREENoneTEC Solarindustrie GmbH | Solpal Plus | Solpal Plus L-GT | Direct Integral Collector Storage (DI) | 25.66 |  | Solpal Plus L |  |  | Solar Storage with Tankless Auxiliary Water Heater | 51 | 1 | 1 | 55 | Z06 | [18 empty] | LADBS | FALSE | 128.69 |  | 2011-06-01: 2016-12-13; 2011-08-03: 2016-12-20; 2011-09-20: 2017-03-21 | 2774 | 15700 | Up-front Payment
SCG-007210 | Single Family Residential | Domestic Hot Water | Gas | Southern California Gas Company | Incentive:Paid | 8540 | 70 |  | 1 SCG | 122 |  | 122 |  | 2016-12-16 13:15 | 2017-03-20 | SYNTHESIS CONSTRUCTION CORP | Retrofit | Santa Monica | Los Angeles | 90405 | Host Customer is System Owner | 4 |  | 30004079 | GREENoneTEC Solarindustrie GmbH | Solpal Plus | Solpal Plus L-GT | Direct Integral Collector Storage (DI) | 25.66 |  | Solpal Plus L |  |  | Solar Storage with Tankless Auxiliary Water Heater | 51 | 1 | 1 | 55 | Z06 | [18 empty] | Santa Monica | FALSE | 126.36 |  | 2011-06-01: 2016-12-13; 2011-08-03: 2016-12-16; 2011-09-20: 2017-03-20 | 2775 | 15415.7 | Up-front Payment
SCG-007211 | Single Family Residential | Domestic Hot Water | Gas | Southern California Gas Company | Incentive:Paid | 4366 | 29.85 |  | 1 | 174 |  | 174 |  | 2016-12-16 11:02 | 2017-04-05 | SUNTREK INDUSTRIES INC | Retrofit | Villa Park | Orange | 92861 | Host Customer is System Owner | 4 |  | 2001001F | SunEarth, Inc. | SOLARAY | TE64C-80-2G | Indirect Forced Circulation (IF) | 65.67 |  | EC-32 / EC-32-0.75 | Glycol | Advanced Controller with a Vacation or Holiday Mode | Solar Storage and Auxiliary Tanks are separate | 80 | 1 | 1 | 55 | Z08 | [18 empty] | Villa Park | FALSE | 66.09 |  | 2011-06-01: 2016-12-14; 2011-08-03: 2016-12-16; 2011-09-20: 2017-04-05 | 2742 | 11500 | Up-front Payment
SCG-007212 | Single Family Residential | Domestic Hot Water | Gas | Southern California Gas Company | Incentive:Paid | 10238 | 70 |  | 1 SCG | 148 |  | 148 |  | 2016-12-23 15:31 | 2017-04-25 | JUGE COMPANY INC | New Construction | Redondo Beach | Los Angeles | 90277 | Host Customer is System Owner |  | 3 | 30004176 | HTP, Inc. | SOLAR SKIES | DB-80-40-GB | Indirect Forced Circulation (IF) | 39.83 |  | SS-40-FP | Automatic Drainback |  | Solar and Auxiliary Storage are the same Tank | 80 | 1 | 1 | 45 | Z06 | [18 empty] | City of Redondo Beach of Redondo Beach | FALSE | 170.9 |  | 2011-06-01: 2016-12-14; 2011-08-03: 2016-12-23; 2011-09-20: 2017-04-25 | 2731 | 25293 | Up-front Payment
SDG-007213 | Low Income Multifamily Residential | Domestic Hot Water | Gas | San Diego Gas and Electric | Incentive:Canceled | 105086 | 24.89 |  | 1 | 4222 |  | 4222 |  | 2016-12-21 14:38 | 2017-01-23 | PROMISE ENERGY INC | Retrofit | Santee | Santee | 92071 | Host Customer is System Owner | [7 empty] | 982.8 | 40.95 |  | Glycol | Steam Back | Solar Storage and Auxiliary Tanks are separate |  | 1 | 1 | 6956 | Z10 | 188 | Units | Apartments/Condos | 10001803 | 24 | 1 | 1740 | 4 | 500 | 1 | 500000 | FALSE | 120 | 140 | [5 empty] | FALSE | 46.58 |  | 2016-12-14 | 2016-12-27 | 2016-12-21 | 2017-01-23 |  |  | 2833 | 196655.65 | Up-front Payment
SCG-007214 | Commercial/Multifamily Residential | Domestic Hot Water | Gas | Southern California Gas Company | Incentive:Paid | 25863 | 20.19 |  | 1 | 1281 |  | 1281 |  | 2017-06-27 09:13 | 2017-08-21 | SUN LIGHT & POWER | New Construction | Los Angeles | Los Angeles | 90095 | Host Customer is System Owner | [7 empty] | 642.72 | 40.17 |  | Drainback | Heat Dump Radiator | Solar Storage with Tankless Auxiliary Water Heater |  | 1 | 1 | 853 | Z09 | 118 |  | Other | 2010115A | 16 | 1 | 1200 | 1 | 90 | 2 | 3740000 | TRUE | 130 | 120 |  | Heliodyne - Delta-T Pro Ethernet |  | Heliodyne - Delta-T Pro Ethernet | University of California Los Angeles Building Permit | FALSE | 92.88 |  | 2017-05-24 |  | 2017-06-27 | 2017-08-21 | 2017-12-19 | 2018-02-07 | 2444 | 118976 | Up-front Payment
PGE-007215 | Commercial/Multifamily Residential | Domestic Hot Water | Gas | Pacific Gas and Electric | Incentive:Paid | 82840 | 20.19 |  | 1 | 4103 |  | 4103 |  | 2017-01-31 12:39 | 2017-02-08 | SUN LIGHT & POWER | New Construction | San Francisco | San Francisco | 94107 | Host Customer is System Owner | [7 empty] | 1285.44 | 40.17 |  | Glycol | Pressure Stagnation Protection (PSP) | Solar Storage and Auxiliary Tanks are separate |  | 1 | 1 | 4477 | Z03 | 121 | Units | Apartments/Condos | 2010115A | 32 | 2 | 1950 | 1 | 464 | 4 | 1140000 | TRUE | 125 | 125 |  | Heliodyne - Delta-T Pro Ethernet |  | Heliodyne - Delta-T Pro Ethernet | City and County of San Francisco | FALSE | 38.16 |  | 2017-01-03 | 2017-02-01 | 2017-01-31 | 2017-02-08 | 2018-04-18 | 2018-05-10 | 2348 | 156589 | Up-front Payment
SCG-007216 | Single Family Residential | Domestic Hot Water | Gas | Southern California Gas Company | Incentive:Paid | 10238 | 70 |  | 1 SCG | 181 |  | 154 |  | 2016-12-23 09:42 | 2017-03-23 | ALL VALLEY SOLAR INC | Retrofit | Castaic | Castaic | 91384 | Host Customer is System Owner | 5 |  | 30004020 | SunEarth, Inc. | Cascade 2 | C2-64-80-TLG | Indirect Forced Circulation (IF) | 65.67 |  | EC-32 / EC-32-0.75 | Automatic Drainback |  | Solar Storage with Tankless Auxiliary Water Heater | 80 | 1 | 0.85 | 65 | Z09 | [18 empty] | County of Los Angeles | FALSE | 68.09 |  | 2011-06-01: 2016-12-16; 2011-08-03: 2016-12-23; 2011-09-20: 2017-03-23 | 2770 | 12325 | Up-front Payment
SCG-007217 | Single Family Residential | Domestic Hot Water | Gas | Southern California Gas Company | Incentive:Paid | 10238 | 70 |  | 1 SCG | 161 |  | 161 |  | 2017-01-04 10:10 | 2017-04-04 | ALL VALLEY SOLAR INC | Retrofit | La Habra | La Habra | 90631 | Host Customer is System Owner | 6 |  | 2001028P | SunEarth, Inc. | CASCADE | ECRD-64-120-2G | Indirect Forced Circulation (IF) | 65.67 |  | EC-32 / EC-32-0.75 | Automatic Drainback |  | Solar Storage and Auxiliary Tanks are separate | 120 | 1 | 1 | 75 | Z08 | [18 empty] | County of Los Angeles | FALSE | 70.57 |  | 2011-06-01: 2016-12-16; 2011-08-03: 2017-01-04; 2011-09-20: 2017-04-04 | 2756 | 11362 | Up-front Payment
SCG-007218 | Single Family Residential | Domestic Hot Water | Gas | Southern California Gas Company | Incentive:Paid | 8540 | 70 |  | 1 SCG | 122 |  | 122 |  | 2017-01-11 13:08 | 2017-04-04 | SYNTHESIS CONSTRUCTION CORP | Retrofit | Venice | Los Angeles | 90291 | Host Customer is System Owner | 4 |  | 30004079 | GREENoneTEC Solarindustrie GmbH | Solpal Plus | Solpal Plus L-GT | Direct Integral Collector Storage (DI) | 25.66 |  | Solpal Plus L |  |  | Solar Storage with Tankless Auxiliary Water Heater | 51 | 1 | 1 | 55 | Z06 | [18 empty] | LADBS | FALSE | 128.69 |  | 2011-06-01: 2016-12-16; 2011-08-03: 2017-01-11; 2011-09-20: 2017-04-04 | 2754 | 15700 | Up-front Payment
SCG-007219 | Single Family Residential | Domestic Hot Water | Gas | Southern California Gas Company | Incentive:Paid | 3642 | 29.85 |  | 1 | 122 |  | 122 |  | 2017-02-28 14:48 | 2018-06-19 | SYNTHESIS CONSTRUCTION CORP | Retrofit | Los Angeles | Los Angeles | 90272 | Power Purchase Agreements | 5 |  | 30004079 | GREENoneTEC Solarindustrie GmbH | Solpal Plus | Solpal Plus L-GT | Direct Integral Collector Storage (DI) | 25.66 |  | Solpal Plus L |  |  | Solar Storage with Tankless Auxiliary Water Heater | 51 | 1 | 1 | 65 | Z06 | [18 empty] | LADBS | FALSE | 147.5 |  | 2016-12-16 | 2017-05-31 |  |  | 2017-02-28 | 2018-06-19 | 2314 | 17995 | Up-front Payment
SCG-007220 | Single Family Residential | Domestic Hot Water | Gas | Southern California Gas Company | Incentive:Paid | 9633 | 70 |  | 1 SCG | 139 |  | 138 |  | 2016-12-20 10:47 | 2017-03-21 | TITANIUM POWER INC | Retrofit | Los Angeles | Los Angeles | 90044 | Host Customer is System Owner | 6 |  | 2011141B | Heliodyne, Inc. | HELIOPAK | HPAK 016 1 410 G 80 ACD Z | Indirect Forced Circulation (IF) | 40.17 |  | 410 001 | Glycol | Advanced Controller with a Vacation or Holiday Mode | Solar Storage and Auxiliary Tanks are separate | 80 | 0.99 | 1 | 75 | Z08 | [18 empty] | Los Angeles | FALSE | 69.85 |  | 2011-06-01: 2016-12-16; 2011-08-03: 2016-12-20; 2011-09-20: 2017-03-21 | 2774 | 9709 | Up-front Payment
SCG-007222 | Single Family Residential | Domestic Hot Water | Gas | Southern California Gas Company | Incentive:Paid | 6930 | 70 |  | 1 SCG | 99 |  | 99 |  | 2016-12-20 10:46 | 2017-03-21 | TITANIUM POWER INC | Retrofit | Los Angeles | Los Angeles | 90037 | Host Customer is System Owner | 5 |  | 2005006K | Butler Sun Solutions, Inc. | SOLAR BUTLER | BSS-PV1-40GD | Indirect Forced Circulation (IF) | 32.84 |  | EC-32 / EC-32-0.75 | Glycol | Advanced Controller with a Vacation or Holiday Mode | Solar and Auxiliary Storage are the same Tank | 40 | 1 | 1 | 65 | Z08 | [18 empty] | Los Angeles | FALSE | 70.8 |  | 2011-06-01: 2016-12-16; 2011-08-03: 2016-12-20; 2011-09-20: 2017-03-21 | 2774 | 7009 | Up-front Payment
SCG-007223 | Single Family Residential | Domestic Hot Water | Gas | Southern California Gas Company | Incentive:Paid | 6930 | 70 |  | 1 SCG | 99 |  | 99 |  | 2016-12-20 10:48 | 2017-03-21 | TITANIUM POWER INC | Retrofit | Los Angeles | Los Angeles | 90037 | Host Customer is System Owner | 5 |  | 2005006K | Butler Sun Solutions, Inc. | SOLAR BUTLER | BSS-PV1-40GD | Indirect Forced Circulation (IF) | 32.84 |  | EC-32 / EC-32-0.75 | Glycol | Advanced Controller with a Vacation or Holiday Mode | Solar and Auxiliary Storage are the same Tank | 40 | 1 | 1 | 65 | Z08 | [18 empty] | Los Angeles | FALSE | 70.8 |  | 2011-06-01: 2016-12-16; 2011-08-03: 2016-12-20; 2011-09-20: 2017-03-21 | 2774 | 7009 | Up-front Payment
SCG-007224 | Single Family Residential | Domestic Hot Water | Gas | Southern California Gas Company | Incentive:Paid | 5054 | 70 |  | 1 SCG | 76 |  | 72 |  | 2016-12-30 11:24 | 2017-04-19 | Self Installer | Retrofit | Manhattan Beach | Los Angeles | 90266 | Host Customer is System Owner | 3 |  | 30004153 | Butler Sun Solutions, Inc. | Solar PV Wand | PV wand #1,350/40G | Indirect PVT (IV) | 105.07 |  | 1350W |  |  | Solar and Auxiliary Storage are the same Tank | 40 | 1 | 0.95 | 45 | Z06 | [18 empty] | Manhattan Beach | FALSE | 91.9 |  | 2011-06-01: 2016-12-18; 2011-08-03: 2016-12-30; 2011-09-20: 2017-04-19 | 2738 | 6984.56 | Up-front Payment
SCG-007225 | Commercial/Multifamily Residential | Domestic Hot Water | Gas | Southern California Gas Company | Incentive:Paid | 80800 | 25 |  | 1 SCG | 3232 |  | 3232 |  | 2016-12-29 05:16 | 2017-01-30 | CALIFORNIA SOLAR THERMAL INC | Retrofit | Upland | San Bernardino | 91786 | Host Customer is System Owner | [7 empty] | 1117.48 | 39.91 |  | Glycol | Steam Back | Solar Storage and Auxiliary Tanks are separate |  | 1 | 1 | 1920 | Z10 | 48 | Units | Apartments/Condos | 2009061E | 28 | 1 | 2000 | 1 | 119 | 1 | 528000 | TRUE | 120 | 140 |  | Maktinta Energy - Solar Brain MKTCT1006 |  | Maktinta Energy - Solar Brain MKTCT1006 | City of Upland | FALSE | 25 |  | 2016-12-27 |  | 2016-12-29 | 2017-01-30 | 2017-02-06 | 2017-02-27 | 2781 | 80800 | Up-front Payment
SCG-007226 | Commercial/Multifamily Residential | Domestic Hot Water | Gas | Southern California Gas Company | Incentive:Paid | 73100 | 25 |  | 1 SCG | 2924 |  | 2924 |  | 2016-12-29 05:17 | 2017-01-30 | CALIFORNIA SOLAR THERMAL INC | Retrofit | Upland | San Bernardino | 91786 | Host Customer is System Owner | [7 empty] | 997.75 | 39.91 |  | Glycol | Steam Back | Solar Storage and Auxiliary Tanks are separate |  | 1 | 1 | 1760 | Z10 | 44 | Units | Apartments/Condos | 2009061E | 25 | 1 | 2000 | 1 | 119 | 1 | 528000 | TRUE | 120 | 140 |  | Maktinta Energy - Solar Brain MKTCT1006 |  | Maktinta Energy - Solar Brain MKTCT1006 | City of Upland | FALSE | 25 |  | 2016-12-27 |  | 2016-12-29 | 2017-01-30 | 2017-02-06 | 2017-02-27 | 2787 | 73100 | Up-front Payment
SCG-007227 | Commercial/Multifamily Residential | Domestic Hot Water | Gas | Southern California Gas Company | Incentive:Paid | 68625 | 25 |  | 1 SCG | 2745 |  | 2745 |  | 2016-12-29 05:17 | 2017-01-30 | CALIFORNIA SOLAR THERMAL INC | Retrofit | Upland | San Bernardino | 91786 | Host Customer is System Owner | [7 empty] | 957.84 | 39.91 |  | Glycol | Steam Back | Solar Storage and Auxiliary Tanks are separate |  | 1 | 1 | 1600 | Z10 | 40 | Units | Apartments/Condos | 2009061E | 24 | 1 | 1500 | 1 | 119 | 1 | 528000 | TRUE | 120 | 140 |  | Maktinta Energy - Solar Brain MKTCT1006 |  | Maktinta Energy - Solar Brain MKTCT1006 | City of Upland | FALSE | 25 |  | 2016-12-27 |  | 2016-12-29 | 2017-01-30 | 2017-02-06 | 2017-02-27 | 2787 | 68625 | Up-front Payment
SCG-007228 | Commercial/Multifamily Residential | Domestic Hot Water | Gas | Southern California Gas Company | Incentive:Paid | 86400 | 25 |  | 1 SCG | 3456 |  | 3456 |  | 2016-12-29 05:18 | 2017-01-30 | CALIFORNIA SOLAR THERMAL INC | Retrofit | Upland | San Bernardino | 91786 | Host Customer is System Owner | [7 empty] | 1117.48 | 39.91 |  | Glycol | Steam Back | Solar Storage and Auxiliary Tanks are separate |  | 1 | 1 | 2128 | Z10 | 56 | Units | Apartments/Condos | 2009061E | 28 | 1 | 2000 | 1 | 115 | 1 | 798000 | TRUE | 120 | 140 |  | Maktinta Energy - Solar Brain MKTCT1006 |  | Maktinta Energy - Solar Brain MKTCT1006 | City of Upland | FALSE | 25 |  | 2016-12-27 |  | 2016-12-29 | 2017-01-30 | 2017-02-06 | 2017-02-27 | 2787 | 86400 | Up-front Payment
SCG-007229 | Commercial/Multifamily Residential | Domestic Hot Water | Gas | Southern California Gas Company | Incentive:Paid | 109975 | 25 |  | 1 SCG | 4399 |  | 4399 |  | 2016-12-29 05:19 | 2017-01-30 | CALIFORNIA SOLAR THERMAL INC | Retrofit | Upland | San Bernardino | 91786 | Host Customer is System Owner | [7 empty] | 1133.76 | 141.72 |  | Glycol | Steam Back | Solar Storage and Auxiliary Tanks are separate |  | 1 | 1 | 2736 | Z10 | 72 | Units | Apartments/Condos | 10001989 | 8 | 1 | 2500 | 1 | 115 | 1 | 798000 | TRUE | 120 | 140 |  | Maktinta Energy - Solar Brain MKTCT1006 |  | Maktinta Energy - Solar Brain MKTCT1006 | City of Upland | FALSE | 25 |  | 2016-12-27 |  | 2016-12-29 | 2017-01-30 | 2017-02-06 | 2017-02-27 | 2787 | 109975 | Up-front Payment
SCG-007230 | Commercial/Multifamily Residential | Domestic Hot Water | Gas | Southern California Gas Company | Incentive:Paid | 44550 | 25 |  | 1 SCG | 1782 |  | 1782 |  | 2016-12-29 05:19 | 2017-01-30 | CALIFORNIA SOLAR THERMAL INC | Retrofit | Upland | San Bernardino | 91786 | Host Customer is System Owner | [7 empty] | 425.16 | 141.72 |  | Glycol | Steam Back | Solar Storage and Auxiliary Tanks are separate |  | 1 | 1 | 1600 | Z10 | 40 | Units | Apartments/Condos | 10001989 | 3 | 1 | 1500 | 1 | 115 | 1 | 528000 | TRUE | 120 | 140 |  |  |  |  | City of Upland | FALSE | 25 |  | 2016-12-27 |  | 2016-12-29 | 2017-01-30 | 2017-02-06 | 2017-02-27 | 2787 | 44550 | Up-front Payment
SCG-007231 | Single Family Residential | Domestic Hot Water | Gas | Southern California Gas Company | Incentive:Paid | 9506 | 70 |  | 1 SCG | 140 |  | 136 |  | 2016-12-22 12:57 | 2017-03-22 | TITANIUM POWER INC | Retrofit | Los Angeles | Los Angeles | 90011 | Host Customer is System Owner | 5 |  | 2001001B | SunEarth, Inc. | SOLARAY | TE40C-80-2G | Indirect Forced Circulation (IF) | 40.86 |  | EC-40 / EC-40-0.75 | Glycol | Advanced Controller with a Vacation or Holiday Mode | Solar Storage and Auxiliary Tanks are separate | 80 | 0.97 | 1 | 65 | Z08 | [18 empty] | Los Angeles | FALSE | 68.28 |  | 2011-06-01: 2016-12-19; 2011-08-03: 2016-12-22; 2011-09-20: 2017-03-22 | 2773 | 9559 | Up-front Payment
SCG-007232 | Single Family Residential | Domestic Hot Water | Gas | Southern California Gas Company | Incentive:Paid | 8960 | 70 |  | 1 SCG | 128 |  | 128 |  | 2016-12-22 10:08 | 2017-03-21 | TITANIUM POWER INC | Retrofit | Pacoima | Los Angeles | 91331 | Host Customer is System Owner | 7 |  | 30004079 | GREENoneTEC Solarindustrie GmbH | Solpal Plus | Solpal Plus L-GT | Direct Integral Collector Storage (DI) | 25.66 |  | Solpal Plus L |  |  | Solar Storage with Tankless Auxiliary Water Heater | 51 | 1 | 1 | 85 | Z09 | [18 empty] | Los Angeles | FALSE | 70.77 |  | 2011-06-01: 2016-12-19; 2011-08-03: 2016-12-22; 2011-09-20: 2017-03-21 | 2773 | 9059 | Up-front Payment
SCG-007233 | Single Family Residential | Domestic Hot Water | Gas | Southern California Gas Company | Incentive:Paid | 9794 | 70 |  | 1 SCG | 164 |  | 154 |  | 2016-12-22 12:59 | 2017-03-22 | SOLARPONICS INC | Retrofit | San Luis Obispo | San Luis Obispo | 93401 | Host Customer is System Owner | 2 |  | 2007023A | HTP, Inc. | SOLAR SKIES | PR-80-40-GB | Indirect Forced Circulation (IF) | 39.83 |  | SS-40-FP | Glycol | Advanced Controller with a Thermal Cycling Function | Solar and Auxiliary Storage are the same Tank | 80 | 0.94 | 1 | 35 | Z05 | [18 empty] | City San Luis Obispo | FALSE | 59.72 |  | 2011-06-01: 2016-12-19; 2011-08-03: 2016-12-22; 2011-09-20: 2017-03-22 | 2773 | 9794 | Up-front Payment
SCG-007234 | Single Family Residential | Domestic Hot Water | Gas | Southern California Gas Company | Incentive:Paid | 8960 | 70 |  | 1 SCG | 128 |  | 128 |  | 2016-12-22 10:07 | 2017-03-21 | TITANIUM POWER INC | Retrofit | Pacoima | Los Angeles | 91331 | Host Customer is System Owner | 8 |  | 30004079 | GREENoneTEC Solarindustrie GmbH | Solpal Plus | Solpal Plus L-GT | Direct Integral Collector Storage (DI) | 25.66 |  | Solpal Plus L |  |  | Solar Storage with Tankless Auxiliary Water Heater | 51 | 1 | 1 | 95 | Z09 | [18 empty] | Los Angeles | FALSE | 70.77 |  | 2011-06-01: 2016-12-19; 2011-08-03: 2016-12-22; 2011-09-20: 2017-03-21 | 2773 | 9059 | Up-front Payment
SCG-007235 | Single Family Residential | Domestic Hot Water | Gas | Southern California Gas Company | Incentive:Paid | 9310 | 70 |  | 1 SCG | 140 |  | 133 |  | 2016-12-22 12:53 | 2017-03-22 | TITANIUM POWER INC | Retrofit | North Hollywood | Los Angeles | 91606 | Owner/Tenant | 6 |  | 2011141B | Heliodyne, Inc. | HELIOPAK | HPAK 016 1 410 G 80 ACD Z | Indirect Forced Circulation (IF) | 40.17 |  | 410 001 | Glycol | Advanced Controller with a Vacation or Holiday Mode | Solar Storage and Auxiliary Tanks are separate | 80 | 1 | 0.95 | 75 | Z09 | [18 empty] | Los Angeles | FALSE | 66.85 |  | 2011-06-01: 2016-12-19; 2011-08-03: 2016-12-22; 2011-09-20: 2017-03-22 | 2773 | 9359 | Up-front Payment
SCG-007236 | Single Family Residential | Domestic Hot Water | Gas | Southern California Gas Company | Incentive:Paid | 9310 | 70 |  | 1 SCG | 140 |  | 133 |  | 2016-12-22 12:56 | 2017-03-22 | TITANIUM POWER INC | Retrofit | North Hollywood | Los Angeles | 91606 | Owner/Tenant | 6 |  | 2011141B | Heliodyne, Inc. | HELIOPAK | HPAK 016 1 410 G 80 ACD Z | Indirect Forced Circulation (IF) | 40.17 |  | 410 001 | Glycol | Advanced Controller with a Vacation or Holiday Mode | Solar Storage and Auxiliary Tanks are separate | 80 | 1 | 0.95 | 75 | Z09 | [18 empty] | Los Angeles | FALSE | 66.85 |  | 2011-06-01: 2016-12-19; 2011-08-03: 2016-12-22; 2011-09-20: 2017-03-22 | 2773 | 9359 | Up-front Payment
SCG-007237 | Single Family Residential | Domestic Hot Water | Gas | Southern California Gas Company | Incentive:Paid | 9310 | 70 |  | 1 SCG | 140 |  | 133 |  | 2016-12-22 13:03 | 2017-03-22 | TITANIUM POWER INC | Retrofit | North Hollywood | Los Angeles | 91606 | Owner/Tenant | 5 |  | 2011141B | Heliodyne, Inc. | HELIOPAK | HPAK 016 1 410 G 80 ACD Z | Indirect Forced Circulation (IF) | 40.17 |  | 410 001 | Glycol | Advanced Controller with a Vacation or Holiday Mode | Solar Storage and Auxiliary Tanks are separate | 80 | 1 | 0.95 | 65 | Z09 | [18 empty] | Los Angeles | FALSE | 66.85 |  | 2011-06-01: 2016-12-19; 2011-08-03: 2016-12-22; 2011-09-20: 2017-03-22 | 2773 | 9359 | Up-front Payment
SCG-007238 | Single Family Residential | Domestic Hot Water | Gas | Southern California Gas Company | Incentive:Paid | 9800 | 70 |  | 1 SCG | 140 |  | 140 |  | 2016-12-22 12:58 | 2017-03-22 | TITANIUM POWER INC | Retrofit | Arleta | Los Angeles | 91331 | Host Customer is System Owner | 5 |  | 2011141B | Heliodyne, Inc. | HELIOPAK | HPAK 016 1 410 G 80 ACD Z | Indirect Forced Circulation (IF) | 40.17 |  | 410 001 | Glycol | Advanced Controller with a Vacation or Holiday Mode | Solar Storage and Auxiliary Tanks are separate | 80 | 1 | 1 | 65 | Z09 | [18 empty] | Los Angeles | FALSE | 70.42 |  | 2011-06-01: 2016-12-19; 2011-08-03: 2016-12-22; 2011-09-20: 2017-03-22 | 2773 | 9859 | Up-front Payment
SCG-007239 | Single Family Residential | Domestic Hot Water | Gas | Southern California Gas Company | Incentive:Paid | 9604 | 70 |  | 1 SCG | 140 |  | 137 |  | 2016-12-22 12:58 | 2017-03-22 | TITANIUM POWER INC | Retrofit | Arleta | Los Angeles | 91331 | Host Customer is System Owner | 5 |  | 2011141B | Heliodyne, Inc. | HELIOPAK | HPAK 016 1 410 G 80 ACD Z | Indirect Forced Circulation (IF) | 40.17 |  | 410 001 | Glycol | Advanced Controller with a Vacation or Holiday Mode | Solar Storage and Auxiliary Tanks are separate | 80 | 0.98 | 1 | 65 | Z09 | [18 empty] | Los Angeles | FALSE | 68.99 |  | 2011-06-01: 2016-12-19; 2011-08-03: 2016-12-22; 2011-09-20: 2017-03-22 | 2773 | 9659 | Up-front Payment
SCG-007240 | Single Family Residential | Domestic Hot Water | Gas | Southern California Gas Company | Incentive:Paid | 9702 | 70 |  | 1 SCG | 140 |  | 139 |  | 2016-12-23 14:15 | 2017-03-23 | TITANIUM POWER INC | Retrofit | Sylmar | Los Angeles | 91342 | Host Customer is System Owner | 7 |  | 2011141B | Heliodyne, Inc. | HELIOPAK | HPAK 016 1 410 G 80 ACD Z | Indirect Forced Circulation (IF) | 40.17 |  | 410 001 | Glycol | Advanced Controller with a Vacation or Holiday Mode | Solar Storage and Auxiliary Tanks are separate | 80 | 0.99 | 1 | 85 | Z09 | [18 empty] | Los Angeles | FALSE | 69.71 |  | 2011-06-01: 2016-12-19; 2011-08-03: 2016-12-23; 2011-09-20: 2017-03-23 | 2770 | 9759 | Up-front Payment
SCG-007241 | Single Family Residential | Domestic Hot Water | Gas | Southern California Gas Company | Incentive:Paid | 9870 | 70 |  | 1 SCG | 141 |  | 141 |  | 2016-12-22 12:59 | 2017-03-22 | TITANIUM POWER INC | Retrofit | Arleta | Los Angeles | 91331 | Host Customer is System Owner | 5 |  | 2001001B | SunEarth, Inc. | SOLARAY | TE40C-80-2G | Indirect Forced Circulation (IF) | 40.86 |  | EC-40 / EC-40-0.75 | Glycol | Advanced Controller with a Vacation or Holiday Mode | Solar Storage and Auxiliary Tanks are separate | 80 | 1 | 1 | 65 | Z09 | [18 empty] | Los Angeles | FALSE | 70.63 |  | 2011-06-01: 2016-12-19; 2011-08-03: 2016-12-22; 2011-09-20: 2017-03-22 | 2773 | 9959 | Up-front Payment
SCG-007242 | Single Family Residential | Domestic Hot Water | Gas | Southern California Gas Company | Incentive:Paid | 9937 | 70 |  | 1 SCG | 167 |  | 142 |  | 2017-01-12 15:52 | 2017-04-04 | EVOLUTION ENERGY SOLUTIONS L L C | Retrofit | Los Angeles | Los Angeles | 90059 | Host Customer is System Owner | 6 |  | 2008024F | SunEarth, Inc. | SOLARAY | TE40P-80-TLG | Indirect Forced Circulation (IF) | 40.9 |  | EP-40 / EP-40-0.75 | Glycol | Advanced Controller with a Vacation or Holiday Mode | Solar Storage with Tankless Auxiliary Water Heater | 80 | 1 | 0.85 | 75 | Z08 | [18 empty] | Los Angeles | FALSE | 59.5 |  | 2011-06-01: 2016-12-19; 2011-08-03: 2017-01-12; 2011-09-20: 2017-04-04 | 2756 | 9937 | Up-front Payment
SCG-007243 | Single Family Residential | Domestic Hot Water | Gas | Southern California Gas Company | Incentive:Paid | 8540 | 70 |  | 1 SCG | 122 |  | 122 |  | 2016-12-21 08:12 | 2017-03-21 | SYNTHESIS CONSTRUCTION CORP | Retrofit | Santa Monica | Los Angeles | 90404 | Host Customer is System Owner | 4 |  | 30004079 | GREENoneTEC Solarindustrie GmbH | Solpal Plus | Solpal Plus L-GT | Direct Integral Collector Storage (DI) | 25.66 |  | Solpal Plus L |  |  | Solar Storage with Tankless Auxiliary Water Heater | 51 | 1 | 1 | 55 | Z06 | [18 empty] | Santa Monica | FALSE | 126.36 |  | 2011-06-01: 2016-12-20; 2011-08-03: 2016-12-21; 2011-09-20: 2017-03-21 | 2773 | 15415.7 | Up-front Payment
SCG-007244 | Single Family Residential | Domestic Hot Water | Gas | Southern California Gas Company | Incentive:Paid | 10238 | 70 |  | 1 SCG | 156 |  | 148 |  | 2016-12-21 09:24 | 2017-03-21 | ALL VALLEY SOLAR INC | Retrofit | Aliso Viejo | Aliso Viejo | 92656 | Host Customer is System Owner | 4 |  | 2001028H | SunEarth, Inc. | CASCADE | ECRD-64-80-2G | Indirect Forced Circulation (IF) | 65.67 |  | EC-32 / EC-32-0.75 | Automatic Drainback |  | Solar Storage and Auxiliary Tanks are separate | 80 | 1 | 0.95 | 55 | Z06 | [18 empty] | City of Aliso Viejo | FALSE | 68.07 |  | 2011-06-01: 2016-12-20; 2011-08-03: 2016-12-21; 2011-09-20: 2017-03-21 | 2773 | 10619.43 | Up-front Payment
SCG-007245 | Single Family Residential | Domestic Hot Water | Gas | Southern California Gas Company | Incentive:Paid | 9800 | 70 |  | 1 SCG | 140 |  | 140 |  | 2016-12-23 14:09 | 2017-03-23 | TITANIUM POWER INC | Retrofit | Pacoima | Los Angeles | 91331 | Host Customer is System Owner | 7 |  | 2011141B | Heliodyne, Inc. | HELIOPAK | HPAK 016 1 410 G 80 ACD Z | Indirect Forced Circulation (IF) | 40.17 |  | 410 001 | Glycol | Advanced Controller with a Vacation or Holiday Mode | Solar Storage and Auxiliary Tanks are separate | 80 | 1 | 1 | 85 | Z09 | [18 empty] | Los Angeles | FALSE | 70.49 |  | 2011-06-01: 2016-12-20; 2011-08-03: 2016-12-23; 2011-09-20: 2017-03-23 | 2770 | 9868 | Up-front Payment
SCG-007246 | Single Family Residential | Domestic Hot Water | Gas | Southern California Gas Company | Incentive:Paid | 9800 | 70 |  | 1 SCG | 140 |  | 140 |  | 2016-12-23 14:11 | 2017-03-23 | TITANIUM POWER INC | Retrofit | Pacoima | Los Angeles | 91331 | Host Customer is System Owner | 7 |  | 2011141B | Heliodyne, Inc. | HELIOPAK | HPAK 016 1 410 G 80 ACD Z | Indirect Forced Circulation (IF) | 40.17 |  | 410 001 | Glycol | Advanced Controller with a Vacation or Holiday Mode | Solar Storage and Auxiliary Tanks are separate | 80 | 1 | 1 | 85 | Z09 | [18 empty] | Los Angeles | FALSE | 70.42 |  | 2011-06-01: 2016-12-20; 2011-08-03: 2016-12-23; 2011-09-20: 2017-03-23 | 2770 | 9859 | Up-front Payment
SCG-007247 | Single Family Residential | Domestic Hot Water | Gas | Southern California Gas Company | Incentive:Paid | 7648 | 70 |  | 1 SCG | 115 |  | 109 |  | 2016-12-27 23:12 | 2017-04-04 | ACE MAINTENANCE & GENERAL CONTRACTOR INC | Retrofit | Simi Valley | Ventura | 93063 | Host Customer is System Owner | 2 |  | 2012012D | GREENoneTEC Solarindustrie GmbH | SOLPAL (formerly Solcrafte) | SOLPAL L-GT | Direct Integral Collector Storage (DI) | 26.11 |  | Solpal L |  |  | Solar Storage with Tankless Auxiliary Water Heater | 51 | 1 | 0.95 | 35 | Z09 | [18 empty] | City of Simi Valley | FALSE | 110.43 |  | 2011-06-01: 2016-12-21; 2011-08-03: 2016-12-27; 2011-09-20: 2017-04-04 | 2749 | 12700 | Up-front Payment
SCG-007248 | Single Family Residential | Domestic Hot Water | Gas | Southern California Gas Company | Incentive:Paid | 10238 | 70 |  | 1 SCG | 160 |  | 160 |  | 2016-12-28 17:31 | 2017-04-04 | SUNLIGHT ENERGY SYSTEMS INC | Retrofit | HUNTINGTON BEAH | Orange | 92646 | Host Customer is System Owner | 5 |  | 2001001E | SunEarth, Inc. | SOLARAY | TE64P-80-2G | Indirect Forced Circulation (IF) | 65.67 |  | EP-32 / EP-32-0.75 | Glycol | Advanced Controller with a Vacation or Holiday Mode | Solar Storage and Auxiliary Tanks are separate | 80 | 1 | 1 | 65 | Z06 | [18 empty] | HUNTINGTON BEACH | FALSE | 65 |  | 2011-06-01: 2016-12-21; 2011-08-03: 2016-12-28; 2011-09-20: 2017-04-04 | 2753 | 10400 | Up-front Payment
SCG-007249 | Single Family Residential | Domestic Hot Water | Gas | Southern California Gas Company | Incentive:Paid | 10238 | 70 |  | 1 SCG | 181 |  | 172 |  | 2017-02-07 16:14 | 2017-03-17 | ALL VALLEY SOLAR INC | Retrofit | North Hollywood | North Hollywood | 91601 | Host Customer is System Owner | 4 |  | 30004020 | SunEarth, Inc. | Cascade 2 | C2-64-80-TLG | Indirect Forced Circulation (IF) | 65.67 |  | EP-32 / EP-32-0.75 | Automatic Drainback |  | Solar Storage with Tankless Auxiliary Water Heater | 80 | 1 | 0.95 | 55 | Z09 | [18 empty] | LADBS | FALSE | 79.01 |  | 2011-06-01: 2016-12-21; 2011-08-03: 2017-02-07; 2011-09-20: 2017-03-17 | 2770 | 14300 | Up-front Payment
SCG-007250 | Single Family Residential | Domestic Hot Water | Gas | Southern California Gas Company | Incentive:Paid | 6584 | 70 |  | 1 SCG | 99 |  | 94 |  | 2016-12-26 09:20 | 2017-03-23 | TITANIUM POWER INC | Retrofit | Los Angeles | Los Angeles | 90016 | Host Customer is System Owner | 6 |  | 2005006K | Butler Sun Solutions, Inc. | SOLAR BUTLER | BSS-PV1-40GD | Indirect Forced Circulation (IF) | 32.84 |  | EC-32 / EC-32-0.75 |  |  | Solar and Auxiliary Storage are the same Tank | 40 | 1 | 0.95 | 75 | Z08 | [18 empty] | Los Angeles | FALSE | 67.26 |  | 2011-06-01: 2016-12-21; 2011-08-03: 2016-12-26; 2011-09-20: 2017-03-23 | 2769 | 6659 | Up-front Payment
SCG-007251 | Single Family Residential | Domestic Hot Water | Gas | Southern California Gas Company | Incentive:Paid | 6584 | 70 |  | 1 SCG | 99 |  | 94 |  | 2016-12-26 09:19 | 2017-03-23 | TITANIUM POWER INC | Retrofit | Los Angeles | Los Angeles | 90047 | Host Customer is System Owner | 5 |  | 2005006K | Butler Sun Solutions, Inc. | SOLAR BUTLER | BSS-PV1-40GD | Indirect Forced Circulation (IF) | 32.84 |  | EC-32 / EC-32-0.75 |  |  | Solar and Auxiliary Storage are the same Tank | 40 | 1 | 0.95 | 65 | Z08 | [18 empty] | Los Angeles | FALSE | 67.26 |  | 2011-06-01: 2016-12-21; 2011-08-03: 2016-12-26; 2011-09-20: 2017-03-23 | 2770 | 6659 | Up-front Payment
SCG-007252 | Single Family Residential | Domestic Hot Water | Gas | Southern California Gas Company | Incentive:Paid | 6861 | 70 |  | 1 SCG | 99 |  | 98 |  | 2016-12-26 09:15 | 2017-03-23 | TITANIUM POWER INC | Retrofit | Los Angeles | Los Angeles | 90011 | Host Customer is System Owner | 5 |  | 2005006K | Butler Sun Solutions, Inc. | SOLAR BUTLER | BSS-PV1-40GD | Indirect Forced Circulation (IF) | 32.84 |  | EC-32 / EC-32-0.75 |  |  | Solar and Auxiliary Storage are the same Tank | 40 | 0.99 | 1 | 65 | Z08 | [18 empty] | Los Angeles | FALSE | 70.29 |  | 2011-06-01: 2016-12-21; 2011-08-03: 2016-12-26; 2011-09-20: 2017-03-23 | 2770 | 6959 | Up-front Payment
SCG-007253 | Single Family Residential | Domestic Hot Water | Gas | Southern California Gas Company | Incentive:Paid | 9310 | 70 |  | 1 SCG | 133 |  | 133 |  | 2016-12-27 09:35 | 2017-03-24 | EVOLUTION ENERGY SOLUTIONS L L C | Retrofit | Los Angeles | Los Angeles | 90061 | Host Customer is System Owner | 4 |  | 2001001A | SunEarth, Inc. | SOLARAY | TE40P-80-2G | Indirect Forced Circulation (IF) | 40.9 |  | EP-40 / EP-40-0.75 | Glycol | Advanced Controller with a Vacation or Holiday Mode | Solar Storage and Auxiliary Tanks are separate | 80 | 1 | 1 | 55 | Z08 | [18 empty] | Los Angeles | FALSE | 70 |  | 2011-06-01: 2016-12-21; 2011-08-03: 2016-12-27; 2011-09-20: 2017-03-24 | 2767 | 9310 | Up-front Payment
SCG-007254 | Single Family Residential | Domestic Hot Water | Gas | Southern California Gas Company | Incentive:Paid | 6584 | 70 |  | 1 SCG | 99 |  | 94 |  | 2016-12-26 09:14 | 2017-03-23 | TITANIUM POWER INC | Retrofit | Los Angeles | Los Angeles | 90018 | Owner/Tenant | 5 |  | 2005006K | Butler Sun Solutions, Inc. | SOLAR BUTLER | BSS-PV1-40GD | Indirect Forced Circulation (IF) | 32.84 |  | EC-32 / EC-32-0.75 |  |  | Solar and Auxiliary Storage are the same Tank | 40 | 1 | 0.95 | 65 | Z08 | [18 empty] | Los Angeles | FALSE | 67.26 |  | 2011-06-01: 2016-12-21; 2011-08-03: 2016-12-26; 2011-09-20: 2017-03-23 | 2770 | 6659 | Up-front Payment
PGE-007256 | Single Family Residential | Domestic Hot Water | Gas | Pacific Gas and Electric | Incentive:Paid | 4366 | 29.85 |  | 1 | 159 |  | 159 |  | 2017-05-05 15:59 | 2017-05-10 | BONNEY INC | New Construction | SAN ANSELMO | Marin | 94960 | Host Customer is System Owner |  | 3 | 2007023A | HTP, Inc. | SOLAR SKIES | PR-80-40-GB | Indirect Forced Circulation (IF) | 39.83 |  | SS-40-FP | Glycol | Advanced Controller with a Vacation or Holiday Mode | Solar and Auxiliary Storage are the same Tank | 80 | 1 | 1 | 45 | Z02 | [18 empty] | San Anselmo, Marin County,CA, | FALSE | 122.64 |  | 2011-06-01: 2016-12-22; 2011-08-03: 2017-05-05; 2011-09-20: 2017-05-10 | 2711 | 19500 | Up-front Payment
SCG-007258 | Single Family Residential | Domestic Hot Water | Gas | Southern California Gas Company | Incentive:Paid | 10238 | 70 |  | 1 SCG | 161 |  | 161 |  | 2016-12-28 09:49 | 2017-04-14 | ALL VALLEY SOLAR INC | Retrofit | La Crescenta | La Crescenta | 91214 | Host Customer is System Owner | 4 |  | 30004019 | SunEarth, Inc. | Cascade 2 | C2-40-80-TLG | Indirect Forced Circulation (IF) | 40.95 |  | TRB-40 | Automatic Drainback |  | Solar Storage with Tankless Auxiliary Water Heater | 80 | 1 | 1 | 55 | Z09 | [18 empty] | County of Los Angeles | FALSE | 66.61 |  | 2011-06-01: 2016-12-22; 2011-08-03: 2016-12-28; 2011-09-20: 2017-04-14 | 2742 | 10724 | Up-front Payment
SCG-007259 | Single Family Residential | Domestic Hot Water | Gas | Southern California Gas Company | Incentive:Paid | 9800 | 70 |  | 1 SCG | 140 |  | 140 |  | 2016-12-26 12:12 | 2017-03-23 | TITANIUM POWER INC | Retrofit | Pacoima | Los Angeles | 91331 | Host Customer is System Owner | 5 |  | 2011141B | Heliodyne, Inc. | HELIOPAK | HPAK 016 1 410 G 80 ACD Z | Indirect Forced Circulation (IF) | 40.17 |  | 410 001 | Glycol | Advanced Controller with a Vacation or Holiday Mode | Solar Storage and Auxiliary Tanks are separate | 80 | 1 | 1 | 65 | Z09 | [18 empty] | Los Angeles | FALSE | 70.49 |  | 2011-06-01: 2016-12-22; 2011-08-03: 2016-12-26; 2011-09-20: 2017-03-23 | 2769 | 9868 | Up-front Payment
SCG-007260 | Single Family Residential | Domestic Hot Water | Gas | Southern California Gas Company | Incentive:Paid | 9800 | 70 |  | 1 SCG | 140 |  | 140 |  | 2016-12-26 12:11 | 2017-03-23 | TITANIUM POWER INC | Retrofit | N. Hollywood | Los Angeles | 91605 | Host Customer is System Owner | 5 |  | 2011141B | Heliodyne, Inc. | HELIOPAK | HPAK 016 1 410 G 80 ACD Z | Indirect Forced Circulation (IF) | 40.17 |  | 410 001 | Glycol | Advanced Controller with a Vacation or Holiday Mode | Solar Storage and Auxiliary Tanks are separate | 80 | 1 | 1 | 65 | Z09 | [18 empty] | Los Angeles | FALSE | 70.24 |  | 2011-06-01: 2016-12-22; 2011-08-03: 2016-12-26; 2011-09-20: 2017-03-23 | 2769 | 9833 | Up-front Payment
SCG-007261 | Single Family Residential | Domestic Hot Water | Gas | Southern California Gas Company | Incentive:Paid | 9800 | 70 |  | 1 SCG | 140 |  | 140 |  | 2016-12-26 12:09 | 2017-03-23 | TITANIUM POWER INC | Retrofit | Sun Valley | Los Angeles | 91352 | Host Customer is System Owner | 6 |  | 2011141B | Heliodyne, Inc. | HELIOPAK | HPAK 016 1 410 G 80 ACD Z | Indirect Forced Circulation (IF) | 40.17 |  | 410 001 | Glycol | Advanced Controller with a Vacation or Holiday Mode | Solar Storage and Auxiliary Tanks are separate | 80 | 1 | 1 | 75 | Z09 | [18 empty] | Los Angeles | FALSE | 70.52 |  | 2011-06-01: 2016-12-22; 2011-08-03: 2016-12-26; 2011-09-20: 2017-03-23 | 2769 | 9873 | Up-front Payment
SCG-007262 | Single Family Residential | Domestic Hot Water | Gas | Southern California Gas Company | Incentive:Paid | 9800 | 70 |  | 1 SCG | 140 |  | 140 |  | 2016-12-27 09:28 | 2017-03-24 | TITANIUM POWER INC | Retrofit | North Hollywood | Los Angeles | 91605 | Host Customer is System Owner | 6 |  | 2011141B | Heliodyne, Inc. | HELIOPAK | HPAK 016 1 410 G 80 ACD Z | Indirect Forced Circulation (IF) | 40.17 |  | 410 001 | Glycol | Advanced Controller with a Vacation or Holiday Mode | Solar Storage and Auxiliary Tanks are separate | 80 | 1 | 1 | 75 | Z09 | [18 empty] | Los Angeles | FALSE | 70.38 |  | 2011-06-01: 2016-12-22; 2011-08-03: 2016-12-27; 2011-09-20: 2017-03-24 | 2766 | 9853 | Up-front Payment
SCG-007263 | Single Family Residential | Domestic Hot Water | Gas | Southern California Gas Company | Incentive:Paid | 9800 | 70 |  | 1 SCG | 140 |  | 140 |  | 2016-12-27 09:31 | 2017-03-24 | TITANIUM POWER INC | Retrofit | Sun Valley | Los Angeles | 91352 | Host Customer is System Owner | 7 |  | 2011141B | Heliodyne, Inc. | HELIOPAK | HPAK 016 1 410 G 80 ACD Z | Indirect Forced Circulation (IF) | 40.17 |  | 410 001 | Glycol | Advanced Controller with a Vacation or Holiday Mode | Solar Storage and Auxiliary Tanks are separate | 80 | 1 | 1 | 85 | Z09 | [18 empty] | Los Angeles | FALSE | 70.52 |  | 2011-06-01: 2016-12-22; 2011-08-03: 2016-12-27; 2011-09-20: 2017-03-24 | 2766 | 9873 | Up-front Payment
SCG-007264 | Single Family Residential | Domestic Hot Water | Gas | Southern California Gas Company | Incentive:Paid | 9800 | 70 |  | 1 SCG | 140 |  | 140 |  | 2016-12-31 09:38 | 2017-03-31 | TITANIUM POWER INC | Retrofit | Sun Valley | Los Angeles | 91352 | Host Customer is System Owner | 6 |  | 2011141B | Heliodyne, Inc. | HELIOPAK | HPAK 016 1 410 G 80 ACD Z | Indirect Forced Circulation (IF) | 40.17 |  | 410 001 | Glycol | Advanced Controller with a Vacation or Holiday Mode | Solar Storage and Auxiliary Tanks are separate | 80 | 1 | 1 | 75 | Z09 | [18 empty] | Los Angeles | FALSE | 70.49 |  | 2011-06-01: 2016-12-22; 2011-08-03: 2016-12-31; 2011-09-20: 2017-03-31 | 2761 | 9868 | Up-front Payment
SCG-007265 | Single Family Residential | Domestic Hot Water | Gas | Southern California Gas Company | Incentive:Paid | 9310 | 70 |  | 1 SCG | 140 |  | 133 |  | 2016-12-23 14:12 | 2017-03-23 | TITANIUM POWER INC | Retrofit | North Hollywood | Los Angeles | 91605 | Host Customer is System Owner | 5 |  | 2011141B | Heliodyne, Inc. | HELIOPAK | HPAK 016 1 410 G 80 ACD Z | Indirect Forced Circulation (IF) | 40.17 |  | 410 001 | Glycol | Advanced Controller with a Vacation or Holiday Mode | Solar Storage and Auxiliary Tanks are separate | 80 | 1 | 0.95 | 65 | Z09 | [18 empty] | Los Angeles | FALSE | 66.74 |  | 2011-06-01: 2016-12-22; 2011-08-03: 2016-12-23; 2011-09-20: 2017-03-23 | 2770 | 9343 | Up-front Payment
SCG-007266 | Single Family Residential | Domestic Hot Water | Gas | Southern California Gas Company | Incentive:Paid | 9800 | 70 |  | 1 SCG | 140 |  | 140 |  | 2016-12-31 12:52 | 2017-03-31 | TITANIUM POWER INC | Retrofit | Pacoima | Los Angeles | 91331 | Host Customer is System Owner | 8 |  | 2011141B | Heliodyne, Inc. | HELIOPAK | HPAK 016 1 410 G 80 ACD Z | Indirect Forced Circulation (IF) | 40.17 |  | 410 001 | Glycol | Advanced Controller with a Vacation or Holiday Mode | Solar Storage and Auxiliary Tanks are separate | 80 | 1 | 1 | 95 | Z09 | [18 empty] | Los ANgeles | FALSE | 70.49 |  | 2011-06-01: 2016-12-22; 2011-08-03: 2016-12-31; 2011-09-20: 2017-03-31 | 2760 | 9868 | Up-front Payment
SCG-007267 | Single Family Residential | Domestic Hot Water | Gas | Southern California Gas Company | Incentive:Paid | 9702 | 70 |  | 1 SCG | 140 |  | 139 |  | 2016-12-26 12:14 | 2017-03-23 | TITANIUM POWER INC | Retrofit | Sun Valley | Los Angeles | 91352 | Host Customer is System Owner | 6 |  | 2011141B | Heliodyne, Inc. | HELIOPAK | HPAK 016 1 410 G 80 ACD Z | Indirect Forced Circulation (IF) | 40.17 |  | 410 001 | Glycol | Advanced Controller with a Vacation or Holiday Mode | Solar Storage and Auxiliary Tanks are separate | 80 | 0.99 | 1 | 75 | Z09 | [18 empty] | Los Angeles | FALSE | 69.59 |  | 2011-06-01: 2016-12-22; 2011-08-03: 2016-12-26; 2011-09-20: 2017-03-23 | 2769 | 9743 | Up-front Payment
PGE-007269 | Commercial/Multifamily Residential | Domestic Hot Water; Space Heating | Gas | Pacific Gas and Electric | Reservation:Canceled | 31200 | 8.58 |  | 2 | 2100 |  | 2100 |  |  |  |  | Retrofit | san francisco | San Francisco | 94123 | Host Customer is System Owner | [7 empty] | 245.4 | 40.9 |  | Glycol | Advanced Controller with a Vacation or Holiday Mode | Solar and Auxiliary Storage are the same Tank |  | 1 | 1 | 180 | Z05 | 6 | Units | Apartments/Condos | EC-40 | 6 | 6 | 360 | 3 | 0 | 0 | 0 | TRUE | 110 | 120 | [5 empty] | FALSE | 14.86 |  | 2011-06-01: 2016-12-22 | 2865 | 31200 | Performance-Based Incentive