SCG-013604 | Commercial/Multifamily Residential | Domestic Hot Water | Gas | Southern California Gas Company | Incentive:Paid | 17000 | 20.19 |  | 1 | 842 |  | 842 |  | 2019-05-20 06:09 | 2019-06-25 | INTELLIGENT GREEN SOLUTIONS CA | Retrofit | Kingsburg | Fresno | 93631 | Lease | [7 empty] | 235.92 | 29.49 |  | Glycol | Steam Back | Solar Storage with Tankless Auxiliary Water Heater |  | 1 | 1 | 1200 | Z13 | 500 | Full meals served | Meal Service Restaurant | 10002034 | 8 | 1 | 300 | 1 | 40 | 2 | 199900 | FALSE | 160 | 140 |  |  |  |  | City of Kingsburg | FALSE | 36.42 |  | 2019-04-24 |  | 2019-05-20 | 2019-06-25 | 2019-06-26 | 2019-06-26 | 1929 | 30669 | Up-front Payment
SCG-013605 | Multifamily Residential - Disadvantaged Community | Domestic Hot Water | Gas | Southern California Gas Company | Incentive:Paid | 8904 | 20.19 |  | 1 | 441 |  | 441 |  | 2019-05-21 11:32 | 2019-06-27 | INTELLIGENT GREEN SOLUTIONS CA | Retrofit | Riverdale | Fresno | 93656 | Lease | [7 empty] | 176.94 | 29.49 |  | Glycol | Steam Back | Solar Storage and Auxiliary Tanks are separate |  | 1 | 1 | 240 | Z13 | 350 | Full meals served | Quick Service Restaurant | 10002034 | 6 | 1 | 350 | 1 | 40 | 1 | 30000 | FALSE | 160 | 140 |  |  |  |  | Tulare | FALSE | 52.16 |  | 2019-04-24 |  | 2019-05-21 | 2019-06-27 | 2019-07-23 | 2019-07-24 | 1914 | 23002 | Up-front Payment
SCG-013606 | Low Income Single Family Residential | Domestic Hot Water | Gas | Southern California Gas Company | Incentive:Paid | 4428 | 36.9 |  | 1 | 150 |  | 120 |  | 2019-04-25 10:17 | 2019-05-09 | MAC GREINE ENERGY CORP | Retrofit | los angeles | Los Angeles | 90044 | Host Customer is System Owner | 4 |  | 30004247 | Heliodyne, Inc. | HELIO-PAS | HPAS 1 410 G 80 AC D Z | Indirect Forced Circulation (IF) | 40.26 |  | 410 001 | Glycol | Pressure Stagnation Protection (PSP) | Solar Storage and Auxiliary Tanks are separate | 80 | 1 | 0.8 | 55 | Z08 | [18 empty] | city of Los Angeles | FALSE | 35.05 |  | 2011-06-01: 2019-04-24; 2011-08-03: 2019-04-25; 2011-09-20: 2019-05-09 | 1993 | 5258 | Up-front Payment
SCG-013607 | Low Income Single Family Residential | Domestic Hot Water | Gas | Southern California Gas Company | Incentive:Paid | 4705 | 36.9 |  | 1 | 150 |  | 128 |  | 2019-04-25 09:33 | 2019-04-26 | MAC GREINE ENERGY CORP | Retrofit | los Angeles | Los Angeles | 90044 | Host Customer is System Owner | 4 |  | 30004247 | Heliodyne, Inc. | HELIO-PAS | HPAS 1 410 G 80 AC D Z | Indirect Forced Circulation (IF) | 40.26 |  | 410 001 | Glycol | Pressure Stagnation Protection (PSP) | Solar Storage and Auxiliary Tanks are separate | 80 | 1 | 0.85 | 55 | Z08 | [11 empty] | FALSE | [6 empty] | City of Los Angeles | FALSE | 31.37 |  | 2011-06-01: 2019-04-24; 2011-08-03: 2019-04-25; 2011-09-20: 2019-04-26 | 2006 | 4705 | Up-front Payment
SCG-013608 | Low Income Single Family Residential | Domestic Hot Water | Gas | Southern California Gas Company | Incentive:Paid | 4705 | 36.9 |  | 1 | 150 |  | 128 |  | 2019-04-25 08:39 | 2019-04-26 | MAC GREINE ENERGY CORP | Retrofit | los Angeles | Los Angeles | 90044 | Host Customer is System Owner | 5 |  | 30004247 | Heliodyne, Inc. | HELIO-PAS | HPAS 1 410 G 80 AC D Z | Indirect Forced Circulation (IF) | 40.26 |  | 410 001 | Glycol | Pressure Stagnation Protection (PSP) | Solar Storage and Auxiliary Tanks are separate | 80 | 1 | 0.85 | 65 | Z08 | [18 empty] | City of Los Angeles | FALSE | 31.37 |  | 2011-06-01: 2019-04-24; 2011-08-03: 2019-04-25; 2011-09-20: 2019-04-26 | 2006 | 4705 | Up-front Payment
SCG-013609 | Low Income Single Family Residential | Domestic Hot Water | Gas | Southern California Gas Company | Incentive:Paid | 5397 | 36.9 |  | 1 | 150 |  | 150 |  | 2019-04-25 09:22 | 2019-04-26 | MAC GREINE ENERGY CORP | Retrofit | los Angeles | Los Angeles | 90044 | Host Customer is System Owner | 4 |  | 30004247 | Heliodyne, Inc. | HELIO-PAS | HPAS 1 410 G 80 AC D Z | Indirect Forced Circulation (IF) | 40.26 |  | 410 001 | Glycol | Pressure Stagnation Protection (PSP) | Solar Storage and Auxiliary Tanks are separate | 80 | 1 | 1 | 55 | Z08 | [18 empty] | City of Los Angeles | FALSE | 35.98 |  | 2011-06-01: 2019-04-24; 2011-08-03: 2019-04-25; 2011-09-20: 2019-04-26 | 2006 | 5397 | Up-front Payment
SCG-013610 | Low Income Single Family Residential | Domestic Hot Water | Gas | Southern California Gas Company | Incentive:Paid | 5397 | 36.9 |  | 1 | 150 |  | 150 |  | 2019-04-25 08:30 | 2019-04-25 | MAC GREINE ENERGY CORP | Retrofit | los Angeles | Los Angeles | 90044 | Host Customer is System Owner | 4 |  | 30004247 | Heliodyne, Inc. | HELIO-PAS | HPAS 1 410 G 80 AC D Z | Indirect Forced Circulation (IF) | 40.26 |  | 410 001 |  |  | Solar Storage and Auxiliary Tanks are separate | 80 | 1 | 1 | 55 | Z08 | [18 empty] | City of Los Angeles | FALSE | 35.98 |  | 2011-06-01: 2019-04-24; 2011-08-03: 2019-04-25; 2011-09-20: 2019-04-25 | 2006 | 5397 | Up-front Payment
SCG-013611 | Low Income Single Family Residential | Domestic Hot Water | Gas | Southern California Gas Company | Incentive:Paid | 5397 | 36.9 |  | 1 | 150 |  | 150 |  | 2019-04-25 08:15 | 2019-04-25 | MAC GREINE ENERGY CORP | Retrofit | los Angeles | Los Angeles | 90044 | Host Customer is System Owner | 6 |  | 30004247 | Heliodyne, Inc. | HELIO-PAS | HPAS 1 410 G 80 AC D Z | Indirect Forced Circulation (IF) | 40.26 |  | 410 001 | Glycol | Pressure Stagnation Protection (PSP) | Solar Storage and Auxiliary Tanks are separate | 80 | 1 | 1 | 75 | Z08 | [18 empty] | city of Los Angeles | FALSE | 35.98 |  | 2011-06-01: 2019-04-24; 2011-08-03: 2019-04-25; 2011-09-20: 2019-04-25 | 2006 | 5397 | Up-front Payment
SCG-013612 | Low Income Single Family Residential | Domestic Hot Water | Gas | Southern California Gas Company | Incentive:Paid | 4705 | 36.9 |  | 1 | 150 |  | 128 |  | 2019-04-25 08:04 | 2019-05-13 | MAC GREINE ENERGY CORP | Retrofit | los Angeles | Los Angeles | 90044 | Owner/Tenant | 8 |  | 30004247 | Heliodyne, Inc. | HELIO-PAS | HPAS 1 410 G 80 AC D Z | Indirect Forced Circulation (IF) | 40.26 |  | 410 001 | Glycol | Pressure Stagnation Protection (PSP) | Solar Storage and Auxiliary Tanks are separate | 80 | 1 | 0.85 | 95 | Z08 | [18 empty] | city of Los Angeles | FALSE | 31.37 |  | 2011-06-01: 2019-04-24; 2011-08-03: 2019-04-25; 2011-09-20: 2019-05-13 | 1991 | 4705 | Up-front Payment
SCG-013613 | Low Income Single Family Residential | Domestic Hot Water | Gas | Southern California Gas Company | Incentive:Paid | 5397 | 36.9 |  | 1 | 148 |  | 148 |  | 2019-04-29 10:41 | 2019-05-06 | TITANIUM POWER INC | Retrofit | Pomona | Pomona | 91766 | Host Customer is System Owner | 4 |  | 30004272 | Butler Sun Solutions, Inc. | SOLAR BUTLER | BT1-40-I-T | Indirect Forced Circulation (IF) | 43.72 |  | BT1 | Glycol | Advanced Controller with a Vacation or Holiday Mode | Solar Storage with Tankless Auxiliary Water Heater | 40 | 1 | 1 | 55 | Z09 | [18 empty] | Pomona | FALSE | 36.69 |  | 2011-06-01: 2019-04-25; 2011-08-03: 2019-04-29; 2011-09-20: 2019-05-06 | 1999 | 5430 | Up-front Payment
SCG-013614 | Low Income Single Family Residential | Domestic Hot Water | Gas | Southern California Gas Company | Incentive:Paid | 5397 | 36.9 |  | 1 | 148 |  | 148 |  | 2019-04-29 10:39 | 2019-05-06 | TITANIUM POWER INC | Retrofit | pomona | Pomona | 91767 | Host Customer is System Owner | 4 |  | 30004272 | Butler Sun Solutions, Inc. | SOLAR BUTLER | BT1-40-I-T | Indirect Forced Circulation (IF) | 43.72 |  | BT1 | Glycol | Advanced Controller with a Vacation or Holiday Mode | Solar Storage with Tankless Auxiliary Water Heater | 40 | 1 | 1 | 55 | Z09 | [18 empty] | Pomona | FALSE | 36.69 |  | 2011-06-01: 2019-04-25; 2011-08-03: 2019-04-29; 2011-09-20: 2019-05-06 | 1999 | 5430 | Up-front Payment
SCG-013615 | Low Income Single Family Residential | Domestic Hot Water | Gas | Southern California Gas Company | Incentive:Paid | 5397 | 36.9 |  | 1 | 148 |  | 148 |  | 2019-04-29 10:40 | 2019-05-06 | TITANIUM POWER INC | Retrofit | pomona | Pomona | 91766 | Host Customer is System Owner | 8 |  | 30004272 | Butler Sun Solutions, Inc. | SOLAR BUTLER | BT1-40-I-T | Indirect Forced Circulation (IF) | 43.72 |  | BT1 | Glycol | Advanced Controller with a Vacation or Holiday Mode | Solar Storage with Tankless Auxiliary Water Heater | 40 | 1 | 1 | 95 | Z09 | [18 empty] | Pomona | FALSE | 36.69 |  | 2011-06-01: 2019-04-25; 2011-08-03: 2019-04-29; 2011-09-20: 2019-05-06 | 1994 | 5430 | Up-front Payment
SCG-013616 | Low Income Single Family Residential | Domestic Hot Water | Gas | Southern California Gas Company | Incentive:Paid | 5397 | 36.9 |  | 1 | 148 |  | 148 |  | 2019-04-29 10:38 | 2019-05-06 | TITANIUM POWER INC | Retrofit | Pomona | Pomona | 91768 | Host Customer is System Owner | 6 |  | 30004272 | Butler Sun Solutions, Inc. | SOLAR BUTLER | BT1-40-I-T | Indirect Forced Circulation (IF) | 43.72 |  | BT1 | Glycol | Advanced Controller with a Vacation or Holiday Mode | Solar Storage with Tankless Auxiliary Water Heater | 40 | 1 | 1 | 75 | Z09 | [18 empty] | Pomona | FALSE | 36.69 |  | 2011-06-01: 2019-04-25; 2011-08-03: 2019-04-29; 2011-09-20: 2019-05-06 | 1994 | 5430 | Up-front Payment
SCG-013617 | Low Income Single Family Residential | Domestic Hot Water | Gas | Southern California Gas Company | Incentive:Paid | 4151 | 36.9 |  | 1 | 150 |  | 112 |  | 2019-04-26 08:37 | 2019-05-07 | MAC GREINE ENERGY CORP | Retrofit | los Angeles | Los Angeles | 90044 | Host Customer is System Owner | 6 |  | 30004247 | Heliodyne, Inc. | HELIO-PAS | HPAS 1 410 G 80 AC D Z | Indirect Forced Circulation (IF) | 40.26 |  | 410 001 | Glycol | Pressure Stagnation Protection (PSP) | Solar Storage and Auxiliary Tanks are separate | 80 | 1 | 0.75 | 75 | Z08 | [18 empty] | city of Los Angeles | FALSE | 27.67 |  | 2011-06-01: 2019-04-25; 2011-08-03: 2019-04-26; 2011-09-20: 2019-05-07 | 1998 | 4151 | Up-front Payment
SCG-013618 | Commercial Pools | Pool Heating | Gas | Southern California Gas Company | Incentive:Paid | 3440 | 7 |  | 1 | 745 |  | 745 |  | 2019-05-22 11:13 | 2019-05-24 | ENVIRONMENTAL SOLAR DESIGN INC | Retrofit | Van Nuys | Los Angeles | 91401 | Host Customer is System Owner | [7 empty] | 407 | 40.7 |  | Manual Drainback |  |  |  | 1 | 1 |  | Z08 |  |  |  | 10001884 | 10 | 1 | [5 empty] | FALSE | [6 empty] | Los Angeles Building & Safety | FALSE | 9.23 |  | 2019-05-22 |  | 2019-05-22 | 2019-05-24 | 2019-06-19 | 2019-06-20 | 1951 | 6880 | Up-front Payment
SCG-013620 | Low Income Single Family Residential | Domestic Hot Water | Gas | Southern California Gas Company | Incentive:Paid | 5397 | 36.9 |  | 1 | 148 |  | 148 |  | 2019-04-30 14:31 | 2019-05-06 | TITANIUM POWER INC | Retrofit | Pomona | Pomona | 91767 | Host Customer is System Owner | 6 |  | 30004272 | Butler Sun Solutions, Inc. | SOLAR BUTLER | BT1-40-I-T | Indirect Forced Circulation (IF) | 43.72 |  | BT1 | Glycol | Advanced Controller with a Vacation or Holiday Mode | Solar Storage with Tankless Auxiliary Water Heater | 40 | 1 | 1 | 75 | Z09 | [18 empty] | Pomona | FALSE | 36.69 |  | 2011-06-01: 2019-04-26; 2011-08-03: 2019-04-30; 2011-09-20: 2019-05-06 | 1991 | 5430 | Up-front Payment
SCG-013621 | Low Income Single Family Residential | Domestic Hot Water | Gas | Southern California Gas Company | Incentive:Paid | 4096 | 36.9 |  | 1 | 148 |  | 111 |  | 2019-04-30 15:06 | 2019-05-08 | TITANIUM POWER INC | Retrofit | Pomona | Pomona | 91766 | Host Customer is System Owner | 4 |  | 30004272 | Butler Sun Solutions, Inc. | SOLAR BUTLER | BT1-40-I-T | Indirect Forced Circulation (IF) | 43.72 |  | BT1 | Glycol | Advanced Controller with a Vacation or Holiday Mode | Solar Storage with Tankless Auxiliary Water Heater | 40 | 1 | 0.75 | 55 | Z09 | [18 empty] | Pomona | FALSE | 28.24 |  | 2011-06-01: 2019-04-26; 2011-08-03: 2019-04-30; 2011-09-20: 2019-05-08 | 1997 | 4180 | Up-front Payment
SCG-013622 | Low Income Single Family Residential | Domestic Hot Water | Gas | Southern California Gas Company | Incentive:Paid | 5397 | 36.9 |  | 1 | 148 |  | 148 |  | 2019-05-07 14:25 | 2019-05-09 | TITANIUM POWER INC | Retrofit | Pomona | Pomona | 91766 | Host Customer is System Owner | 5 |  | 30004272 | Butler Sun Solutions, Inc. | SOLAR BUTLER | BT1-40-I-T | Indirect Forced Circulation (IF) | 43.72 |  | BT1 | Glycol | Advanced Controller with a Vacation or Holiday Mode | Solar Storage with Tankless Auxiliary Water Heater | 40 | 1 | 1 | 65 | Z09 | [18 empty] | Pomona | FALSE | 37.03 |  | 2011-06-01: 2019-04-26; 2011-08-03: 2019-05-07; 2011-09-20: 2019-05-09 | 1996 | 5480 | Up-front Payment
SCG-013623 | Low Income Single Family Residential | Domestic Hot Water | Gas | Southern California Gas Company | Incentive:Paid | 5397 | 36.9 |  | 1 | 148 |  | 148 |  | 2019-04-30 14:38 | 2019-05-06 | TITANIUM POWER INC | Retrofit | Pomona | Pomona | 91766 | Host Customer is System Owner | 4 |  | 30004272 | Butler Sun Solutions, Inc. | SOLAR BUTLER | BT1-40-I-T | Indirect Forced Circulation (IF) | 43.72 |  | BT1 | Glycol | Advanced Controller with a Vacation or Holiday Mode | Solar Storage with Tankless Auxiliary Water Heater | 40 | 1 | 1 | 55 | Z09 | [18 empty] | Pomona | FALSE | 37.03 |  | 2011-06-01: 2019-04-26; 2011-08-03: 2019-04-30; 2011-09-20: 2019-05-06 | 1996 | 5480 | Up-front Payment
SCG-013624 | Low Income Single Family Residential | Domestic Hot Water | Gas | Southern California Gas Company | Incentive:Paid | 5188 | 36.9 |  | 1 | 148 |  | 141 |  | 2019-04-30 14:35 | 2019-05-06 | TITANIUM POWER INC | Retrofit | Pomona | Pomona | 91766 | Host Customer is System Owner | 5 |  | 30004272 | Butler Sun Solutions, Inc. | SOLAR BUTLER | BT1-40-I-T | Indirect Forced Circulation (IF) | 43.72 |  | BT1 | Glycol | Advanced Controller with a Vacation or Holiday Mode | Solar Storage with Tankless Auxiliary Water Heater | 40 | 1 | 0.95 | 65 | Z09 | [18 empty] | Pomona | FALSE | 35.68 |  | 2011-06-01: 2019-04-26; 2011-08-03: 2019-04-30; 2011-09-20: 2019-05-06 | 1996 | 5280 | Up-front Payment
SCG-013625 | Low Income Single Family Residential | Domestic Hot Water | Gas | Southern California Gas Company | Incentive:Paid | 5397 | 36.9 |  | 1 | 148 |  | 148 |  | 2019-04-30 14:32 | 2019-05-03 | TITANIUM POWER INC | Retrofit | Pomona | Pomona | 91766 | Host Customer is System Owner | 4 |  | 30004272 | Butler Sun Solutions, Inc. | SOLAR BUTLER | BT1-40-I-T | Indirect Forced Circulation (IF) | 43.72 |  | BT1 | Glycol | Advanced Controller with a Vacation or Holiday Mode | Solar Storage with Tankless Auxiliary Water Heater | 40 | 1 | 1 | 55 | Z09 | [18 empty] | Pomona | FALSE | 37.03 |  | 2011-06-01: 2019-04-26; 2011-08-03: 2019-04-30; 2011-09-20: 2019-05-03 | 1999 | 5480 | Up-front Payment
SCG-013626 | Low Income Single Family Residential | Domestic Hot Water | Gas | Southern California Gas Company | Incentive:Paid | 5397 | 36.9 |  | 1 | 148 |  | 148 |  | 2019-04-30 14:29 | 2019-05-03 | TITANIUM POWER INC | Retrofit | Pomona | Pomona | 91766 | Host Customer is System Owner | 4 |  | 30004272 | Butler Sun Solutions, Inc. | SOLAR BUTLER | BT1-40-I-T | Indirect Forced Circulation (IF) | 43.72 |  | BT1 | Glycol | Advanced Controller with a Vacation or Holiday Mode | Solar Storage with Tankless Auxiliary Water Heater | 40 | 1 | 1 | 55 | Z09 | [18 empty] | Pomona | FALSE | 36.69 |  | 2011-06-01: 2019-04-26; 2011-08-03: 2019-04-30; 2011-09-20: 2019-05-03 | 1999 | 5430 | Up-front Payment
SCG-013627 | Low Income Single Family Residential | Domestic Hot Water | Gas | Southern California Gas Company | Incentive:Paid | 5397 | 36.9 |  | 1 | 149 |  | 149 |  | 2019-05-14 16:26 | 2019-06-03 | DOCTOR PIPER INC | Retrofit | Sylmar | Los Angeles | 91342 | Host Customer is System Owner | 4 |  | 30004296 | SunEarth, Inc. | SOLARAY | TE40T-80-2G | Indirect Forced Circulation (IF) | 40.95 |  | TRB-40 | Glycol | Steam Back | Solar Storage and Auxiliary Tanks are separate | 80 | 1 | 1 | 55 | Z09 | [18 empty] | City of San Fernando | FALSE | 36.22 |  | 2011-06-01: 2019-04-26; 2011-08-03: 2019-05-14; 2011-09-20: 2019-06-03 | 1970 | 5397 | Up-front Payment
SCG-013628 | Low Income Single Family Residential | Domestic Hot Water | Gas | Southern California Gas Company | Incentive:Paid | 5397 | 36.9 |  | 1 | 149 |  | 149 |  | 2019-05-28 16:16 | 2020-07-10 | DOCTOR PIPER INC | Retrofit | Canoga Park | Los Angeles | 91303 | Host Customer is System Owner | 5 |  | 30004296 | SunEarth, Inc. | SOLARAY | TE40T-80-2G | Indirect Forced Circulation (IF) | 40.95 |  | TRB-40 | Glycol | Steam Back | Solar Storage and Auxiliary Tanks are separate | 80 | 1 | 1 | 65 | Z09 | [18 empty] | City of Los Angeles | FALSE | 36.22 |  | 2011-06-01: 2019-04-26; 2011-08-03: 2019-05-28; 2011-09-20: 2020-07-10 | 1563 | 5397 | Up-front Payment
SCG-013629 | Low Income Single Family Residential | Domestic Hot Water | Gas | Southern California Gas Company | Incentive:Paid | 5397 | 36.9 |  | 1 | 148 |  | 148 |  | 2019-04-30 14:38 | 2019-05-03 | TITANIUM POWER INC | Retrofit | Pomona | Pomona | 91766 | Host Customer is System Owner | 5 |  | 30004272 | Butler Sun Solutions, Inc. | SOLAR BUTLER | BT1-40-I-T | Indirect Forced Circulation (IF) | 43.72 |  | BT1 | Glycol | Advanced Controller with a Vacation or Holiday Mode | Solar Storage with Tankless Auxiliary Water Heater | 40 | 1 | 1 | 65 | Z09 | [18 empty] | Pomona | FALSE | 36.69 |  | 2011-06-01: 2019-04-26; 2011-08-03: 2019-04-30; 2011-09-20: 2019-05-03 | 1999 | 5430 | Up-front Payment
SCG-013630 | Low Income Single Family Residential | Domestic Hot Water | Gas | Southern California Gas Company | Incentive:Paid | 5397 | 36.9 |  | 1 | 149 |  | 149 |  | 2019-05-15 13:11 | 2019-05-16 | DOCTOR PIPER INC | Retrofit | Sylmar | Los Angeles | 91340 | Host Customer is System Owner | 4 |  | 30004296 | SunEarth, Inc. | SOLARAY | TE40T-80-2G | Indirect Forced Circulation (IF) | 40.95 |  | TRB-40 | Glycol | Steam Back | Solar Storage and Auxiliary Tanks are separate | 80 | 1 | 1 | 55 | Z09 | [18 empty] | City of Los Angeles | FALSE | 36.22 |  | 2011-06-01: 2019-04-26; 2011-08-03: 2019-05-15; 2011-09-20: 2019-05-16 | 1986 | 5397 | Up-front Payment
SCG-013631 | Low Income Single Family Residential | Domestic Hot Water | Gas | Southern California Gas Company | Incentive:Paid | 5188 | 36.9 |  | 1 | 148 |  | 141 |  | 2019-04-30 14:56 | 2019-05-03 | TITANIUM POWER INC | Retrofit | Pomona | Pomona | 91766 | Host Customer is System Owner | 4 |  | 30004272 | Butler Sun Solutions, Inc. | SOLAR BUTLER | BT1-40-I-T | Indirect Forced Circulation (IF) | 43.72 |  | BT1 | Glycol | Advanced Controller with a Vacation or Holiday Mode | Solar Storage with Tankless Auxiliary Water Heater | 40 | 1 | 0.95 | 55 | Z09 | [18 empty] | Pomona | FALSE | 35.68 |  | 2011-06-01: 2019-04-26; 2011-08-03: 2019-04-30; 2011-09-20: 2019-05-03 | 1997 | 5280 | Up-front Payment
SCG-013632 | Low Income Single Family Residential | Domestic Hot Water | Gas | Southern California Gas Company | Incentive:Canceled | 5397 | 36.9 |  | 1 | 148 |  | 148 |  | 2019-04-30 14:28 |  | TITANIUM POWER INC | Retrofit | Pomona | Pomona | 91766 | Host Customer is System Owner | 4 |  | 30004272 | Butler Sun Solutions, Inc. | SOLAR BUTLER | BT1-40-I-T | Indirect Forced Circulation (IF) | 43.72 |  | BT1 | Glycol | Advanced Controller with a Vacation or Holiday Mode | Solar Storage with Tankless Auxiliary Water Heater | 40 | 1 | 1 | 55 | Z09 | [18 empty] | Pomona | FALSE | 36.69 |  | 2011-06-01: 2019-04-26; 2011-08-03: 2019-04-30 | 2001 | 5430 | Up-front Payment
SCG-013633 | Low Income Single Family Residential | Domestic Hot Water | Gas | Southern California Gas Company | Incentive:Paid | 5397 | 36.9 |  | 1 | 148 |  | 148 |  | 2019-04-30 14:27 | 2019-05-03 | TITANIUM POWER INC | Retrofit | Pomona | Pomona | 91766 | Host Customer is System Owner | 5 |  | 30004272 | Butler Sun Solutions, Inc. | SOLAR BUTLER | BT1-40-I-T | Indirect Forced Circulation (IF) | 43.72 |  | BT1 | Glycol | Advanced Controller with a Vacation or Holiday Mode | Solar Storage with Tankless Auxiliary Water Heater | 40 | 1 | 1 | 65 | Z09 | [18 empty] | Pomona | FALSE | 36.69 |  | 2011-06-01: 2019-04-26; 2011-08-03: 2019-04-30; 2011-09-20: 2019-05-03 | 1999 | 5430 | Up-front Payment
SCG-013634 | Low Income Single Family Residential | Domestic Hot Water | Gas | Southern California Gas Company | Incentive:Paid | 5397 | 36.9 |  | 1 | 149 |  | 149 |  | 2019-05-07 14:03 | 2019-05-24 | DOCTOR PIPER INC | Retrofit | San Fernando | Los Angeles | 91340 | Host Customer is System Owner | 5 |  | 30004296 | SunEarth, Inc. | SOLARAY | TE40T-80-2G | Indirect Forced Circulation (IF) | 40.95 |  | TRB-40 | Glycol | Steam Back | Solar Storage and Auxiliary Tanks are separate | 80 | 1 | 1 | 65 | Z09 | [18 empty] | City of San Fernando | FALSE | 36.22 |  | 2011-06-01: 2019-04-26; 2011-08-03: 2019-05-07; 2011-09-20: 2019-05-24 | 1970 | 5397 | Up-front Payment
SCG-013635 | Low Income Single Family Residential | Domestic Hot Water | Gas | Southern California Gas Company | Incentive:Paid | 5397 | 36.9 |  | 1 | 149 |  | 149 |  | 2019-05-07 14:20 | 2019-05-20 | DOCTOR PIPER INC | Retrofit | San Fernando | Los Angeles | 91340 | Host Customer is System Owner | 4 |  | 30004296 | SunEarth, Inc. | SOLARAY | TE40T-80-2G | Indirect Forced Circulation (IF) | 40.95 |  | TRB-40 | Glycol | Steam Back | Solar Storage and Auxiliary Tanks are separate | 80 | 1 | 1 | 55 | Z09 | [18 empty] | Cit of San Fernando | FALSE | 36.22 |  | 2011-06-01: 2019-04-26; 2011-08-03: 2019-05-07; 2011-09-20: 2019-05-20 | 1984 | 5397 | Up-front Payment
SCG-013636 | Low Income Single Family Residential | Domestic Hot Water | Gas | Southern California Gas Company | Incentive:Paid | 13636 | 36.9 |  | 1 | 149 |  | 149 |  | 2019-05-07 14:46 | 2019-05-10 | DOCTOR PIPER INC | Retrofit | San Fernando | Los Angeles | 91340 | Host Customer is System Owner | 5 |  | 30004296 | SunEarth, Inc. | SOLARAY | TE40T-80-2G | Indirect Forced Circulation (IF) | 40.95 |  | TRB-40 | Glycol | Steam Back | Solar Storage and Auxiliary Tanks are separate | 80 | 1 | 1 | 65 | Z09 | [18 empty] | City of San Fernando | FALSE | 36.22 |  | 2011-06-01: 2019-04-26; 2011-08-03: 2019-05-07; 2011-09-20: 2019-05-10 | 1986 | 5397 | Up-front Payment
SCG-013637 | Low Income Single Family Residential | Domestic Hot Water | Gas | Southern California Gas Company | Incentive:Canceled | 4369 | 36.9 |  | 1 | 148 |  | 118 |  |  |  | TITANIUM POWER INC | Retrofit | Pomona | Pomona | 91766 | Host Customer is System Owner | 6 |  | 30004272 | Butler Sun Solutions, Inc. | SOLAR BUTLER | BT1-40-I-T | Indirect Forced Circulation (IF) | 43.72 |  | BT1 | Glycol | Advanced Controller with a Vacation or Holiday Mode | Solar Storage with Tankless Auxiliary Water Heater | 40 | 1 | 0.8 | 75 | Z09 | [18 empty] | Pomona | FALSE | 29.93 |  | 2011-06-01: 2019-04-29; 2011-06-21: 2019-04-30 | 2007 | 4430 | Up-front Payment
SCG-013638 | Low Income Single Family Residential | Domestic Hot Water | Gas | Southern California Gas Company | Incentive:Canceled | 4369 | 36.9 |  | 1 | 148 |  | 118 |  |  |  | TITANIUM POWER INC | Retrofit | Pomona | Pomona | 91766 | Host Customer is System Owner | 8 |  | 30004272 | Butler Sun Solutions, Inc. | SOLAR BUTLER | BT1-40-I-T | Indirect Forced Circulation (IF) | 43.72 |  | BT1 | Glycol | Advanced Controller with a Vacation or Holiday Mode | Solar Storage with Tankless Auxiliary Water Heater | 40 | 1 | 0.8 | 95 | Z09 | [18 empty] | Pomona | FALSE | 29.93 |  | 2011-06-01: 2019-04-29; 2011-06-21: 2019-04-30 | 2007 | 4430 | Up-front Payment
SCG-013639 | Low Income Single Family Residential | Domestic Hot Water | Gas | Southern California Gas Company | Incentive:Paid | 5397 | 36.9 |  | 1 | 148 |  | 148 |  | 2019-04-30 14:40 | 2019-05-10 | TITANIUM POWER INC | Retrofit | Pomona | Pomona | 91766 | Host Customer is System Owner | 4 |  | 30004272 | Butler Sun Solutions, Inc. | SOLAR BUTLER | BT1-40-I-T | Indirect Forced Circulation (IF) | 43.72 |  | BT1 | Glycol | Advanced Controller with a Vacation or Holiday Mode | Solar Storage with Tankless Auxiliary Water Heater | 40 | 1 | 1 | 55 | Z09 | [18 empty] | Pomona | FALSE | 36.69 |  | 2011-06-01: 2019-04-30; 2011-08-03: 2019-04-30; 2011-09-20: 2019-05-10 | 1993 | 5430 | Up-front Payment
SCG-013640 | Low Income Single Family Residential | Domestic Hot Water | Gas | Southern California Gas Company | Incentive:Paid | 5397 | 36.9 |  | 1 | 148 |  | 148 |  | 2019-05-06 12:33 | 2019-05-07 | TITANIUM POWER INC | Retrofit | Pomona | Pomona | 91767 | Host Customer is System Owner | 4 |  | 30004272 | Butler Sun Solutions, Inc. | SOLAR BUTLER | BT1-40-I-T | Indirect Forced Circulation (IF) | 43.72 |  | BT1 | Glycol | Advanced Controller with a Vacation or Holiday Mode | Solar Storage with Tankless Auxiliary Water Heater | 40 | 1 | 1 | 55 | Z09 | [18 empty] | Pomona | FALSE | 36.69 |  | 2011-06-01: 2019-04-30; 2011-08-03: 2019-05-06; 2011-09-20: 2019-05-07 | 1998 | 5430 | Up-front Payment
SCG-013641 | Low Income Single Family Residential | Domestic Hot Water | Gas | Southern California Gas Company | Incentive:Paid | 5397 | 36.9 |  | 1 | 149 |  | 149 |  | 2019-05-07 14:57 | 2019-07-08 | DOCTOR PIPER INC | Retrofit | Encino | Los Angeles | 91316 | Owner/Tenant | 3 |  | 30004296 | SunEarth, Inc. | SOLARAY | TE40T-80-2G | Indirect Forced Circulation (IF) | 40.95 |  | TRB-40 | Glycol | Steam Back | Solar Storage and Auxiliary Tanks are separate | 80 | 1 | 1 | 45 | Z09 | [18 empty] | City of Los Angeles | FALSE | 36.22 |  | 2011-06-01: 2019-04-30; 2011-08-03: 2019-05-07; 2011-09-20: 2019-07-08 | 1929 | 5397 | Up-front Payment
SCG-013642 | Low Income Single Family Residential | Domestic Hot Water | Gas | Southern California Gas Company | Incentive:Paid | 5397 | 36.9 |  | 1 | 149 |  | 149 |  | 2019-05-06 15:23 | 2019-05-10 | DOCTOR PIPER INC | Retrofit | Panorama City | Los Angeles | 91402 | Host Customer is System Owner | 4 |  | 30004296 | SunEarth, Inc. | SOLARAY | TE40T-80-2G | Indirect Forced Circulation (IF) | 40.95 |  | TRB-40 | Glycol | Steam Back | Solar Storage and Auxiliary Tanks are separate | 80 | 1 | 1 | 55 | Z09 | [18 empty] | City of Los Angeles | FALSE | 36.22 |  | 2011-06-01: 2019-04-30; 2011-08-03: 2019-05-06; 2011-09-20: 2019-05-10 | 1986 | 5397 | Up-front Payment
SCG-013643 | Low Income Single Family Residential | Domestic Hot Water | Gas | Southern California Gas Company | Incentive:Paid | 5397 | 36.9 |  | 1 | 148 |  | 148 |  | 2019-05-06 12:02 | 2019-05-07 | TITANIUM POWER INC | Retrofit | Pomona | Pomona | 91766 | Host Customer is System Owner | 5 |  | 30004272 | Butler Sun Solutions, Inc. | SOLAR BUTLER | BT1-40-I-T | Indirect Forced Circulation (IF) | 43.72 |  | BT1 | Glycol | Advanced Controller with a Vacation or Holiday Mode | Solar Storage with Tankless Auxiliary Water Heater | 40 | 1 | 1 | 65 | Z09 | [18 empty] | Pomona | FALSE | 36.69 |  | 2011-06-01: 2019-04-30; 2011-08-03: 2019-05-06; 2011-09-20: 2019-05-07 | 1998 | 5430 | Up-front Payment
SCG-013644 | Low Income Single Family Residential | Domestic Hot Water | Gas | Southern California Gas Company | Incentive:Canceled | 5387 | 36.9 |  | 1 | 146 |  | 146 |  | 2019-05-29 16:19 |  | DOCTOR PIPER INC | Retrofit | Sylmar | Los Angeles | 91342 | Host Customer is System Owner | 4 |  | 2001001C | SunEarth, Inc. | SOLARAY | TE48P-80-2G | Indirect Forced Circulation (IF) | 49.3 |  | EP-24 / EP-24-0.75 | Glycol | Steam Back | Solar Storage and Auxiliary Tanks are separate | 80 | 1 | 1 | 55 | Z09 | [18 empty] | City of Los Angeles | FALSE | 36.97 |  | 2011-06-01: 2019-04-30; 2011-06-21: 2019-06-27; 2011-08-03: 2019-05-29 | 1949 | 5397 | Up-front Payment
SCG-013645 | Low Income Single Family Residential | Domestic Hot Water | Gas | Southern California Gas Company | Incentive:Paid | 4369 | 36.9 |  | 1 | 148 |  | 118 |  | 2019-05-02 14:26 | 2019-05-06 | TITANIUM POWER INC | Retrofit | Pomona | Pomona | 91766 | Host Customer is System Owner | 6 |  | 30004272 | Butler Sun Solutions, Inc. | SOLAR BUTLER | BT1-40-I-T | Indirect Forced Circulation (IF) | 43.72 |  | BT1 | Glycol | Advanced Controller with a Vacation or Holiday Mode | Solar Storage with Tankless Auxiliary Water Heater | 40 | 1 | 0.8 | 75 | Z09 | [18 empty] | Pomona | FALSE | 29.93 |  | 2011-06-01: 2019-04-30; 2011-08-03: 2019-05-02; 2011-09-20: 2019-05-06 | 1994 | 4430 | Up-front Payment
SCG-013646 | Low Income Single Family Residential | Domestic Hot Water | Gas | Southern California Gas Company | Incentive:Paid | 4369 | 36.9 |  | 1 | 148 |  | 118 |  | 2019-05-02 14:28 | 2019-05-06 | TITANIUM POWER INC | Retrofit | Pomona | Pomona | 91766 | Host Customer is System Owner | 8 |  | 30004272 | Butler Sun Solutions, Inc. | SOLAR BUTLER | BT1-40-I-T | Indirect Forced Circulation (IF) | 43.72 |  | BT1 | Glycol | Advanced Controller with a Vacation or Holiday Mode | Solar Storage with Tankless Auxiliary Water Heater | 40 | 1 | 0.8 | 95 | Z09 | [18 empty] | Pomona | FALSE | 29.93 |  | 2011-06-01: 2019-04-30; 2011-08-03: 2019-05-02; 2011-09-20: 2019-05-06 | 1994 | 4430 | Up-front Payment
SCG-013648 | Low Income Single Family Residential | Domestic Hot Water | Gas | Southern California Gas Company | Incentive:Paid | 5397 | 36.9 |  | 1 | 148 |  | 148 |  | 2019-05-06 13:08 | 2019-05-07 | TITANIUM POWER INC | Retrofit | Pomona | Pomona | 91766 | Host Customer is System Owner | 5 |  | 30004272 | Butler Sun Solutions, Inc. | SOLAR BUTLER | BT1-40-I-T | Indirect Forced Circulation (IF) | 43.72 |  | BT1 | Glycol | Advanced Controller with a Vacation or Holiday Mode | Solar Storage with Tankless Auxiliary Water Heater | 40 | 1 | 1 | 65 | Z09 | [18 empty] | Pomona | FALSE | 36.69 |  | 2011-06-01: 2019-05-01; 2011-08-03: 2019-05-06; 2011-09-20: 2019-05-07 | 1998 | 5430 | Up-front Payment
SCG-013649 | Low Income Single Family Residential | Domestic Hot Water | Gas | Southern California Gas Company | Incentive:Paid | 5397 | 36.9 |  | 1 | 148 |  | 148 |  | 2019-05-03 15:45 | 2019-05-07 | TITANIUM POWER INC | Retrofit | Pomona | Pomona | 91766 | Host Customer is System Owner | 8 |  | 30004272 | Butler Sun Solutions, Inc. | SOLAR BUTLER | BT1-40-I-T | Indirect Forced Circulation (IF) | 43.72 |  | BT1 | Glycol | Advanced Controller with a Vacation or Holiday Mode | Solar Storage with Tankless Auxiliary Water Heater | 40 | 1 | 1 | 95 | Z09 | [18 empty] | Pomona | FALSE | 36.69 |  | 2011-06-01: 2019-05-01; 2011-08-03: 2019-05-03; 2011-09-20: 2019-05-07 | 1998 | 5430 | Up-front Payment
SCG-013650 | Low Income Single Family Residential | Domestic Hot Water | Gas | Southern California Gas Company | Incentive:Paid | 5397 | 36.9 |  | 1 | 148 |  | 148 |  | 2019-05-06 13:20 | 2019-05-07 | TITANIUM POWER INC | Retrofit | Pomona | Pomona | 91766 | Host Customer is System Owner | 4 |  | 30004272 | Butler Sun Solutions, Inc. | SOLAR BUTLER | BT1-40-I-T | Indirect Forced Circulation (IF) | 43.72 |  | BT1 | Glycol | Advanced Controller with a Vacation or Holiday Mode | Solar Storage with Tankless Auxiliary Water Heater | 40 | 1 | 1 | 55 | Z09 | [18 empty] | Pomona | FALSE | 36.69 |  | 2011-06-01: 2019-05-01; 2011-08-03: 2019-05-06; 2011-09-20: 2019-05-07 | 1998 | 5430 | Up-front Payment
SCG-013651 | Low Income Single Family Residential | Domestic Hot Water | Gas | Southern California Gas Company | Incentive:Paid | 5397 | 36.9 |  | 1 | 148 |  | 148 |  | 2019-05-03 15:44 | 2019-05-07 | TITANIUM POWER INC | Retrofit | Pomona | Pomona | 91766 | Host Customer is System Owner | 8 |  | 30004272 | Butler Sun Solutions, Inc. | SOLAR BUTLER | BT1-40-I-T | Indirect Forced Circulation (IF) | 43.72 |  | BT1 | Glycol | Advanced Controller with a Vacation or Holiday Mode | Solar Storage with Tankless Auxiliary Water Heater | 40 | 1 | 1 | 95 | Z09 | [18 empty] | Pomona | FALSE | 36.69 |  | 2011-06-01: 2019-05-01; 2011-08-03: 2019-05-03; 2011-09-20: 2019-05-07 | 1998 | 5430 | Up-front Payment
SCG-013652 | Low Income Single Family Residential | Domestic Hot Water | Gas | Southern California Gas Company | Incentive:Paid | 5397 | 36.9 |  | 1 | 148 |  | 148 |  | 2019-05-06 13:21 | 2019-05-07 | TITANIUM POWER INC | Retrofit | Pomona | Pomona | 91766 | Host Customer is System Owner | 8 |  | 30004272 | Butler Sun Solutions, Inc. | SOLAR BUTLER | BT1-40-I-T | Indirect Forced Circulation (IF) | 43.72 |  | BT1 | Glycol | Advanced Controller with a Vacation or Holiday Mode | Solar Storage with Tankless Auxiliary Water Heater | 40 | 1 | 1 | 95 | Z09 | [18 empty] | Pomona | FALSE | 36.69 |  | 2011-06-01: 2019-05-01; 2011-08-03: 2019-05-06; 2011-09-20: 2019-05-07 | 1997 | 5430 | Up-front Payment
SCG-013653 | Low Income Single Family Residential | Domestic Hot Water | Gas | Southern California Gas Company | Incentive:Paid | 5397 | 36.9 |  | 1 | 148 |  | 148 |  | 2019-05-06 13:10 | 2019-05-07 | TITANIUM POWER INC | Retrofit | Pomona | Pomona | 91766 | Host Customer is System Owner | 6 |  | 30004272 | Butler Sun Solutions, Inc. | SOLAR BUTLER | BT1-40-I-T | Indirect Forced Circulation (IF) | 43.72 |  | BT1 | Glycol | Advanced Controller with a Vacation or Holiday Mode | Solar Storage with Tankless Auxiliary Water Heater | 40 | 1 | 1 | 75 | Z09 | [18 empty] | Pomona | FALSE | 36.69 |  | 2011-06-01: 2019-05-01; 2011-08-03: 2019-05-06; 2011-09-20: 2019-05-07 | 1997 | 5430 | Up-front Payment
SCG-013654 | Commercial Pools | Pool Heating | Gas | Southern California Gas Company | Reservation:Canceled | 1553 | 7 |  | 1 | 2017 |  | 222 |  |  |  | J C SOLAR | Retrofit | Moorpark |  | 93021 | Host Customer is System Owner | [7 empty] | 664.36 | 39.08 |  | Drainback |  |  |  | 0.11 | 1 |  | Z05 |  |  |  | 2007051A | 17 | 3 | [5 empty] | FALSE | [7 empty] | FALSE | 6.5 |  | 2011-06-01: 2019-05-01 | 2005 | 13112 | Up-front Payment
SCG-013655 | Commercial Pools | Pool Heating | Gas | Southern California Gas Company | Reservation:Canceled |  | 7 |  | 1 | 0 |  | 0 |  |  |  | J C SOLAR | Retrofit | Moorpark | Ventura | 93021 | [16 empty] | 1 | [13 empty] | FALSE | [7 empty] | FALSE | 0 |  | 2011-06-01: 2019-05-01 | 2005 |  | Up-front Payment
SCG-013656 | Commercial Pools | Pool Heating | Gas | Southern California Gas Company | Reservation:Canceled |  | 7 |  | 1 | 1710 |  | 1710 |  |  |  | J C SOLAR | Retrofit | Moorpark | Ventura | 93021 | Host Customer is System Owner | [7 empty] | 664.36 | 39.08 |  | Drainback |  |  |  | 0 | 1 |  | Z05 |  |  |  | 2007051A | 17 | 3 | [5 empty] | FALSE | [7 empty] | FALSE | 7.66 |  | 2011-06-01: 2019-05-01 | 2005 | 13095.61 | Up-front Payment
SCG-013657 | Low Income Single Family Residential | Domestic Hot Water | Gas | Southern California Gas Company | Incentive:Paid | 5397 | 36.9 |  | 1 | 148 |  | 148 |  | 2019-05-02 14:53 | 2019-05-06 | TITANIUM POWER INC | Retrofit | Pomona | Pomona | 91766 | Host Customer is System Owner | 4 |  | 30004272 | Butler Sun Solutions, Inc. | SOLAR BUTLER | BT1-40-I-T | Indirect Forced Circulation (IF) | 43.72 |  | BT1 | Glycol | Advanced Controller with a Vacation or Holiday Mode | Solar Storage with Tankless Auxiliary Water Heater | 40 | 1 | 1 | 55 | Z09 | [18 empty] | Pomona | FALSE | 36.69 |  | 2011-06-01: 2019-05-01; 2011-08-03: 2019-05-02; 2011-09-20: 2019-05-06 | 1994 | 5430 | Up-front Payment
SCG-013658 | Low Income Single Family Residential | Domestic Hot Water | Gas | Southern California Gas Company | Incentive:Paid | 5397 | 36.9 |  | 1 | 148 |  | 148 |  | 2019-05-02 14:55 | 2019-05-06 | TITANIUM POWER INC | Retrofit | Pomona | Pomona | 91766 | Host Customer is System Owner | 6 |  | 30004272 | Butler Sun Solutions, Inc. | SOLAR BUTLER | BT1-40-I-T | Indirect Forced Circulation (IF) | 43.72 |  | BT1 | Glycol | Advanced Controller with a Vacation or Holiday Mode | Solar Storage with Tankless Auxiliary Water Heater | 40 | 1 | 1 | 75 | Z09 | [18 empty] | Pomona | FALSE | 36.69 |  | 2011-06-01: 2019-05-01; 2011-08-03: 2019-05-02; 2011-09-20: 2019-05-06 | 1982 | 5430 | Up-front Payment
SCG-013659 | Low Income Single Family Residential | Domestic Hot Water | Gas | Southern California Gas Company | Incentive:Paid | 5397 | 36.9 |  | 1 | 148 |  | 148 |  | 2019-05-02 15:03 | 2019-05-06 | TITANIUM POWER INC | Retrofit | Pomona | Pomona | 91766 | Host Customer is System Owner | 8 |  | 30004272 | Butler Sun Solutions, Inc. | SOLAR BUTLER | BT1-40-I-T | Indirect Forced Circulation (IF) | 43.72 |  | BT1 | Glycol | Advanced Controller with a Vacation or Holiday Mode | Solar Storage with Tankless Auxiliary Water Heater | 40 | 1 | 1 | 95 | Z09 | [18 empty] | Pomona | FALSE | 36.69 |  | 2011-06-01: 2019-05-01; 2011-08-03: 2019-05-02; 2011-09-20: 2019-05-06 | 1994 | 5430 | Up-front Payment
SCG-013660 | Low Income Single Family Residential | Domestic Hot Water | Gas | Southern California Gas Company | Incentive:Paid | 4642 | 36.9 |  | 1 | 148 |  | 126 |  | 2019-05-02 14:58 | 2019-05-13 | TITANIUM POWER INC | Retrofit | Pomona | Pomona | 91766 | Host Customer is System Owner | 6 |  | 30004272 | Butler Sun Solutions, Inc. | SOLAR BUTLER | BT1-40-I-T | Indirect Forced Circulation (IF) | 43.72 |  | BT1 | Glycol | Advanced Controller with a Vacation or Holiday Mode | Solar Storage with Tankless Auxiliary Water Heater | 40 | 1 | 0.85 | 75 | Z09 | [18 empty] | Pomona | FALSE | 31.96 |  | 2011-06-01: 2019-05-01; 2011-08-03: 2019-05-02; 2011-09-20: 2019-05-13 | 1991 | 4730 | Up-front Payment
SCG-013661 | Low Income Single Family Residential | Domestic Hot Water | Gas | Southern California Gas Company | Incentive:Paid | 4642 | 36.9 |  | 1 | 148 |  | 126 |  | 2019-05-02 15:00 | 2019-05-06 | TITANIUM POWER INC | Retrofit | Pomona | Pomona | 91766 | Host Customer is System Owner | 8 |  | 30004272 | Butler Sun Solutions, Inc. | SOLAR BUTLER | BT1-40-I-T | Indirect Forced Circulation (IF) | 43.72 |  | BT1 | Glycol | Advanced Controller with a Vacation or Holiday Mode | Solar Storage with Tankless Auxiliary Water Heater | 40 | 1 | 0.85 | 95 | Z09 | [18 empty] | Pomona | FALSE | 31.96 |  | 2011-06-01: 2019-05-01; 2011-08-03: 2019-05-02; 2011-09-20: 2019-05-06 | 1994 | 4730 | Up-front Payment
SCG-013662 | Low Income Single Family Residential | Domestic Hot Water | Gas | Southern California Gas Company | Incentive:Paid | 5397 | 36.9 |  | 1 | 148 |  | 148 |  | 2019-05-02 14:57 | 2019-05-06 | TITANIUM POWER INC | Retrofit | pomona | Pomona | 91766 | Host Customer is System Owner | 8 |  | 30004272 | Butler Sun Solutions, Inc. | SOLAR BUTLER | BT1-40-I-T | Indirect Forced Circulation (IF) | 43.72 |  | BT1 | Glycol | Advanced Controller with a Vacation or Holiday Mode | Solar Storage with Tankless Auxiliary Water Heater | 40 | 1 | 1 | 95 | Z09 | [18 empty] | Pomona | FALSE | 36.69 |  | 2011-06-01: 2019-05-01; 2011-08-03: 2019-05-02; 2011-09-20: 2019-05-06 | 1994 | 5430 | Up-front Payment
SCG-013663 | Low Income Single Family Residential | Domestic Hot Water | Gas | Southern California Gas Company | Incentive:Paid | 5397 | 36.9 |  | 1 | 148 |  | 148 |  | 2019-05-02 15:02 | 2019-05-07 | TITANIUM POWER INC | Retrofit | Pomona | Pomona | 91766 | Host Customer is System Owner | 4 |  | 30004272 | Butler Sun Solutions, Inc. | SOLAR BUTLER | BT1-40-I-T | Indirect Forced Circulation (IF) | 43.72 |  | BT1 | Glycol | Advanced Controller with a Vacation or Holiday Mode | Solar Storage with Tankless Auxiliary Water Heater | 40 | 1 | 1 | 55 | Z09 | [18 empty] | Pomona | FALSE | 36.69 |  | 2011-06-01: 2019-05-01; 2011-08-03: 2019-05-02; 2011-09-20: 2019-05-07 | 1998 | 5430 | Up-front Payment
SCG-013664 | Low Income Single Family Residential | Domestic Hot Water | Gas | Southern California Gas Company | Incentive:Paid | 5397 | 36.9 |  | 1 | 148 |  | 148 |  | 2019-05-02 15:01 | 2019-05-06 | TITANIUM POWER INC | Retrofit | Pomona | Pomona | 91766 | Host Customer is System Owner | 7 |  | 30004272 | Butler Sun Solutions, Inc. | SOLAR BUTLER | BT1-40-I-T | Indirect Forced Circulation (IF) | 43.72 |  | BT1 | Glycol | Advanced Controller with a Vacation or Holiday Mode | Solar Storage with Tankless Auxiliary Water Heater | 40 | 1 | 1 | 85 | Z09 | [18 empty] | Pomona | FALSE | 36.69 |  | 2011-06-01: 2019-05-01; 2011-08-03: 2019-05-02; 2011-09-20: 2019-05-06 | 1996 | 5430 | Up-front Payment
SCG-013665 | Low Income Single Family Residential | Domestic Hot Water | Gas | Southern California Gas Company | Incentive:Paid | 5188 | 36.9 |  | 1 | 148 |  | 141 |  | 2019-05-02 15:01 | 2019-05-06 | TITANIUM POWER INC | Retrofit | Pomona | Pomona | 91766 | Host Customer is System Owner | 4 |  | 30004272 | Butler Sun Solutions, Inc. | SOLAR BUTLER | BT1-40-I-T | Indirect Forced Circulation (IF) | 43.72 |  | BT1 | Glycol | Advanced Controller with a Vacation or Holiday Mode | Solar Storage with Tankless Auxiliary Water Heater | 40 | 1 | 0.95 | 55 | Z09 | [18 empty] | Pomona | FALSE | 36.35 |  | 2011-06-01: 2019-05-01; 2011-08-03: 2019-05-02; 2011-09-20: 2019-05-06 | 1996 | 5380 | Up-front Payment
SCG-013666 | Low Income Single Family Residential | Domestic Hot Water | Gas | Southern California Gas Company | Incentive:Paid | 4642 | 36.9 |  | 1 | 148 |  | 126 |  | 2019-05-02 15:04 | 2019-05-06 | TITANIUM POWER INC | Retrofit | Pomona | Pomona | 91766 | Host Customer is System Owner | 5 |  | 30004272 | Butler Sun Solutions, Inc. | SOLAR BUTLER | BT1-40-I-T | Indirect Forced Circulation (IF) | 43.72 |  | BT1 | Glycol | Advanced Controller with a Vacation or Holiday Mode | Solar Storage with Tankless Auxiliary Water Heater | 40 | 1 | 0.85 | 65 | Z09 | [18 empty] | Pomona | FALSE | 31.62 |  | 2011-06-01: 2019-05-01; 2011-08-03: 2019-05-02; 2011-09-20: 2019-05-06 | 1996 | 4680 | Up-front Payment
SCG-013667 | Low Income Single Family Residential | Domestic Hot Water | Gas | Southern California Gas Company | Incentive:Paid | 5397 | 36.9 |  | 1 | 148 |  | 148 |  | 2019-05-02 14:56 | 2019-05-06 | TITANIUM POWER INC | Retrofit | Pomona | Pomona | 91766 | Host Customer is System Owner | 9 |  | 30004272 | Butler Sun Solutions, Inc. | SOLAR BUTLER | BT1-40-I-T | Indirect Forced Circulation (IF) | 43.72 |  | BT1 | Glycol | Advanced Controller with a Vacation or Holiday Mode | Solar Storage with Tankless Auxiliary Water Heater | 40 | 1 | 1 | 105 | Z09 | [18 empty] | Pomona | FALSE | 36.69 |  | 2011-06-01: 2019-05-01; 2011-08-03: 2019-05-02; 2011-09-20: 2019-05-06 | 1996 | 5430 | Up-front Payment
SCG-013668 | Low Income Single Family Residential | Domestic Hot Water | Gas | Southern California Gas Company | Incentive:Paid | 5397 | 36.9 |  | 1 | 148 |  | 148 |  | 2019-05-02 15:05 | 2019-05-06 | TITANIUM POWER INC | Retrofit | Pomona | Pomona | 91766 | Host Customer is System Owner | 4 |  | 30004272 | Butler Sun Solutions, Inc. | SOLAR BUTLER | BT1-40-I-T | Indirect Forced Circulation (IF) | 43.72 |  | BT1 | Glycol | Advanced Controller with a Vacation or Holiday Mode | Solar Storage with Tankless Auxiliary Water Heater | 40 | 1 | 1 | 55 | Z09 | [18 empty] | Pomona | FALSE | 36.69 |  | 2011-06-01: 2019-05-01; 2011-08-03: 2019-05-02; 2011-09-20: 2019-05-06 | 1996 | 5430 | Up-front Payment
SCG-013669 | Low Income Single Family Residential | Domestic Hot Water | Gas | Southern California Gas Company | Incentive:Paid | 5397 | 36.9 |  | 1 | 149 |  | 149 |  | 2019-05-15 12:40 | 2019-05-16 | DOCTOR PIPER INC | Retrofit | Panorama City | Los Angeles | 91402 | Host Customer is System Owner | 4 |  | 30004296 | SunEarth, Inc. | SOLARAY | TE40T-80-2G | Indirect Forced Circulation (IF) | 40.95 |  | TRB-40 | Glycol | Steam Back | Solar Storage and Auxiliary Tanks are separate | 80 | 1 | 1 | 55 | Z09 | [18 empty] | City of Los Angeles | FALSE | 36.22 |  | 2011-06-01: 2019-05-01; 2011-08-03: 2019-05-15; 2011-09-20: 2019-05-16 | 1986 | 5397 | Up-front Payment
SCG-013670 | Single Family Residential | Domestic Hot Water | Gas | Southern California Gas Company | Incentive:Paid | 4366 | 29.85 |  | 1 | 149 |  | 149 |  | 2019-05-28 19:54 | 2019-06-27 | DOCTOR PIPER INC | Retrofit | Panorama City | Los Angeles | 91402 | Host Customer is System Owner | 4 |  | 30004296 | SunEarth, Inc. | SOLARAY | TE40T-80-2G | Indirect Forced Circulation (IF) | 40.95 |  | TRB-40 | Glycol | Steam Back | Solar Storage and Auxiliary Tanks are separate | 80 | 1 | 1 | 55 | Z09 | [18 empty] | City of Los Angeles | FALSE | 36.22 |  | 2011-06-01: 2019-05-01; 2011-08-03: 2019-05-28; 2011-09-20: 2019-06-27 | 1924 | 5397 | Up-front Payment
SCG-013671 | Low Income Single Family Residential | Domestic Hot Water | Gas | Southern California Gas Company | Incentive:Paid | 5397 | 36.9 |  | 1 | 148 |  | 148 |  | 2019-05-06 12:34 | 2019-05-07 | TITANIUM POWER INC | Retrofit | Pomona | Pomona | 91766 | Host Customer is System Owner | 6 |  | 30004272 | Butler Sun Solutions, Inc. | SOLAR BUTLER | BT1-40-I-T | Indirect Forced Circulation (IF) | 43.72 |  | BT1 | Glycol | Advanced Controller with a Vacation or Holiday Mode | Solar Storage with Tankless Auxiliary Water Heater | 40 | 1 | 1 | 75 | Z09 | [18 empty] | Pomona | FALSE | 36.69 |  | 2011-06-01: 2019-05-02; 2011-08-03: 2019-05-06; 2011-09-20: 2019-05-07 | 1997 | 5430 | Up-front Payment
SCG-013672 | Low Income Single Family Residential | Domestic Hot Water | Gas | Southern California Gas Company | Incentive:Paid | 5397 | 36.9 |  | 1 | 148 |  | 148 |  | 2019-05-06 11:46 | 2019-05-07 | TITANIUM POWER INC | Retrofit | Pomona | Pomona | 91766 | Host Customer is System Owner | 6 |  | 30004272 | Butler Sun Solutions, Inc. | SOLAR BUTLER | BT1-40-I-T | Indirect Forced Circulation (IF) | 43.72 |  | BT1 | Glycol | Advanced Controller with a Vacation or Holiday Mode | Solar Storage with Tankless Auxiliary Water Heater | 40 | 1 | 1 | 75 | Z09 | [18 empty] | Pomona | FALSE | 36.69 |  | 2011-06-01: 2019-05-02; 2011-08-03: 2019-05-06; 2011-09-20: 2019-05-07 | 1997 | 5430 | Up-front Payment
SCG-013673 | Low Income Single Family Residential | Domestic Hot Water | Gas | Southern California Gas Company | Incentive:Paid | 5397 | 36.9 |  | 1 | 148 |  | 148 |  | 2019-05-06 11:55 | 2019-05-07 | TITANIUM POWER INC | Retrofit | Pomona | Pomona | 91766 | Host Customer is System Owner | 4 |  | 30004272 | Butler Sun Solutions, Inc. | SOLAR BUTLER | BT1-40-I-T | Indirect Forced Circulation (IF) | 43.72 |  | BT1 | Glycol | Advanced Controller with a Vacation or Holiday Mode | Solar Storage with Tankless Auxiliary Water Heater | 40 | 1 | 1 | 55 | Z09 | [18 empty] | Pomona | FALSE | 36.69 |  | 2011-06-01: 2019-05-02; 2011-08-03: 2019-05-06; 2011-09-20: 2019-05-07 | 1997 | 5430 | Up-front Payment
SCG-013674 | Low Income Single Family Residential | Domestic Hot Water | Gas | Southern California Gas Company | Incentive:Paid | 5397 | 36.9 |  | 1 | 148 |  | 148 |  | 2019-05-07 14:43 | 2019-05-09 | TITANIUM POWER INC | Retrofit | Pomona | Pomona | 91766 | Host Customer is System Owner | 4 |  | 30004272 | Butler Sun Solutions, Inc. | SOLAR BUTLER | BT1-40-I-T | Indirect Forced Circulation (IF) | 43.72 |  | BT1 | Glycol | Advanced Controller with a Vacation or Holiday Mode | Solar Storage with Tankless Auxiliary Water Heater | 40 | 1 | 1 | 55 | Z09 | [18 empty] | Pomona | FALSE | 36.69 |  | 2011-06-01: 2019-05-02; 2011-08-03: 2019-05-07; 2011-09-20: 2019-05-09 | 1993 | 5430 | Up-front Payment
SCG-013675 | Low Income Single Family Residential | Domestic Hot Water | Gas | Southern California Gas Company | Incentive:Paid | 5397 | 36.9 |  | 1 | 148 |  | 148 |  | 2019-05-03 16:20 | 2019-05-07 | TITANIUM POWER INC | Retrofit | Pomona | Pomona | 91766 | Host Customer is System Owner | 4 |  | 30004272 | Butler Sun Solutions, Inc. | SOLAR BUTLER | BT1-40-I-T | Indirect Forced Circulation (IF) | 43.72 |  | BT1 | Glycol | Advanced Controller with a Vacation or Holiday Mode | Solar Storage with Tankless Auxiliary Water Heater | 40 | 1 | 1 | 55 | Z09 | [18 empty] | Pomona | FALSE | 36.69 |  | 2011-06-01: 2019-05-02; 2011-08-03: 2019-05-03; 2011-09-20: 2019-05-07 | 1994 | 5430 | Up-front Payment
SCG-013676 | Low Income Single Family Residential | Domestic Hot Water | Gas | Southern California Gas Company | Incentive:Paid | 5397 | 36.9 |  | 1 | 148 |  | 148 |  | 2019-05-06 11:43 | 2019-05-08 | TITANIUM POWER INC | Retrofit | Pomona | Pomona | 91766 | Host Customer is System Owner | 5 |  | 30004272 | Butler Sun Solutions, Inc. | SOLAR BUTLER | BT1-40-I-T | Indirect Forced Circulation (IF) | 43.72 |  | BT1 | Glycol | Advanced Controller with a Vacation or Holiday Mode | Solar Storage with Tankless Auxiliary Water Heater | 40 | 1 | 1 | 65 | Z09 | [18 empty] | Pomona | FALSE | 36.69 |  | 2011-06-01: 2019-05-02; 2011-08-03: 2019-05-06; 2011-09-20: 2019-05-08 | 1994 | 5430 | Up-front Payment
SCG-013677 | Low Income Single Family Residential | Domestic Hot Water | Gas | Southern California Gas Company | Incentive:Paid | 5397 | 36.9 |  | 1 | 148 |  | 148 |  | 2019-05-03 16:24 | 2019-05-08 | TITANIUM POWER INC | Retrofit | Pomona | Pomona | 91766 | Host Customer is System Owner | 6 |  | 30004272 | Butler Sun Solutions, Inc. | SOLAR BUTLER | BT1-40-I-T | Indirect Forced Circulation (IF) | 43.72 |  | BT1 | Glycol | Advanced Controller with a Vacation or Holiday Mode | Solar Storage with Tankless Auxiliary Water Heater | 40 | 1 | 1 | 75 | Z09 | [18 empty] | Pomona | FALSE | 36.69 |  | 2011-06-01: 2019-05-02; 2011-08-03: 2019-05-03; 2011-09-20: 2019-05-08 | 1994 | 5430 | Up-front Payment
SCG-013678 | Low Income Single Family Residential | Domestic Hot Water | Gas | Southern California Gas Company | Incentive:Paid | 5397 | 36.9 |  | 1 | 148 |  | 148 |  | 2019-05-03 16:12 | 2019-05-08 | TITANIUM POWER INC | Retrofit | Pomona | Pomona | 91766 | Host Customer is System Owner | 4 |  | 30004272 | Butler Sun Solutions, Inc. | SOLAR BUTLER | BT1-40-I-T | Indirect Forced Circulation (IF) | 43.72 |  | BT1 | Glycol | Advanced Controller with a Vacation or Holiday Mode | Solar Storage with Tankless Auxiliary Water Heater | 40 | 1 | 1 | 55 | Z09 | [18 empty] | Pomona | FALSE | 36.69 |  | 2011-06-01: 2019-05-02; 2011-08-03: 2019-05-03; 2011-09-20: 2019-05-08 | 1994 | 5430 | Up-front Payment
SCG-013679 | Low Income Single Family Residential | Domestic Hot Water | Gas | Southern California Gas Company | Incentive:Paid | 5188 | 36.9 |  | 1 | 148 |  | 141 |  | 2019-05-03 16:26 | 2019-05-13 | TITANIUM POWER INC | Retrofit | Pomona | Pomona | 91766 | Host Customer is System Owner | 5 |  | 30004272 | Butler Sun Solutions, Inc. | SOLAR BUTLER | BT1-40-I-T | Indirect Forced Circulation (IF) | 43.72 |  | BT1 | Glycol | Advanced Controller with a Vacation or Holiday Mode | Solar Storage with Tankless Auxiliary Water Heater | 40 | 1 | 0.95 | 65 | Z09 | [18 empty] | Pomona | FALSE | 35.34 |  | 2011-06-01: 2019-05-02; 2011-08-03: 2019-05-03; 2011-09-20: 2019-05-13 | 1991 | 5230 | Up-front Payment
SCG-013680 | Low Income Single Family Residential | Domestic Hot Water | Gas | Southern California Gas Company | Incentive:Paid | 5397 | 36.9 |  | 1 | 148 |  | 148 |  | 2019-05-03 16:10 | 2019-05-07 | TITANIUM POWER INC | Retrofit | Pomona | Pomona | 91766 | Host Customer is System Owner | 4 |  | 30004272 | Butler Sun Solutions, Inc. | SOLAR BUTLER | BT1-40-I-T | Indirect Forced Circulation (IF) | 43.72 |  | BT1 | Glycol | Advanced Controller with a Vacation or Holiday Mode | Solar Storage with Tankless Auxiliary Water Heater | 40 | 1 | 1 | 55 | Z09 | [18 empty] | Pomona | FALSE | 36.69 |  | 2011-06-01: 2019-05-02; 2011-08-03: 2019-05-03; 2011-09-20: 2019-05-07 | 1998 | 5430 | Up-front Payment
SCG-013681 | Low Income Single Family Residential | Domestic Hot Water | Gas | Southern California Gas Company | Incentive:Paid | 5397 | 36.9 |  | 1 | 149 |  | 149 |  | 2019-05-14 15:29 | 2019-06-26 | DOCTOR PIPER INC | Retrofit | Panorama City | Los Angeles | 91402 | Host Customer is System Owner | 4 |  | 30004296 | SunEarth, Inc. | SOLARAY | TE40T-80-2G | Indirect Forced Circulation (IF) | 40.95 |  | TRB-40 | Glycol | Steam Back | Solar Storage and Auxiliary Tanks are separate | 80 | 1 | 1 | 55 | Z09 | [18 empty] | City of Los Angeles | FALSE | 36.22 |  | 2011-06-01: 2019-05-02; 2011-08-03: 2019-05-14; 2011-09-20: 2019-06-26 | 1929 | 5397 | Up-front Payment
SCG-013682 | Low Income Single Family Residential | Domestic Hot Water | Gas | Southern California Gas Company | Incentive:Paid | 5397 | 36.9 |  | 1 | 149 |  | 149 |  | 2019-05-24 11:09 | 2020-07-16 | DOCTOR PIPER INC | Retrofit | Panorama City | Los Angeles | 91402 | Host Customer is System Owner | 4 |  | 30004296 | SunEarth, Inc. | SOLARAY | TE40T-80-2G | Indirect Forced Circulation (IF) | 40.95 |  | TRB-40 | Glycol | Steam Back | Solar Storage and Auxiliary Tanks are separate | 80 | 1 | 1 | 55 | Z09 | [18 empty] | City of Los Angeles | FALSE | 36.22 |  | 2019-05-02 | 2019-06-27 |  |  | 2019-05-24 | 2020-07-16 | 1559 | 5397 | Up-front Payment
SCG-013683 | Low Income Single Family Residential | Domestic Hot Water | Gas | Southern California Gas Company | Incentive:Paid | 5188 | 36.9 |  | 1 | 148 |  | 141 |  | 2019-05-07 14:54 | 2019-05-09 | TITANIUM POWER INC | Retrofit | Pomona | Pomona | 91766 | Host Customer is System Owner | 6 |  | 30004272 | Butler Sun Solutions, Inc. | SOLAR BUTLER | BT1-40-I-T | Indirect Forced Circulation (IF) | 43.72 |  | BT1 | Glycol | Advanced Controller with a Vacation or Holiday Mode | Solar Storage with Tankless Auxiliary Water Heater | 40 | 1 | 0.95 | 75 | Z09 | [18 empty] | Pomona | FALSE | 36.35 |  | 2011-06-01: 2019-05-03; 2011-08-03: 2019-05-07; 2011-09-20: 2019-05-09 | 1993 | 5380 | Up-front Payment
SCG-013684 | Low Income Single Family Residential | Domestic Hot Water | Gas | Southern California Gas Company | Incentive:Paid | 5397 | 36.9 |  | 1 | 148 |  | 148 |  | 2019-05-07 14:49 | 2019-05-09 | TITANIUM POWER INC | Retrofit | Pomona | Pomona | 91766 | Host Customer is System Owner | 4 |  | 30004272 | Butler Sun Solutions, Inc. | SOLAR BUTLER | BT1-40-I-T | Indirect Forced Circulation (IF) | 43.72 |  | BT1 | Glycol | Advanced Controller with a Vacation or Holiday Mode | Solar Storage with Tankless Auxiliary Water Heater | 40 | 1 | 1 | 55 | Z09 | [18 empty] | Pomona | FALSE | 36.69 |  | 2011-06-01: 2019-05-03; 2011-08-03: 2019-05-07; 2011-09-20: 2019-05-09 | 1993 | 5430 | Up-front Payment
SCG-013685 | Low Income Single Family Residential | Domestic Hot Water | Gas | Southern California Gas Company | Incentive:Canceled |  | 36.9 |  | 1 | 149 |  | 149 |  |  |  |  | Retrofit | North Hills | Los Angeles | 91343 | Host Customer is System Owner | 5 |  | 30004296 | SunEarth, Inc. | SOLARAY | TE40T-80-2G | Indirect Forced Circulation (IF) | 40.95 |  | TRB-40 | Glycol | Steam Back | Solar Storage and Auxiliary Tanks are separate | 80 | 1 |  | 65 | Z09 | [18 empty] | City of Los Angeles | FALSE | 36.22 |  | 2011-06-01: 2019-05-03 | 2003 | 5397 | Up-front Payment
SCG-013686 | Low Income Single Family Residential | Domestic Hot Water | Gas | Southern California Gas Company | Incentive:Paid | 5397 | 36.9 |  | 1 | 149 |  | 149 |  | 2019-05-14 15:14 | 2019-06-04 | DOCTOR PIPER INC | Retrofit | Panorama City | Los Angeles | 91402 | Host Customer is System Owner | 5 |  | 30004296 | SunEarth, Inc. | SOLARAY | TE40T-80-2G | Indirect Forced Circulation (IF) | 40.95 |  | TRB-40 | Glycol | Steam Back | Solar Storage and Auxiliary Tanks are separate | 80 | 1 | 1 | 65 | Z09 | [18 empty] | City of Los Angeles | FALSE | 36.22 |  | 2011-06-01: 2019-05-03; 2011-08-03: 2019-05-14; 2011-09-20: 2019-06-04 | 1970 | 5397 | Up-front Payment
SCG-013687 | Low Income Multifamily Residential | Domestic Hot Water | Gas | Southern California Gas Company | Incentive:Paid | 34323 | 24.89 |  | 1 | 1379 |  | 1379 |  | 2019-05-16 15:25 | 2019-06-20 | SOLAR - TEC SYSTEMS INC | New Construction | Carson | Los Angeles | 90745 | Host Customer is System Owner | [7 empty] | 322.08 | 40.26 |  | Glycol | Advanced Controller with a Vacation or Holiday Mode | Solar and Auxiliary Storage are the same Tank |  | 1 | 1 | 2470 | Z07 | 65 | Units | Apartments/Condos | 2010115A | 8 | 2 | 360 | 2 | 0 | 0 | 299000 | TRUE | 110 | 110 |  |  |  |  | County of Los Angeles | FALSE | 45.19 |  | 2019-05-03 |  | 2019-05-16 | 2019-06-20 | 2019-06-20 | 2019-07-08 | 1929 | 62323 | Up-front Payment
SCG-013688 | Commercial/Multifamily Residential | Domestic Hot Water | Gas | Southern California Gas Company | Incentive:Paid | 34061 | 20.19 |  | 1 | 1687 |  | 1687 |  | 2019-05-28 13:32 | 2019-08-05 | CALIFORNIA SOLAR INTEGRATORS INC | New Construction | Los Angeles | Los Angeles | 90047 | Host Customer is System Owner | [7 empty] | 409.5 | 40.95 |  | Glycol | Steam Back | Solar Storage and Auxiliary Tanks are separate |  | 1 | 1 | 1560 | Z08 | 39 | Units | Apartments/Condos | TRB-40 | 10 | 1 | 800 | 1 | 189 | 1 | 798000 | TRUE | 120 | 140 |  |  |  |  | County of Los Angeles | FALSE | 38.75 |  | 2019-05-03 |  | 2019-05-28 | 2019-08-05 | 2020-10-14 | 2020-11-13 | 1396 | 65379 | Up-front Payment
PGE-013689 | Commercial Pools | Pool Heating | Gas | Pacific Gas and Electric | Incentive:Canceled | 22736 | 7 |  | 1 | 3248 |  | 3248 |  | 2019-05-16 10:13 | 2019-08-07 | AZTEC SOLAR INC | Retrofit | Colverdale | Sonoma | 95425 | Host Customer is System Owner | [7 empty] | 1648.44 | 45.79 |  | Drainback |  |  |  | 1 | 1 |  | Z02 |  |  |  | 10001884 | 36 | 1 | [5 empty] | FALSE |  |  |  | Badger - Badger 380 |  | Badger - Badger 380 |  | FALSE | 20.62 |  | 2019-05-16 | 2019-06-27 | 2019-05-16 | 2019-08-07 |  |  | 1908 | 66976 | Up-front Payment
SCG-013690 | Low Income Single Family Residential | Domestic Hot Water | Gas | Southern California Gas Company | Incentive:Paid | 5397 | 36.9 |  | 1 | 148 |  | 148 |  | 2019-05-06 12:29 | 2019-05-08 | TITANIUM POWER INC | Retrofit | Pomona | Pomona | 91766 | Host Customer is System Owner | 5 |  | 30004272 | Butler Sun Solutions, Inc. | SOLAR BUTLER | BT1-40-I-T | Indirect Forced Circulation (IF) | 43.72 |  | BT1 | Glycol | Advanced Controller with a Vacation or Holiday Mode | Solar Storage with Tankless Auxiliary Water Heater | 40 | 1 | 1 | 65 | Z09 | [18 empty] | Pomona | FALSE | 36.69 |  | 2011-06-01: 2019-05-03; 2011-08-03: 2019-05-06; 2011-09-20: 2019-05-08 | 1994 | 5430 | Up-front Payment
SCG-013691 | Low Income Single Family Residential | Domestic Hot Water | Gas | Southern California Gas Company | Incentive:Paid | 5397 | 36.9 |  | 1 | 148 |  | 148 |  | 2019-05-06 11:34 | 2019-05-08 | TITANIUM POWER INC | Retrofit | Pomona | Pomona | 91766 | Host Customer is System Owner | 4 |  | 30004272 | Butler Sun Solutions, Inc. | SOLAR BUTLER | BT1-40-I-T | Indirect Forced Circulation (IF) | 43.72 |  | BT1 | Glycol | Advanced Controller with a Vacation or Holiday Mode | Solar Storage with Tankless Auxiliary Water Heater | 40 | 1 | 1 | 55 | Z09 | [18 empty] | Pomona | FALSE | 36.69 |  | 2011-06-01: 2019-05-03; 2011-08-03: 2019-05-06; 2011-09-20: 2019-05-08 | 1994 | 5430 | Up-front Payment
SCG-013692 | Low Income Single Family Residential | Domestic Hot Water | Gas | Southern California Gas Company | Incentive:Paid | 5397 | 36.9 |  | 1 | 148 |  | 148 |  | 2019-05-06 11:32 | 2019-05-08 | TITANIUM POWER INC | Retrofit | Pomona | Pomona | 91766 | Host Customer is System Owner | 5 |  | 30004272 | Butler Sun Solutions, Inc. | SOLAR BUTLER | BT1-40-I-T | Indirect Forced Circulation (IF) | 43.72 |  | BT1 | Glycol | Advanced Controller with a Vacation or Holiday Mode | Solar Storage with Tankless Auxiliary Water Heater | 40 | 1 | 1 | 65 | Z09 | [18 empty] | Pomona | FALSE | 36.69 |  | 2011-06-01: 2019-05-03; 2011-08-03: 2019-05-06; 2011-09-20: 2019-05-08 | 1994 | 5430 | Up-front Payment
SCG-013693 | Low Income Single Family Residential | Domestic Hot Water | Gas | Southern California Gas Company | Incentive:Paid | 5397 | 36.9 |  | 1 | 148 |  | 148 |  | 2019-05-06 11:38 | 2019-05-08 | TITANIUM POWER INC | Retrofit | Pomona | Pomona | 91766 | Host Customer is System Owner | 4 |  | 30004272 | Butler Sun Solutions, Inc. | SOLAR BUTLER | BT1-40-I-T | Indirect Forced Circulation (IF) | 43.72 |  | BT1 | Glycol | Advanced Controller with a Vacation or Holiday Mode | Solar Storage with Tankless Auxiliary Water Heater | 40 | 1 | 1 | 55 | Z09 | [18 empty] | Pomona | FALSE | 36.69 |  | 2011-06-01: 2019-05-03; 2011-08-03: 2019-05-06; 2011-09-20: 2019-05-08 | 1994 | 5430 | Up-front Payment
SCG-013694 | Low Income Single Family Residential | Domestic Hot Water | Gas | Southern California Gas Company | Incentive:Paid | 5397 | 36.9 |  | 1 | 148 |  | 148 |  | 2019-05-06 11:40 | 2019-05-08 | TITANIUM POWER INC | Retrofit | Pomona | Pomona | 91766 | Host Customer is System Owner | 4 |  | 30004272 | Butler Sun Solutions, Inc. | SOLAR BUTLER | BT1-40-I-T | Indirect Forced Circulation (IF) | 43.72 |  | BT1 | Glycol | Advanced Controller with a Vacation or Holiday Mode | Solar Storage with Tankless Auxiliary Water Heater | 40 | 1 | 1 | 55 | Z09 | [18 empty] | Pomona | FALSE | 36.69 |  | 2011-06-01: 2019-05-03; 2011-08-03: 2019-05-06; 2011-09-20: 2019-05-08 | 1994 | 5430 | Up-front Payment
SCG-013695 | Low Income Single Family Residential | Domestic Hot Water | Gas | Southern California Gas Company | Incentive:Paid | 5397 | 36.9 |  | 1 | 148 |  | 148 |  | 2019-05-06 13:13 | 2019-05-08 | TITANIUM POWER INC | Retrofit | Pomona | Pomona | 91766 | Host Customer is System Owner | 4 |  | 30004272 | Butler Sun Solutions, Inc. | SOLAR BUTLER | BT1-40-I-T | Indirect Forced Circulation (IF) | 43.72 |  | BT1 | Glycol | Advanced Controller with a Vacation or Holiday Mode | Solar Storage with Tankless Auxiliary Water Heater | 40 | 1 | 1 | 55 | Z09 | [18 empty] | Pomona | FALSE | 36.69 |  | 2011-06-01: 2019-05-03; 2011-08-03: 2019-05-06; 2011-09-20: 2019-05-08 | 1994 | 5430 | Up-front Payment
SCG-013696 | Low Income Single Family Residential | Domestic Hot Water | Gas | Southern California Gas Company | Incentive:Paid | 5397 | 36.9 |  | 1 | 148 |  | 148 |  | 2019-05-06 13:16 | 2019-05-08 | TITANIUM POWER INC | Retrofit | Pomona | Pomona | 91766 | Host Customer is System Owner | 5 |  | 30004272 | Butler Sun Solutions, Inc. | SOLAR BUTLER | BT1-40-I-T | Indirect Forced Circulation (IF) | 43.72 |  | BT1 | Glycol | Advanced Controller with a Vacation or Holiday Mode | Solar Storage with Tankless Auxiliary Water Heater | 40 | 1 | 1 | 65 | Z09 | [18 empty] | Pomona | FALSE | 36.69 |  | 2011-06-01: 2019-05-03; 2011-08-03: 2019-05-06; 2011-09-20: 2019-05-08 | 1994 | 5430 | Up-front Payment
SCG-013697 | Low Income Single Family Residential | Domestic Hot Water | Gas | Southern California Gas Company | Incentive:Paid | 5397 | 36.9 |  | 1 | 148 |  | 148 |  | 2019-05-06 11:28 | 2019-05-08 | TITANIUM POWER INC | Retrofit | Pomona | Pomona | 91766 | Host Customer is System Owner | 4 |  | 30004272 | Butler Sun Solutions, Inc. | SOLAR BUTLER | BT1-40-I-T | Indirect Forced Circulation (IF) | 43.72 |  | BT1 | Glycol | Advanced Controller with a Vacation or Holiday Mode | Solar Storage with Tankless Auxiliary Water Heater | 40 | 1 | 1 | 55 | Z09 | [18 empty] | Pomona | FALSE | 36.69 |  | 2011-06-01: 2019-05-03; 2011-08-03: 2019-05-06; 2011-09-20: 2019-05-08 | 1994 | 5430 | Up-front Payment
SCG-013699 | Low Income Single Family Residential | Domestic Hot Water | Gas | Southern California Gas Company | Incentive:Paid | 2694 | 36.9 |  | 1 | 73 |  | 73 |  | 2019-05-07 16:37 | 2019-05-10 | TITANIUM POWER INC | Retrofit | Pomona | Pomona | 91766 | Host Customer is System Owner | 4 |  | 30004257 | Butler Sun Solutions, Inc. | SOLAR BUTLER | B-BT1-40-I | Indirect Forced Circulation (IF) | 43.72 |  | BT1 | Glycol | Advanced Controller with a Vacation or Holiday Mode | Solar Storage and Auxiliary Tanks are separate | 40 | 1 | 1 | 55 | Z09 | [18 empty] | Pomona | FALSE | 38.08 |  | 2011-06-01: 2019-05-06; 2011-08-03: 2019-05-07; 2011-09-20: 2019-05-10 | 1993 | 2780 | Up-front Payment
SCG-013700 | Low Income Single Family Residential | Domestic Hot Water | Gas | Southern California Gas Company | Incentive:Paid | 5188 | 36.9 |  | 1 | 148 |  | 141 |  | 2019-05-07 16:36 | 2019-05-10 | TITANIUM POWER INC | Retrofit | Pomona | Pomona | 91766 | Host Customer is System Owner | 4 |  | 30004272 | Butler Sun Solutions, Inc. | SOLAR BUTLER | BT1-40-I-T | Indirect Forced Circulation (IF) | 43.72 |  | BT1 | Glycol | Advanced Controller with a Vacation or Holiday Mode | Solar Storage with Tankless Auxiliary Water Heater | 40 | 1 | 0.95 | 55 | Z09 | [18 empty] | Pomona | FALSE | 35.34 |  | 2011-06-01: 2019-05-06; 2011-08-03: 2019-05-07; 2011-09-20: 2019-05-10 | 1991 | 5230 | Up-front Payment
SCG-013701 | Low Income Single Family Residential | Domestic Hot Water | Gas | Southern California Gas Company | Incentive:Paid | 5397 | 36.9 |  | 1 | 148 |  | 148 |  | 2019-05-07 16:31 | 2019-05-10 | TITANIUM POWER INC | Retrofit | Pomona | Pomona | 91766 | Host Customer is System Owner | 4 |  | 30004272 | Butler Sun Solutions, Inc. | SOLAR BUTLER | BT1-40-I-T | Indirect Forced Circulation (IF) | 43.72 |  | BT1 | Glycol | Advanced Controller with a Vacation or Holiday Mode | Solar Storage with Tankless Auxiliary Water Heater | 40 | 1 | 1 | 55 | Z09 | [18 empty] | Pomona | FALSE | 36.69 |  | 2011-06-01: 2019-05-06; 2011-08-03: 2019-05-07; 2011-09-20: 2019-05-10 | 1991 | 5430 | Up-front Payment
SCG-013702 | Low Income Single Family Residential | Domestic Hot Water | Gas | Southern California Gas Company | Incentive:Paid | 5397 | 36.9 |  | 1 | 148 |  | 148 |  | 2019-05-07 16:34 | 2019-05-20 | TITANIUM POWER INC | Retrofit | Pomona | Pomona | 91766 | Host Customer is System Owner | 8 |  | 30004272 | Butler Sun Solutions, Inc. | SOLAR BUTLER | BT1-40-I-T | Indirect Forced Circulation (IF) | 43.72 |  | BT1 | Glycol | Advanced Controller with a Vacation or Holiday Mode | Solar Storage with Tankless Auxiliary Water Heater | 40 | 1 | 1 | 95 | Z09 | [18 empty] | Pomona | FALSE | 36.69 |  | 2011-06-01: 2019-05-06; 2011-08-03: 2019-05-07; 2011-09-20: 2019-05-20 | 1984 | 5430 | Up-front Payment
SCG-013703 | Low Income Single Family Residential | Domestic Hot Water | Gas | Southern California Gas Company | Incentive:Paid | 5397 | 36.9 |  | 1 | 148 |  | 148 |  | 2019-05-07 16:30 | 2019-05-09 | TITANIUM POWER INC | Retrofit | Pomona | Pomona | 91766 | Host Customer is System Owner | 7 |  | 30004272 | Butler Sun Solutions, Inc. | SOLAR BUTLER | BT1-40-I-T | Indirect Forced Circulation (IF) | 43.72 |  | BT1 | Glycol | Advanced Controller with a Vacation or Holiday Mode | Solar Storage with Tankless Auxiliary Water Heater | 40 | 1 | 1 | 85 | Z09 | [18 empty] | Pomona | FALSE | 36.69 |  | 2011-06-01: 2019-05-06; 2011-08-03: 2019-05-07; 2011-09-20: 2019-05-09 | 1993 | 5430 | Up-front Payment
SCG-013704 | Low Income Single Family Residential | Domestic Hot Water | Gas | Southern California Gas Company | Incentive:Paid | 5397 | 36.9 |  | 1 | 148 |  | 148 |  | 2019-05-07 16:34 | 2019-05-09 | TITANIUM POWER INC | Retrofit | Pomona | Pomona | 91766 | Host Customer is System Owner | 6 |  | 30004272 | Butler Sun Solutions, Inc. | SOLAR BUTLER | BT1-40-I-T | Indirect Forced Circulation (IF) | 43.72 |  | BT1 | Glycol | Advanced Controller with a Vacation or Holiday Mode | Solar Storage with Tankless Auxiliary Water Heater | 40 | 1 | 1 | 75 | Z09 | [18 empty] | Pomona | FALSE | 36.69 |  | 2011-06-01: 2019-05-06; 2011-08-03: 2019-05-07; 2011-09-20: 2019-05-09 | 1993 | 5430 | Up-front Payment
SCG-013705 | Low Income Single Family Residential | Domestic Hot Water | Gas | Southern California Gas Company | Incentive:Paid | 5397 | 36.9 |  | 1 | 148 |  | 148 |  | 2019-05-07 16:33 | 2019-05-09 | TITANIUM POWER INC | Retrofit | Pomona | Pomona | 91766 | Host Customer is System Owner | 4 |  | 30004272 | Butler Sun Solutions, Inc. | SOLAR BUTLER | BT1-40-I-T | Indirect Forced Circulation (IF) | 43.72 |  | BT1 | Glycol | Advanced Controller with a Vacation or Holiday Mode | Solar Storage with Tankless Auxiliary Water Heater | 40 | 1 | 1 | 55 | Z09 | [18 empty] | Pomona | FALSE | 36.69 |  | 2011-06-01: 2019-05-06; 2011-08-03: 2019-05-07; 2011-09-20: 2019-05-09 | 1993 | 5430 | Up-front Payment
SCG-013706 | Low Income Single Family Residential | Domestic Hot Water | Gas | Southern California Gas Company | Incentive:Paid | 5397 | 36.9 |  | 1 | 148 |  | 148 |  | 2019-05-07 16:32 | 2019-05-09 | TITANIUM POWER INC | Retrofit | Pomona | Pomona | 91766 | Host Customer is System Owner | 4 |  | 30004272 | Butler Sun Solutions, Inc. | SOLAR BUTLER | BT1-40-I-T | Indirect Forced Circulation (IF) | 43.72 |  | BT1 | Glycol | Advanced Controller with a Vacation or Holiday Mode | Solar Storage with Tankless Auxiliary Water Heater | 40 | 1 | 1 | 55 | Z09 | [18 empty] | Pomona | FALSE | 36.69 |  | 2011-06-01: 2019-05-06; 2011-08-03: 2019-05-07; 2011-09-20: 2019-05-09 | 1993 | 5430 | Up-front Payment
SCG-013707 | Low Income Single Family Residential | Domestic Hot Water | Gas | Southern California Gas Company | Incentive:Paid | 5397 | 36.9 |  | 1 | 148 |  | 148 |  | 2019-05-07 16:30 | 2019-05-09 | TITANIUM POWER INC | Retrofit | Pomona | Pomona | 91766 | Host Customer is System Owner | 7 |  | 30004272 | Butler Sun Solutions, Inc. | SOLAR BUTLER | BT1-40-I-T | Indirect Forced Circulation (IF) | 43.72 |  | BT1 | Glycol | Advanced Controller with a Vacation or Holiday Mode | Solar Storage with Tankless Auxiliary Water Heater | 40 | 1 | 1 | 85 | Z09 | [18 empty] | Pomona | FALSE | 36.69 |  | 2011-06-01: 2019-05-06; 2011-08-03: 2019-05-07; 2011-09-20: 2019-05-09 | 1996 | 5430 | Up-front Payment
SCG-013708 | Low Income Single Family Residential | Domestic Hot Water | Gas | Southern California Gas Company | Incentive:Paid | 2694 | 36.9 |  | 1 | 73 |  | 73 |  | 2019-05-07 16:35 | 2019-05-20 | TITANIUM POWER INC | Retrofit | Pomona | Pomona | 91766 | Host Customer is System Owner | 8 |  | 30004257 | Butler Sun Solutions, Inc. | SOLAR BUTLER | B-BT1-40-I | Indirect Forced Circulation (IF) | 43.72 |  | BT1 | Glycol | Advanced Controller with a Vacation or Holiday Mode | Solar Storage with Tankless Auxiliary Water Heater | 40 | 1 | 1 | 95 | Z09 | [18 empty] | Pomona | FALSE | 74.38 |  | 2011-06-01: 2019-05-06; 2011-08-03: 2019-05-07; 2011-09-20: 2019-05-20 | 1984 | 5430 | Up-front Payment
SCG-013709 | Low Income Single Family Residential | Domestic Hot Water | Gas | Southern California Gas Company | Incentive:Canceled | 5397 | 36.9 |  | 1 | 148 |  | 148 |  | 2019-05-07 16:36 |  | TITANIUM POWER INC | Retrofit | Pomona | Pomona | 91766 | Host Customer is System Owner | 4 |  | 30004272 | Butler Sun Solutions, Inc. | SOLAR BUTLER | BT1-40-I-T | Indirect Forced Circulation (IF) | 43.72 |  | BT1 | Glycol | Advanced Controller with a Vacation or Holiday Mode | Solar Storage with Tankless Auxiliary Water Heater | 40 | 1 | 1 | 55 | Z09 | [18 empty] | Pomona | FALSE | 36.69 |  | 2011-06-01: 2019-05-06; 2011-06-21: 2019-05-08; 2011-08-03: 2019-05-07 | 1999 | 5430 | Up-front Payment
SCG-013710 | Low Income Single Family Residential | Domestic Hot Water | Gas | Southern California Gas Company | Incentive:Paid | 5397 | 36.9 |  | 1 | 148 |  | 148 |  | 2019-05-08 15:27 | 2019-05-13 | TITANIUM POWER INC | Retrofit | Pomona | Pomona | 91766 | Host Customer is System Owner | 6 |  | 30004272 | Butler Sun Solutions, Inc. | SOLAR BUTLER | BT1-40-I-T | Indirect Forced Circulation (IF) | 43.72 |  | BT1 | Glycol | Advanced Controller with a Vacation or Holiday Mode | Solar Storage with Tankless Auxiliary Water Heater | 40 | 1 | 1 | 75 | Z09 | [18 empty] | Pomona | FALSE | 36.69 |  | 2011-06-01: 2019-05-07; 2011-08-03: 2019-05-08; 2011-09-20: 2019-05-13 | 1991 | 5430 | Up-front Payment
SCG-013711 | Low Income Single Family Residential | Domestic Hot Water | Gas | Southern California Gas Company | Incentive:Paid | 5188 | 36.9 |  | 1 | 148 |  | 141 |  | 2019-05-08 15:25 | 2019-05-13 | TITANIUM POWER INC | Retrofit | Pomona | Pomona | 91766 | Host Customer is System Owner | 4 |  | 30004272 | Butler Sun Solutions, Inc. | SOLAR BUTLER | BT1-40-I-T | Indirect Forced Circulation (IF) | 43.72 |  | BT1 | Glycol | Advanced Controller with a Vacation or Holiday Mode | Solar Storage with Tankless Auxiliary Water Heater | 40 | 1 | 0.95 | 55 | Z09 | [18 empty] | Pomona | FALSE | 35.34 |  | 2011-06-01: 2019-05-07; 2011-08-03: 2019-05-08; 2011-09-20: 2019-05-13 | 1991 | 5230 | Up-front Payment
SCG-013712 | Low Income Single Family Residential | Domestic Hot Water | Gas | Southern California Gas Company | Incentive:Paid | 5397 | 36.9 |  | 1 | 148 |  | 148 |  | 2019-05-08 15:24 | 2019-05-20 | TITANIUM POWER INC | Retrofit | Pomona | Pomona | 91766 | Host Customer is System Owner | 4 |  | 30004272 | Butler Sun Solutions, Inc. | SOLAR BUTLER | BT1-40-I-T | Indirect Forced Circulation (IF) | 43.72 |  | BT1 | Glycol | Advanced Controller with a Vacation or Holiday Mode | Solar Storage with Tankless Auxiliary Water Heater | 40 | 1 | 1 | 55 | Z09 | [18 empty] | Pomona | FALSE | 36.69 |  | 2011-06-01: 2019-05-07; 2011-08-03: 2019-05-08; 2011-09-20: 2019-05-20 | 1984 | 5430 | Up-front Payment
SCG-013713 | Low Income Single Family Residential | Domestic Hot Water | Gas | Southern California Gas Company | Incentive:Paid | 5397 | 36.9 |  | 1 | 148 |  | 148 |  | 2019-05-08 15:27 | 2019-05-13 | TITANIUM POWER INC | Retrofit | Pomona | Pomona | 91766 | Host Customer is System Owner | 8 |  | 30004272 | Butler Sun Solutions, Inc. | SOLAR BUTLER | BT1-40-I-T | Indirect Forced Circulation (IF) | 43.72 |  | BT1 | Glycol | Advanced Controller with a Vacation or Holiday Mode | Solar Storage with Tankless Auxiliary Water Heater | 40 | 1 | 1 | 95 | Z09 | [18 empty] | Pomona | FALSE | 36.69 |  | 2011-06-01: 2019-05-07; 2011-08-03: 2019-05-08; 2011-09-20: 2019-05-13 | 1991 | 5430 | Up-front Payment
SCG-013714 | Low Income Single Family Residential | Domestic Hot Water | Gas | Southern California Gas Company | Incentive:Paid | 4642 | 36.9 |  | 1 | 148 |  | 126 |  | 2019-05-08 15:31 | 2019-05-13 | TITANIUM POWER INC | Retrofit | Pomona | Pomona | 91766 | Host Customer is System Owner | 4 |  | 30004272 | Butler Sun Solutions, Inc. | SOLAR BUTLER | BT1-40-I-T | Indirect Forced Circulation (IF) | 43.72 |  | BT1 | Glycol | Advanced Controller with a Vacation or Holiday Mode | Solar Storage with Tankless Auxiliary Water Heater | 40 | 1 | 0.85 | 55 | Z09 | [18 empty] | Pomona | FALSE | 31.62 |  | 2011-06-01: 2019-05-07; 2011-08-03: 2019-05-08; 2011-09-20: 2019-05-13 | 1991 | 4680 | Up-front Payment
SCG-013715 | Low Income Single Family Residential | Domestic Hot Water | Gas | Southern California Gas Company | Incentive:Canceled | 5397 | 36.9 |  | 1 | 149 |  | 149 |  | 2019-05-29 10:33 |  | DOCTOR PIPER INC | Retrofit | Panorama City | Los Angeles | 91402 | Host Customer is System Owner | 5 |  | 30004296 | SunEarth, Inc. | SOLARAY | TE40T-80-2G | Indirect Forced Circulation (IF) | 40.95 |  | TRB-40 | Glycol | Steam Back | Solar Storage and Auxiliary Tanks are separate | 80 | 1 | 1 | 65 | Z09 | [18 empty] | City of Los Angeles | FALSE | 36.22 |  | 2011-06-01: 2019-05-07; 2011-06-21: 2019-06-27; 2011-08-03: 2019-05-29 | 1949 | 5397 | Up-front Payment
SCG-013716 | Low Income Single Family Residential | Domestic Hot Water | Gas | Southern California Gas Company | Incentive:Paid | 5397 | 36.9 |  | 1 | 148 |  | 148 |  | 2019-05-08 15:30 | 2019-05-13 | TITANIUM POWER INC | Retrofit | Pomona | Pomona | 91766 | Host Customer is System Owner | 4 |  | 30004272 | Butler Sun Solutions, Inc. | SOLAR BUTLER | BT1-40-I-T | Indirect Forced Circulation (IF) | 43.72 |  | BT1 | Glycol | Advanced Controller with a Vacation or Holiday Mode | Solar Storage with Tankless Auxiliary Water Heater | 40 | 1 | 1 | 55 | Z09 | [18 empty] | Pomona | FALSE | 36.69 |  | 2011-06-01: 2019-05-07; 2011-08-03: 2019-05-08; 2011-09-20: 2019-05-13 | 1991 | 5430 | Up-front Payment
SCG-013717 | Low Income Single Family Residential | Domestic Hot Water | Gas | Southern California Gas Company | Incentive:Paid | 5397 | 36.9 |  | 1 | 148 |  | 148 |  | 2019-05-10 10:42 | 2019-05-14 | TITANIUM POWER INC | Retrofit | Pomna | Pomona | 91766 | Host Customer is System Owner | 9 |  | 30004272 | Butler Sun Solutions, Inc. | SOLAR BUTLER | BT1-40-I-T | Indirect Forced Circulation (IF) | 43.72 |  | BT1 | Glycol | Advanced Controller with a Vacation or Holiday Mode | Solar Storage with Tankless Auxiliary Water Heater | 40 | 1 | 1 | 105 | Z09 | [18 empty] | Pomona | FALSE | 36.69 |  | 2011-06-01: 2019-05-07; 2011-08-03: 2019-05-10; 2011-09-20: 2019-05-14 | 1990 | 5430 | Up-front Payment
SCG-013718 | Low Income Single Family Residential | Domestic Hot Water | Gas | Southern California Gas Company | Incentive:Paid | 5397 | 36.9 |  | 1 | 148 |  | 148 |  | 2019-05-08 15:32 | 2019-05-13 | TITANIUM POWER INC | Retrofit | Pomona | Pomona | 91766 | Host Customer is System Owner | 4 |  | 30004272 | Butler Sun Solutions, Inc. | SOLAR BUTLER | BT1-40-I-T | Indirect Forced Circulation (IF) | 43.72 |  | BT1 | Glycol | Advanced Controller with a Vacation or Holiday Mode | Solar Storage with Tankless Auxiliary Water Heater | 40 | 1 | 1 | 55 | Z09 | [18 empty] | Pomona | FALSE | 36.69 |  | 2011-06-01: 2019-05-07; 2011-08-03: 2019-05-08; 2011-09-20: 2019-05-13 | 1991 | 5430 | Up-front Payment
SCG-013719 | Low Income Single Family Residential | Domestic Hot Water | Gas | Southern California Gas Company | Incentive:Paid | 5397 | 36.9 |  | 1 | 148 |  | 148 |  | 2019-05-08 15:22 | 2019-05-20 | TITANIUM POWER INC | Retrofit | Pomona | Pomona | 91766 | Host Customer is System Owner | 8 |  | 30004272 | Butler Sun Solutions, Inc. | SOLAR BUTLER | BT1-40-I-T | Indirect Forced Circulation (IF) | 43.72 |  | BT1 | Glycol | Advanced Controller with a Vacation or Holiday Mode | Solar Storage with Tankless Auxiliary Water Heater | 40 | 1 | 1 | 95 | Z09 | [18 empty] | Pomona | FALSE | 36.69 |  | 2011-06-01: 2019-05-07; 2011-08-03: 2019-05-08; 2011-09-20: 2019-05-20 | 1984 | 5430 | Up-front Payment
SCG-013720 | Low Income Single Family Residential | Domestic Hot Water | Gas | Southern California Gas Company | Incentive:Paid | 5397 | 36.9 |  | 1 | 148 |  | 148 |  | 2019-05-08 15:31 | 2019-05-13 | TITANIUM POWER INC | Retrofit | Pomona | Pomona | 91766 | Host Customer is System Owner | 4 |  | 30004272 | Butler Sun Solutions, Inc. | SOLAR BUTLER | BT1-40-I-T | Indirect Forced Circulation (IF) | 43.72 |  | BT1 | Glycol | Advanced Controller with a Vacation or Holiday Mode | Solar Storage with Tankless Auxiliary Water Heater | 40 | 1 | 1 | 55 | Z09 | [18 empty] | Pomona | FALSE | 36.69 |  | 2011-06-01: 2019-05-07; 2011-08-03: 2019-05-08; 2011-09-20: 2019-05-13 | 1991 | 5430 | Up-front Payment
SCG-013721 | Low Income Single Family Residential | Domestic Hot Water | Gas | Southern California Gas Company | Incentive:Paid | 5397 | 36.9 |  | 1 | 149 |  | 149 |  | 2019-05-15 11:49 | 2019-05-16 | DOCTOR PIPER INC | Retrofit | Panorama City | Los Angeles | 91402 | Host Customer is System Owner | 4 |  | 30004296 | SunEarth, Inc. | SOLARAY | TE40T-80-2G | Indirect Forced Circulation (IF) | 40.95 |  | TRB-40 | Glycol | Steam Back | Solar Storage and Auxiliary Tanks are separate | 80 | 1 | 1 | 55 | Z09 | [18 empty] | City of Los Angeles | FALSE | 36.22 |  | 2011-06-01: 2019-05-07; 2011-08-03: 2019-05-15; 2011-09-20: 2019-05-16 | 1986 | 5397 | Up-front Payment
SCG-013722 | Low Income Single Family Residential | Domestic Hot Water | Gas | Southern California Gas Company | Incentive:Paid | 5397 | 36.9 |  | 1 | 148 |  | 148 |  | 2019-05-08 15:29 | 2019-05-13 | TITANIUM POWER INC | Retrofit | Pomona | Pomona | 91766 | Host Customer is System Owner | 5 |  | 30004272 | Butler Sun Solutions, Inc. | SOLAR BUTLER | BT1-40-I-T | Indirect Forced Circulation (IF) | 43.72 |  | BT1 | Glycol | Advanced Controller with a Vacation or Holiday Mode | Solar Storage with Tankless Auxiliary Water Heater | 40 | 1 | 1 | 65 | Z09 | [18 empty] | Pomona | FALSE | 36.69 |  | 2011-06-01: 2019-05-07; 2011-08-03: 2019-05-08; 2011-09-20: 2019-05-13 | 1991 | 5430 | Up-front Payment
SCG-013723 | Low Income Single Family Residential | Domestic Hot Water | Gas | Southern California Gas Company | Incentive:Paid | 5397 | 36.9 |  | 1 | 148 |  | 148 |  | 2019-05-08 15:29 | 2019-05-13 | TITANIUM POWER INC | Retrofit | Pomona | Pomona | 91766 | Host Customer is System Owner | 4 |  | 30004272 | Butler Sun Solutions, Inc. | SOLAR BUTLER | BT1-40-I-T | Indirect Forced Circulation (IF) | 43.72 |  | BT1 | Glycol | Advanced Controller with a Vacation or Holiday Mode | Solar Storage with Tankless Auxiliary Water Heater | 40 | 1 | 1 | 55 | Z09 | [18 empty] | Pomona | FALSE | 36.69 |  | 2011-06-01: 2019-05-07; 2011-08-03: 2019-05-08; 2011-09-20: 2019-05-13 | 1991 | 5430 | Up-front Payment
SCG-013724 | Low Income Single Family Residential | Domestic Hot Water | Gas | Southern California Gas Company | Incentive:Paid | 5397 | 36.9 |  | 1 | 148 |  | 148 |  | 2019-05-08 15:22 | 2019-05-14 | TITANIUM POWER INC | Retrofit | Pomona | Pomona | 91766 | Host Customer is System Owner | 4 |  | 30004272 | Butler Sun Solutions, Inc. | SOLAR BUTLER | BT1-40-I-T | Indirect Forced Circulation (IF) | 43.72 |  | BT1 | Glycol | Advanced Controller with a Vacation or Holiday Mode | Solar Storage with Tankless Auxiliary Water Heater | 40 | 1 | 1 | 55 | Z09 | [18 empty] | Pomona | FALSE | 36.69 |  | 2011-06-01: 2019-05-07; 2011-08-03: 2019-05-08; 2011-09-20: 2019-05-14 | 1990 | 5430 | Up-front Payment
SCG-013725 | Low Income Single Family Residential | Domestic Hot Water | Gas | Southern California Gas Company | Incentive:Paid | 5397 | 36.9 |  | 1 | 148 |  | 148 |  | 2019-05-08 15:26 | 2019-05-14 | TITANIUM POWER INC | Retrofit | Pomona | Pomona | 91766 | Host Customer is System Owner | 4 |  | 30004272 | Butler Sun Solutions, Inc. | SOLAR BUTLER | BT1-40-I-T | Indirect Forced Circulation (IF) | 43.72 |  | BT1 | Glycol | Advanced Controller with a Vacation or Holiday Mode | Solar Storage with Tankless Auxiliary Water Heater | 40 | 1 | 1 | 55 | Z09 | [18 empty] | Pomona | FALSE | 36.69 |  | 2011-06-01: 2019-05-07; 2011-08-03: 2019-05-08; 2011-09-20: 2019-05-14 | 1990 | 5430 | Up-front Payment
SCG-013726 | Low Income Single Family Residential | Domestic Hot Water | Gas | Southern California Gas Company | Incentive:Paid | 5397 | 36.9 |  | 1 | 148 |  | 148 |  | 2019-05-08 15:28 | 2019-05-14 | TITANIUM POWER INC | Retrofit | Pomona | Pomona | 91766 | Host Customer is System Owner | 8 |  | 30004272 | Butler Sun Solutions, Inc. | SOLAR BUTLER | BT1-40-I-T | Indirect Forced Circulation (IF) | 43.72 |  | BT1 | Glycol | Advanced Controller with a Vacation or Holiday Mode | Solar Storage with Tankless Auxiliary Water Heater | 40 | 1 | 1 | 95 | Z09 | [18 empty] | Pomona | FALSE | 36.69 |  | 2011-06-01: 2019-05-07; 2011-08-03: 2019-05-08; 2011-09-20: 2019-05-14 | 1990 | 5430 | Up-front Payment
SCG-013727 | Low Income Multifamily Residential | Domestic Hot Water | Gas | Southern California Gas Company | Incentive:Paid | 72529 | 24.89 |  | 1 | 2914 |  | 2914 |  | 2019-05-16 17:10 | 2019-06-17 | PROMISE ENERGY INC | Retrofit | San Bernardino | San Bernardino | 92410 | Host Customer is System Owner | [7 empty] | 724.68 | 40.26 |  | Glycol | Steam Back | Solar Storage and Auxiliary Tanks are separate |  | 1 | 1 | 2812 | Z10 | 74 | Units | Apartments/Condos | 2010115A | 18 | 1 | 1500 | 1 | 200 | 2 | 500000 | TRUE | 140 | 120 |  | Heliodyne - Delta-T Pro WiFi |  | Heliodyne - Delta-T Pro WiFi | San Bernardino | FALSE | 46.05 |  | 2019-05-07 |  | 2019-05-16 | 2019-06-17 | 2020-05-13 | 2020-05-21 | 1609 | 134176.6 | Up-front Payment
SCG-013728 | Low Income Multifamily Residential | Domestic Hot Water | Gas | Southern California Gas Company | Incentive:Paid | 75168 | 24.89 |  | 1 | 3020 |  | 3020 |  | 2019-05-16 17:16 | 2019-06-17 | PROMISE ENERGY INC | Retrofit | San Bernardino | San Bernardino | 92410 | Host Customer is System Owner | [7 empty] | 724.68 | 40.26 |  | Glycol | Steam Back | Solar Storage and Auxiliary Tanks are separate |  | 1 | 1 | 3306 | Z10 | 87 | Units | Apartments/Condos | 2010115A | 18 | 1 | 1930 | 1 | 200 | 2 | 500000 | TRUE | 140 | 120 |  | Heliodyne - Delta-T Pro WiFi |  | Heliodyne - Delta-T Pro WiFi | San Bernardino | FALSE | 44.43 |  | 2019-05-07 |  | 2019-05-16 | 2019-06-17 | 2020-05-13 | 2020-05-21 | 1609 | 134176.6 | Up-front Payment
SCG-013729 | Low Income Single Family Residential | Domestic Hot Water | Gas | Southern California Gas Company | Incentive:Paid | 5188 | 36.9 |  | 1 | 148 |  | 141 |  | 2019-05-10 10:28 | 2019-05-14 | TITANIUM POWER INC | Retrofit | Pomona | Pomona | 91766 | Host Customer is System Owner | 7 |  | 30004272 | Butler Sun Solutions, Inc. | SOLAR BUTLER | BT1-40-I-T | Indirect Forced Circulation (IF) | 43.72 |  | BT1 | Glycol | Advanced Controller with a Vacation or Holiday Mode | Solar Storage with Tankless Auxiliary Water Heater | 40 | 1 | 0.95 | 85 | Z09 | [18 empty] | Pomona | FALSE | 35.34 |  | 2011-06-01: 2019-05-08; 2011-08-03: 2019-05-10; 2011-09-20: 2019-05-14 | 1990 | 5230 | Up-front Payment
SCG-013730 | Low Income Single Family Residential | Domestic Hot Water | Gas | Southern California Gas Company | Incentive:Paid | 5397 | 36.9 |  | 1 | 148 |  | 148 |  | 2019-05-09 14:20 | 2019-05-13 | TITANIUM POWER INC | Retrofit | Pomona | Pomona | 91766 | Host Customer is System Owner | 5 |  | 30004272 | Butler Sun Solutions, Inc. | SOLAR BUTLER | BT1-40-I-T | Indirect Forced Circulation (IF) | 43.72 |  | BT1 | Glycol | Advanced Controller with a Vacation or Holiday Mode | Solar Storage with Tankless Auxiliary Water Heater | 40 | 1 | 1 | 65 | Z09 | [18 empty] | Pomona | FALSE | 36.69 |  | 2011-06-01: 2019-05-08; 2011-08-03: 2019-05-09; 2011-09-20: 2019-05-13 | 1991 | 5430 | Up-front Payment
SCG-013731 | Low Income Single Family Residential | Domestic Hot Water | Gas | Southern California Gas Company | Incentive:Paid | 5397 | 36.9 |  | 1 | 148 |  | 148 |  | 2019-05-09 14:21 | 2019-05-13 | TITANIUM POWER INC | Retrofit | Pomona | Pomona | 91766 | Host Customer is System Owner | 4 |  | 30004272 | Butler Sun Solutions, Inc. | SOLAR BUTLER | BT1-40-I-T | Indirect Forced Circulation (IF) | 43.72 |  | BT1 | Glycol | Advanced Controller with a Vacation or Holiday Mode | Solar Storage with Tankless Auxiliary Water Heater | 40 | 1 | 1 | 55 | Z09 | [18 empty] | Pomona | FALSE | 36.69 |  | 2011-06-01: 2019-05-08; 2011-08-03: 2019-05-09; 2011-09-20: 2019-05-13 | 1991 | 5430 | Up-front Payment
SCG-013732 | Low Income Single Family Residential | Domestic Hot Water | Gas | Southern California Gas Company | Incentive:Paid | 5397 | 36.9 |  | 1 | 148 |  | 148 |  | 2019-05-10 10:31 | 2019-05-20 | TITANIUM POWER INC | Retrofit | Pomona | Pomona | 91766 | Host Customer is System Owner | 4 |  | 30004272 | Butler Sun Solutions, Inc. | SOLAR BUTLER | BT1-40-I-T | Indirect Forced Circulation (IF) | 43.72 |  | BT1 | Glycol | Advanced Controller with a Vacation or Holiday Mode | Solar Storage with Tankless Auxiliary Water Heater | 40 | 1 | 1 | 55 | Z09 | [18 empty] | Pomona | FALSE | 36.69 |  | 2011-06-01: 2019-05-08; 2011-08-03: 2019-05-10; 2011-09-20: 2019-05-20 | 1984 | 5430 | Up-front Payment
SCG-013733 | Low Income Single Family Residential | Domestic Hot Water | Gas | Southern California Gas Company | Incentive:Paid | 5397 | 36.9 |  | 1 | 148 |  | 148 |  | 2019-05-10 10:30 | 2019-05-14 | TITANIUM POWER INC | Retrofit | Pomona | Pomona | 91766 | Host Customer is System Owner | 4 |  | 30004272 | Butler Sun Solutions, Inc. | SOLAR BUTLER | BT1-40-I-T | Indirect Forced Circulation (IF) | 43.72 |  | BT1 | Glycol | Advanced Controller with a Vacation or Holiday Mode | Solar Storage with Tankless Auxiliary Water Heater | 40 | 1 | 1 | 55 | Z09 | [18 empty] | Pomona | FALSE | 36.69 |  | 2011-06-01: 2019-05-08; 2011-08-03: 2019-05-10; 2011-09-20: 2019-05-14 | 1990 | 5430 | Up-front Payment
SCG-013734 | Low Income Single Family Residential | Domestic Hot Water | Gas | Southern California Gas Company | Incentive:Paid | 5397 | 36.9 |  | 1 | 148 |  | 148 |  | 2019-05-09 14:20 | 2019-05-10 | TITANIUM POWER INC | Retrofit | Pomona | Pomona | 91766 | Host Customer is System Owner | 4 |  | 30004272 | Butler Sun Solutions, Inc. | SOLAR BUTLER | BT1-40-I-T | Indirect Forced Circulation (IF) | 43.72 |  | BT1 | Glycol | Advanced Controller with a Vacation or Holiday Mode | Solar Storage with Tankless Auxiliary Water Heater | 40 | 1 | 1 | 55 | Z09 | [18 empty] | Pomona | FALSE | 36.69 |  | 2011-06-01: 2019-05-08; 2011-08-03: 2019-05-09; 2011-09-20: 2019-05-10 | 1992 | 5430 | Up-front Payment
SCG-013735 | Low Income Single Family Residential | Domestic Hot Water | Gas | Southern California Gas Company | Incentive:Paid | 5397 | 36.9 |  | 1 | 148 |  | 148 |  | 2019-05-09 14:19 | 2019-05-10 | TITANIUM POWER INC | Retrofit | Pomona | Pomona | 91766 | Host Customer is System Owner | 5 |  | 30004272 | Butler Sun Solutions, Inc. | SOLAR BUTLER | BT1-40-I-T | Indirect Forced Circulation (IF) | 43.72 |  | BT1 | Glycol | Advanced Controller with a Vacation or Holiday Mode | Solar Storage with Tankless Auxiliary Water Heater | 40 | 1 | 1 | 65 | Z09 | [18 empty] | Pomona | FALSE | 36.69 |  | 2011-06-01: 2019-05-08; 2011-08-03: 2019-05-09; 2011-09-20: 2019-05-10 | 1992 | 5430 | Up-front Payment
SCG-013736 | Low Income Single Family Residential | Domestic Hot Water | Gas | Southern California Gas Company | Incentive:Paid | 5397 | 36.9 |  | 1 | 148 |  | 148 |  | 2019-05-13 11:21 | 2019-05-14 | TITANIUM POWER INC | Retrofit | Pomona | Pomona | 91766 | Host Customer is System Owner | 5 |  | 30004272 | Butler Sun Solutions, Inc. | SOLAR BUTLER | BT1-40-I-T | Indirect Forced Circulation (IF) | 43.72 |  | BT1 | Glycol | Advanced Controller with a Vacation or Holiday Mode | Solar Storage with Tankless Auxiliary Water Heater | 40 | 1 | 1 | 65 | Z09 | [18 empty] | Pomona | FALSE | 36.69 |  | 2011-06-01: 2019-05-08; 2011-08-03: 2019-05-13; 2011-09-20: 2019-05-14 | 1990 | 5430 | Up-front Payment
SCG-013737 | Low Income Single Family Residential | Domestic Hot Water | Gas | Southern California Gas Company | Incentive:Paid | 5397 | 36.9 |  | 1 | 148 |  | 148 |  | 2019-05-13 12:04 | 2019-05-14 | TITANIUM POWER INC | Retrofit | Pomona | Pomona | 91766 | Host Customer is System Owner | 4 |  | 30004272 | Butler Sun Solutions, Inc. | SOLAR BUTLER | BT1-40-I-T | Indirect Forced Circulation (IF) | 43.72 |  | BT1 | Glycol | Advanced Controller with a Vacation or Holiday Mode | Solar Storage with Tankless Auxiliary Water Heater | 40 | 1 | 1 | 55 | Z09 | [18 empty] | Pomona | FALSE | 36.69 |  | 2011-06-01: 2019-05-08; 2011-08-03: 2019-05-13; 2011-09-20: 2019-05-14 | 1989 | 5430 | Up-front Payment
SCG-013738 | Single Family Residential | Domestic Hot Water | Gas | Southern California Gas Company | Incentive:Paid | 1761 | 29.85 |  | 1 | 59 |  | 59 |  | 2019-05-16 13:38 | 2019-05-17 | SUNTREK INDUSTRIES INC | Retrofit | Laguna Hills | Orange | 92653 | Host Customer is System Owner | 4 |  | 30003825 | SunEarth, Inc. | CopperHeart | CP-40G | Direct Integral Collector Storage (DI) | 24.96 |  | CP-40 |  |  | Solar Storage and Auxiliary Tanks are separate | 39.9 | 1 | 1 | 55 | Z06 | [18 empty] | Laguna Hills | FALSE | 313.56 |  | 2011-06-01: 2019-05-10; 2011-08-03: 2019-05-16; 2011-09-20: 2019-05-17 | 1984 | 18500 | Up-front Payment
SCG-013739 | Single Family Residential | Domestic Hot Water | Gas | Southern California Gas Company | Incentive:Paid | 1928 | 25.37 |  | 2 | 95 |  | 76 |  | 2019-08-16 13:12 | 2020-08-12 | SUNTREK INDUSTRIES INC | Retrofit | Temecula | Riverside | 92591 | Host Customer is System Owner | 4 |  | 30003828 | SunEarth, Inc. | CopperHeart | CP-40-TLG | Direct Integral Collector Storage (DI) | 24.96 |  | CP-40 |  |  | Solar Storage with Tankless Auxiliary Water Heater | 40 | 1 | 0.8 | 55 | Z10 | [18 empty] | Temecula | FALSE | 126.32 |  | 2011-06-01: 2019-05-10; 2011-08-03: 2019-08-16; 2011-09-20: 2020-08-12 | 1528 | 12000 | Up-front Payment
PGE-013740 | Low Income Multifamily Residential | Domestic Hot Water | Gas | Pacific Gas and Electric | Incentive:Paid | 38828 | 24.89 |  | 1 | 1560 |  | 1560 |  | 2019-05-14 13:19 | 2019-06-21 | SUN LIGHT & POWER | New Construction | Oakland | Alameda | 94608 | Host Customer is System Owner | [7 empty] | 402.6 | 40.26 |  | Glycol | Pressure Stagnation Protection (PSP) | Solar Storage with Tankless Auxiliary Water Heater |  | 1 | 1 | 1938 | Z03 | 51 | Units | Apartments/Condos | 2010115A | 10 | 2 | 600 | 1 | 0 | 0 | 751000 | TRUE | 125 | 120 |  |  |  |  | City of Oakland | FALSE | 56.94 |  | 2019-05-10 | 2021-04-06 | 2019-05-14 | 2019-06-21 | 2021-04-02 | 2021-04-13 | 1283 | 88832 | Up-front Payment
SCG-013741 | Low Income Single Family Residential | Domestic Hot Water | Gas | Southern California Gas Company | Incentive:Paid | 4369 | 36.9 |  | 1 | 148 |  | 118 |  | 2019-05-13 11:28 | 2019-05-15 | TITANIUM POWER INC | Retrofit | Pomona | Pomona | 91766 | Host Customer is System Owner | 5 |  | 30004272 | Butler Sun Solutions, Inc. | SOLAR BUTLER | BT1-40-I-T | Indirect Forced Circulation (IF) | 43.72 |  | BT1 | Glycol | Advanced Controller with a Vacation or Holiday Mode | Solar Storage with Tankless Auxiliary Water Heater | 40 | 1 | 0.8 | 65 | Z09 | [18 empty] | Pomona | FALSE | 29.93 |  | 2011-06-01: 2019-05-10; 2011-08-03: 2019-05-13; 2011-09-20: 2019-05-15 | 1989 | 4430 | Up-front Payment
SCG-013742 | Low Income Single Family Residential | Domestic Hot Water | Gas | Southern California Gas Company | Incentive:Paid | 5397 | 36.9 |  | 1 | 148 |  | 148 |  | 2019-05-13 11:27 | 2019-05-15 | TITANIUM POWER INC | Retrofit | Pomona | Pomona | 91766 | Host Customer is System Owner | 5 |  | 30004272 | Butler Sun Solutions, Inc. | SOLAR BUTLER | BT1-40-I-T | Indirect Forced Circulation (IF) | 43.72 |  | BT1 | Glycol | Advanced Controller with a Vacation or Holiday Mode | Solar Storage with Tankless Auxiliary Water Heater | 40 | 1 | 1 | 65 | Z09 | [18 empty] | Pomona | FALSE | 36.69 |  | 2011-06-01: 2019-05-10; 2011-08-03: 2019-05-13; 2011-09-20: 2019-05-15 | 1989 | 5430 | Up-front Payment
SCG-013743 | Low Income Single Family Residential | Domestic Hot Water | Gas | Southern California Gas Company | Incentive:Paid | 5397 | 36.9 |  | 1 | 148 |  | 148 |  | 2019-05-13 11:58 | 2019-05-15 | TITANIUM POWER INC | Retrofit | Pomona | Pomona | 91766 | Host Customer is System Owner | 7 |  | 30004272 | Butler Sun Solutions, Inc. | SOLAR BUTLER | BT1-40-I-T | Indirect Forced Circulation (IF) | 43.72 |  | BT1 | Glycol | Advanced Controller with a Vacation or Holiday Mode | Solar Storage with Tankless Auxiliary Water Heater | 40 | 1 | 1 | 85 | Z09 | [18 empty] | Pomona | FALSE | 36.69 |  | 2011-06-01: 2019-05-10; 2011-08-03: 2019-05-13; 2011-09-20: 2019-05-15 | 1989 | 5430 | Up-front Payment
SCG-013744 | Low Income Single Family Residential | Domestic Hot Water | Gas | Southern California Gas Company | Incentive:Paid | 5397 | 36.9 |  | 1 | 148 |  | 148 |  | 2019-05-13 11:56 | 2019-05-15 | TITANIUM POWER INC | Retrofit | Pomona | Pomona | 91766 | Host Customer is System Owner | 4 |  | 30004272 | Butler Sun Solutions, Inc. | SOLAR BUTLER | BT1-40-I-T | Indirect Forced Circulation (IF) | 43.72 |  | BT1 | Glycol | Advanced Controller with a Vacation or Holiday Mode | Solar Storage with Tankless Auxiliary Water Heater | 40 | 1 | 1 | 55 | Z09 | [18 empty] | Pomona | FALSE | 36.69 |  | 2011-06-01: 2019-05-10; 2011-08-03: 2019-05-13; 2011-09-20: 2019-05-15 | 1989 | 5430 | Up-front Payment
SCG-013745 | Low Income Single Family Residential | Domestic Hot Water | Gas | Southern California Gas Company | Incentive:Canceled | 5397 | 36.9 |  | 1 | 148 |  | 148 |  |  |  | TITANIUM POWER INC | Retrofit | Pomona | Pomona | 91766 | Host Customer is System Owner | 4 |  | 30004272 | Butler Sun Solutions, Inc. | SOLAR BUTLER | BT1-40-I-T | Indirect Forced Circulation (IF) | 43.72 |  | BT1 | Glycol | Advanced Controller with a Vacation or Holiday Mode | Solar Storage with Tankless Auxiliary Water Heater | 40 | 1 | 1 | 55 | Z09 | [18 empty] | Pomona | FALSE | 36.69 |  | 2011-06-01: 2019-05-10; 2011-06-21: 2019-05-13 | 1993 | 5430 | Up-front Payment
SCG-013746 | Low Income Single Family Residential | Domestic Hot Water | Gas | Southern California Gas Company | Incentive:Paid | 5397 | 36.9 |  | 1 | 148 |  | 148 |  | 2019-05-13 11:57 | 2019-05-15 | TITANIUM POWER INC | Retrofit | Pomona | Pomona | 91766 | Host Customer is System Owner | 8 |  | 30004272 | Butler Sun Solutions, Inc. | SOLAR BUTLER | BT1-40-I-T | Indirect Forced Circulation (IF) | 43.72 |  | BT1 | Glycol | Advanced Controller with a Vacation or Holiday Mode | Solar Storage with Tankless Auxiliary Water Heater | 40 | 1 | 1 | 95 | Z09 | [18 empty] | Pomona | FALSE | 36.69 |  | 2011-06-01: 2019-05-10; 2011-08-03: 2019-05-13; 2011-09-20: 2019-05-15 | 1989 | 5430 | Up-front Payment
SCG-013747 | Low Income Single Family Residential | Domestic Hot Water | Gas | Southern California Gas Company | Incentive:Paid | 5397 | 36.9 |  | 1 | 148 |  | 148 |  | 2019-05-13 11:31 | 2019-05-15 | TITANIUM POWER INC | Retrofit | Pomona | Pomona | 91766 | Host Customer is System Owner | 4 |  | 30004272 | Butler Sun Solutions, Inc. | SOLAR BUTLER | BT1-40-I-T | Indirect Forced Circulation (IF) | 43.72 |  | BT1 | Glycol | Advanced Controller with a Vacation or Holiday Mode | Solar Storage with Tankless Auxiliary Water Heater | 40 | 1 | 1 | 55 | Z09 | [18 empty] | Pomona | FALSE | 36.69 |  | 2011-06-01: 2019-05-10; 2011-08-03: 2019-05-13; 2011-09-20: 2019-05-15 | 1989 | 5430 | Up-front Payment
SCG-013748 | Low Income Single Family Residential | Domestic Hot Water | Gas | Southern California Gas Company | Incentive:Paid | 5397 | 36.9 |  | 1 | 148 |  | 148 |  | 2019-05-13 11:25 | 2019-05-20 | TITANIUM POWER INC | Retrofit | Pomona | Pomona | 91766 | Host Customer is System Owner | 4 |  | 30004272 | Butler Sun Solutions, Inc. | SOLAR BUTLER | BT1-40-I-T | Indirect Forced Circulation (IF) | 43.72 |  | BT1 | Glycol | Advanced Controller with a Vacation or Holiday Mode | Solar Storage with Tankless Auxiliary Water Heater | 40 | 1 | 1 | 55 | Z09 | [18 empty] | Pomona | FALSE | 36.69 |  | 2011-06-01: 2019-05-10; 2011-08-03: 2019-05-13; 2011-09-20: 2019-05-20 | 1984 | 5430 | Up-front Payment
SCG-013749 | Low Income Single Family Residential | Domestic Hot Water | Gas | Southern California Gas Company | Incentive:Paid | 5397 | 36.9 |  | 1 | 148 |  | 148 |  | 2019-05-13 11:23 | 2019-05-14 | TITANIUM POWER INC | Retrofit | Pomona | Pomona | 91766 | Host Customer is System Owner | 8 |  | 30004272 | Butler Sun Solutions, Inc. | SOLAR BUTLER | BT1-40-I-T | Indirect Forced Circulation (IF) | 43.72 |  | BT1 | Glycol | Advanced Controller with a Vacation or Holiday Mode | Solar Storage with Tankless Auxiliary Water Heater | 40 | 1 | 1 | 95 | Z09 | [18 empty] | Pomona | FALSE | 36.69 |  | 2011-06-01: 2019-05-10; 2011-08-03: 2019-05-13; 2011-09-20: 2019-05-14 | 1990 | 5430 | Up-front Payment
SCG-013750 | Low Income Single Family Residential | Domestic Hot Water | Gas | Southern California Gas Company | Incentive:Paid | 5397 | 36.9 |  | 1 | 148 |  | 148 |  | 2019-05-13 11:22 | 2019-05-14 | TITANIUM POWER INC | Retrofit | Pomona | Pomona | 91766 | Host Customer is System Owner | 5 |  | 30004272 | Butler Sun Solutions, Inc. | SOLAR BUTLER | BT1-40-I-T | Indirect Forced Circulation (IF) | 43.72 |  | BT1 | Glycol | Advanced Controller with a Vacation or Holiday Mode | Solar Storage with Tankless Auxiliary Water Heater | 40 | 1 | 1 | 65 | Z09 | [18 empty] | Pomona | FALSE | 36.69 |  | 2011-06-01: 2019-05-10; 2011-08-03: 2019-05-13; 2011-09-20: 2019-05-14 | 1990 | 5430 | Up-front Payment
SCG-013751 | Low Income Single Family Residential | Domestic Hot Water | Gas | Southern California Gas Company | Incentive:Paid | 5397 | 36.9 |  | 1 | 148 |  | 148 |  | 2019-05-13 11:30 | 2019-05-14 | TITANIUM POWER INC | Retrofit | Pomona | Pomona | 91766 | Host Customer is System Owner | 4 |  | 30004272 | Butler Sun Solutions, Inc. | SOLAR BUTLER | BT1-40-I-T | Indirect Forced Circulation (IF) | 43.72 |  | BT1 | Glycol | Advanced Controller with a Vacation or Holiday Mode | Solar Storage with Tankless Auxiliary Water Heater | 40 | 1 | 1 | 55 | Z09 | [18 empty] | Pomona | FALSE | 36.69 |  | 2011-06-01: 2019-05-10; 2011-08-03: 2019-05-13; 2011-09-20: 2019-05-14 | 1990 | 5430 | Up-front Payment
SCG-013752 | Low Income Single Family Residential | Domestic Hot Water | Gas | Southern California Gas Company | Incentive:Paid | 5397 | 36.9 |  | 1 | 148 |  | 148 |  | 2019-05-13 11:29 | 2019-05-14 | TITANIUM POWER INC | Retrofit | Pomona | Pomona | 91766 | Host Customer is System Owner | 4 |  | 30004272 | Butler Sun Solutions, Inc. | SOLAR BUTLER | BT1-40-I-T | Indirect Forced Circulation (IF) | 43.72 |  | BT1 | Glycol | Advanced Controller with a Vacation or Holiday Mode | Solar Storage with Tankless Auxiliary Water Heater | 40 | 1 | 1 | 55 | Z09 | [18 empty] | Pomona | FALSE | 36.69 |  | 2011-06-01: 2019-05-10; 2011-08-03: 2019-05-13; 2011-09-20: 2019-05-14 | 1990 | 5430 | Up-front Payment
SCG-013753 | Low Income Single Family Residential | Domestic Hot Water | Gas | Southern California Gas Company | Incentive:Paid | 2694 | 36.9 |  | 1 | 73 |  | 73 |  | 2019-05-13 11:34 | 2019-05-20 | TITANIUM POWER INC | Retrofit | Pomona | Pomona | 91766 | Host Customer is System Owner | 4 |  | 30004257 | Butler Sun Solutions, Inc. | SOLAR BUTLER | B-BT1-40-I | Indirect Forced Circulation (IF) | 43.72 |  | BT1 | Glycol | Advanced Controller with a Vacation or Holiday Mode | Solar Storage and Auxiliary Tanks are separate | 40 | 1 | 1 | 55 | Z09 | [18 empty] | Pomona | FALSE | 37.4 |  | 2011-06-01: 2019-05-10; 2011-08-03: 2019-05-13; 2011-09-20: 2019-05-20 | 1984 | 2730 | Up-front Payment
SCG-013754 | Low Income Single Family Residential | Domestic Hot Water | Gas | Southern California Gas Company | Incentive:Paid | 5397 | 36.9 |  | 1 | 148 |  | 148 |  | 2019-05-13 11:33 | 2019-05-14 | TITANIUM POWER INC | Retrofit | Pacoima | Los Angeles | 91331 | Host Customer is System Owner | 5 |  | 30004272 | Butler Sun Solutions, Inc. | SOLAR BUTLER | BT1-40-I-T | Indirect Forced Circulation (IF) | 43.72 |  | BT1 | Glycol | Advanced Controller with a Vacation or Holiday Mode | Solar Storage with Tankless Auxiliary Water Heater | 40 | 1 | 1 | 65 | Z09 | [18 empty] | Pomona | FALSE | 36.89 |  | 2011-06-01: 2019-05-10; 2011-08-03: 2019-05-13; 2011-09-20: 2019-05-14 | 1990 | 5459 | Up-front Payment
SCG-013755 | Low Income Single Family Residential | Domestic Hot Water | Gas | Southern California Gas Company | Incentive:Paid | 3210 | 36.9 |  | 1 | 87 |  | 87 |  | 2019-05-13 13:10 | 2019-06-03 | TITANIUM POWER INC | Retrofit | Los Angeles | Los Angeles | 90011 | Host Customer is System Owner | 6 |  | 30004078 | GREENoneTEC Solarindustrie GmbH | Solpal Plus | Solpal Plus L-G | Direct Integral Collector Storage (DI) | 25.66 |  | Solpal Plus L |  |  | Solar Storage and Auxiliary Tanks are separate | 51 | 1 | 1 | 75 | Z08 | [18 empty] | Los Angeles | FALSE | 37.46 |  | 2011-06-01: 2019-05-10; 2011-08-03: 2019-05-13; 2011-09-20: 2019-06-03 | 1970 | 3259 | Up-front Payment
SCG-013756 | Single Family Residential - Disadvantaged Community | Domestic Hot Water | Gas | Southern California Gas Company | Incentive:Paid | 3534 | 29.85 |  | 1 | 148 |  | 118 |  | 2019-05-13 12:01 | 2019-05-14 | TITANIUM POWER INC | Retrofit | Pomona | Pomona | 91767 | Host Customer is System Owner | 6 |  | 30004272 | Butler Sun Solutions, Inc. | SOLAR BUTLER | BT1-40-I-T | Indirect Forced Circulation (IF) | 43.72 |  | BT1 | Glycol | Advanced Controller with a Vacation or Holiday Mode | Solar Storage with Tankless Auxiliary Water Heater | 40 | 1 | 0.8 | 75 | Z09 | [18 empty] | Pomona | FALSE | 24.53 |  | 2011-06-01: 2019-05-10; 2011-08-03: 2019-05-13; 2011-09-20: 2019-05-14 | 1990 | 3630 | Up-front Payment
SCG-013757 | Single Family Residential - Disadvantaged Community | Domestic Hot Water | Gas | Southern California Gas Company | Incentive:Paid | 4366 | 29.85 |  | 1 | 148 |  | 148 |  | 2019-05-13 12:00 | 2019-05-14 | TITANIUM POWER INC | Retrofit | Pacoima | Los Angeles | 91331 | Host Customer is System Owner | 5 |  | 30004272 | Butler Sun Solutions, Inc. | SOLAR BUTLER | BT1-40-I-T | Indirect Forced Circulation (IF) | 43.72 |  | BT1 | Glycol | Advanced Controller with a Vacation or Holiday Mode | Solar Storage with Tankless Auxiliary Water Heater | 40 | 1 | 1 | 65 | Z09 | [18 empty] | Los Angeles | FALSE | 29.79 |  | 2011-06-01: 2019-05-10; 2011-08-03: 2019-05-13; 2011-09-20: 2019-05-14 | 1990 | 4409 | Up-front Payment
SCG-013758 | Single Family Residential - Disadvantaged Community | Domestic Hot Water | Gas | Southern California Gas Company | Incentive:Paid | 4366 | 29.85 |  | 1 | 148 |  | 148 |  | 2019-05-13 11:59 | 2019-05-14 | TITANIUM POWER INC | Retrofit | Arleta | Los Angeles | 91331 | Host Customer is System Owner | 5 |  | 30004272 | Butler Sun Solutions, Inc. | SOLAR BUTLER | BT1-40-I-T | Indirect Forced Circulation (IF) | 43.72 |  | BT1 | Glycol | Advanced Controller with a Vacation or Holiday Mode | Solar Storage with Tankless Auxiliary Water Heater | 40 | 1 | 1 | 65 | Z09 | [18 empty] | Los Angeles | FALSE | 29.79 |  | 2011-06-01: 2019-05-10; 2011-08-03: 2019-05-13; 2011-09-20: 2019-05-14 | 1990 | 4409 | Up-front Payment
SCG-013759 | Single Family Residential - Disadvantaged Community | Domestic Hot Water | Gas | Southern California Gas Company | Incentive:Paid | 4366 | 29.85 |  | 1 | 148 |  | 148 |  | 2019-05-14 14:50 | 2019-05-15 | TITANIUM POWER INC | Retrofit | Pomona | Pomona | 91766 | Host Customer is System Owner | 5 |  | 30004272 | Butler Sun Solutions, Inc. | SOLAR BUTLER | BT1-40-I-T | Indirect Forced Circulation (IF) | 43.72 |  | BT1 | Glycol | Advanced Controller with a Vacation or Holiday Mode | Solar Storage with Tankless Auxiliary Water Heater | 40 | 1 | 1 | 65 | Z09 | [18 empty] | Pomona | FALSE | 29.93 |  | 2011-06-01: 2019-05-13; 2011-08-03: 2019-05-14; 2011-09-20: 2019-05-15 | 1989 | 4430 | Up-front Payment
SCG-013760 | Single Family Residential - Disadvantaged Community | Domestic Hot Water | Gas | Southern California Gas Company | Incentive:Paid | 4366 | 29.85 |  | 1 | 148 |  | 148 |  | 2019-05-14 15:09 | 2019-05-15 | TITANIUM POWER INC | Retrofit | Pomona | Pomona | 91766 | Host Customer is System Owner | 4 |  | 30004272 | Butler Sun Solutions, Inc. | SOLAR BUTLER | BT1-40-I-T | Indirect Forced Circulation (IF) | 43.72 |  | BT1 | Glycol | Advanced Controller with a Vacation or Holiday Mode | Solar Storage with Tankless Auxiliary Water Heater | 40 | 1 | 1 | 55 | Z09 | [18 empty] | Pomona | FALSE | 29.93 |  | 2011-06-01: 2019-05-13; 2011-08-03: 2019-05-14; 2011-09-20: 2019-05-15 | 1989 | 4430 | Up-front Payment
SCG-013761 | Single Family Residential - Disadvantaged Community | Domestic Hot Water | Gas | Southern California Gas Company | Incentive:Paid | 4366 | 29.85 |  | 1 | 148 |  | 148 |  | 2019-05-14 14:56 | 2019-05-16 | TITANIUM POWER INC | Retrofit | Pomona | Pomona | 91767 | Host Customer is System Owner | 4 |  | 30004272 | Butler Sun Solutions, Inc. | SOLAR BUTLER | BT1-40-I-T | Indirect Forced Circulation (IF) | 43.72 |  | BT1 | Glycol | Advanced Controller with a Vacation or Holiday Mode | Solar Storage with Tankless Auxiliary Water Heater | 40 | 1 | 1 | 55 | Z09 | [18 empty] | Pomona | FALSE | 29.93 |  | 2011-06-01: 2019-05-13; 2011-08-03: 2019-05-14; 2011-09-20: 2019-05-16 | 1989 | 4430 | Up-front Payment
SCG-013762 | Single Family Residential - Disadvantaged Community | Domestic Hot Water | Gas | Southern California Gas Company | Incentive:Paid | 4366 | 29.85 |  | 1 | 148 |  | 148 |  | 2019-05-14 14:55 | 2019-05-16 | TITANIUM POWER INC | Retrofit | Pomona | Pomona | 91767 | Host Customer is System Owner | 5 |  | 30004272 | Butler Sun Solutions, Inc. | SOLAR BUTLER | BT1-40-I-T | Indirect Forced Circulation (IF) | 43.72 |  | BT1 | Glycol | Advanced Controller with a Vacation or Holiday Mode | Solar Storage with Tankless Auxiliary Water Heater | 40 | 1 | 1 | 65 | Z09 | [18 empty] | Pomona | FALSE | 29.93 |  | 2011-06-01: 2019-05-13; 2011-08-03: 2019-05-14; 2011-09-20: 2019-05-16 | 1989 | 4430 | Up-front Payment
SCG-013763 | Single Family Residential - Disadvantaged Community | Domestic Hot Water | Gas | Southern California Gas Company | Incentive:Paid | 4366 | 29.85 |  | 1 | 148 |  | 148 |  | 2019-05-14 14:54 | 2019-06-05 | TITANIUM POWER INC | Retrofit | Pomona | Pomona | 91767 | Host Customer is System Owner | 4 |  | 30004272 | Butler Sun Solutions, Inc. | SOLAR BUTLER | BT1-40-I-T | Indirect Forced Circulation (IF) | 43.72 |  | BT1 | Glycol | Advanced Controller with a Vacation or Holiday Mode | Solar Storage with Tankless Auxiliary Water Heater | 40 | 1 | 1 | 55 | Z09 | [18 empty] | Pomona | FALSE | 29.93 |  | 2011-06-01: 2019-05-13; 2011-08-03: 2019-05-14; 2011-09-20: 2019-06-05 | 1962 | 4430 | Up-front Payment
SCG-013764 | Single Family Residential - Disadvantaged Community | Domestic Hot Water | Gas | Southern California Gas Company | Incentive:Paid | 4366 | 29.85 |  | 1 | 148 |  | 148 |  | 2019-05-14 14:50 | 2019-05-16 | TITANIUM POWER INC | Retrofit | Pomona | Pomona | 91767 | Host Customer is System Owner | 4 |  | 30004272 | Butler Sun Solutions, Inc. | SOLAR BUTLER | BT1-40-I-T | Indirect Forced Circulation (IF) | 43.72 |  | BT1 | Glycol | Advanced Controller with a Vacation or Holiday Mode | Solar Storage with Tankless Auxiliary Water Heater | 40 | 1 | 1 | 55 | Z09 | [18 empty] | Pomona | FALSE | 29.93 |  | 2011-06-01: 2019-05-13; 2011-08-03: 2019-05-14; 2011-09-20: 2019-05-16 | 1986 | 4430 | Up-front Payment
SCG-013765 | Low Income Single Family Residential | Domestic Hot Water | Gas | Southern California Gas Company | Incentive:Paid | 2694 | 36.9 |  | 1 | 73 |  | 73 |  | 2019-05-14 14:53 | 2019-05-16 | TITANIUM POWER INC | Retrofit | Pomona | Pomona | 91766 | Host Customer is System Owner | 4 |  | 30004257 | Butler Sun Solutions, Inc. | SOLAR BUTLER | B-BT1-40-I | Indirect Forced Circulation (IF) | 43.72 |  | BT1 | Glycol | Advanced Controller with a Vacation or Holiday Mode | Solar Storage and Auxiliary Tanks are separate | 40 | 1 | 1 | 55 | Z09 | [18 empty] | Pomona | FALSE | 37.4 |  | 2011-06-01: 2019-05-13; 2011-08-03: 2019-05-14; 2011-09-20: 2019-05-16 | 1986 | 2730 | Up-front Payment
SCG-013766 | Low Income Single Family Residential | Domestic Hot Water | Gas | Southern California Gas Company | Incentive:Paid | 5397 | 36.9 |  | 1 | 149 |  | 149 |  | 2019-05-24 16:59 | 2020-07-09 | DOCTOR PIPER INC | New Construction | San Fernando | Los Angeles | 91340 | Host Customer is System Owner | 5 |  | 30004296 | SunEarth, Inc. | SOLARAY | TE40T-80-2G | Indirect Forced Circulation (IF) | 40.95 |  | TRB-40 | Glycol | Steam Back | Solar Storage and Auxiliary Tanks are separate | 80 | 1 | 1 | 65 | Z09 | [18 empty] | City of San Fernando | FALSE | 36.22 |  | 2011-06-01: 2019-05-13; 2011-08-03: 2019-05-24; 2011-09-20: 2020-07-09 | 1563 | 5397 | Up-front Payment
SCG-013767 | Low Income Single Family Residential | Domestic Hot Water | Gas | Southern California Gas Company | Incentive:Paid | 5397 | 36.9 |  | 1 | 149 |  | 149 |  | 2019-05-24 16:26 | 2020-07-09 | DOCTOR PIPER INC | Retrofit | San Fernando | Los Angeles | 91340 | Host Customer is System Owner | 5 |  | 30004296 | SunEarth, Inc. | SOLARAY | TE40T-80-2G | Indirect Forced Circulation (IF) | 40.95 |  | TRB-40 | Glycol | Steam Back | Solar Storage and Auxiliary Tanks are separate | 80 | 1 | 1 | 65 | Z09 | [18 empty] | City of San Fernando | FALSE | 36.22 |  | 2011-06-01: 2019-05-13; 2011-08-03: 2019-05-24; 2011-09-20: 2020-07-09 | 1563 | 5397 | Up-front Payment
SCG-013768 | Low Income Single Family Residential | Domestic Hot Water | Gas | Southern California Gas Company | Incentive:Paid | 5397 | 36.9 |  | 1 | 149 |  | 149 |  | 2019-05-24 16:02 | 2020-07-09 | DOCTOR PIPER INC | Retrofit | San Fernando | Los Angeles | 91340 | Host Customer is System Owner | 4 |  | 30004296 | SunEarth, Inc. | SOLARAY | TE40T-80-2G | Indirect Forced Circulation (IF) | 40.95 |  | TRB-40 | Glycol | Steam Back | Solar Storage and Auxiliary Tanks are separate | 80 | 1 | 1 | 55 | Z09 | [18 empty] | City of San Fernando | FALSE | 36.22 |  | 2011-06-01: 2019-05-13; 2011-08-03: 2019-05-24; 2011-09-20: 2020-07-09 | 1563 | 5397 | Up-front Payment
SCG-013769 | Low Income Single Family Residential | Domestic Hot Water | Gas | Southern California Gas Company | Incentive:Paid | 5397 | 36.9 |  | 1 | 149 |  | 149 |  | 2019-05-21 15:53 | 2019-06-21 | DOCTOR PIPER INC | Retrofit | North Hills | Los Angeles | 91343 | Host Customer is System Owner | 5 |  | 30004296 | SunEarth, Inc. | SOLARAY | TE40T-80-2G | Indirect Forced Circulation (IF) | 40.95 |  | TRB-40 | Glycol | Steam Back | Solar Storage and Auxiliary Tanks are separate | 80 | 1 | 1 | 65 | Z09 | [18 empty] | City of San Fernando | FALSE | 36.22 |  | 2011-06-01: 2019-05-13; 2011-08-03: 2019-05-21; 2011-09-20: 2019-06-21 | 1950 | 5397 | Up-front Payment
SCG-013770 | Low Income Single Family Residential | Domestic Hot Water | Gas | Southern California Gas Company | Incentive:Paid | 5397 | 36.9 |  | 1 | 149 |  | 149 |  | 2019-05-24 16:36 | 2020-07-09 | DOCTOR PIPER INC | Retrofit | San Fernando | Los Angeles | 91342 | Host Customer is System Owner | 4 |  | 30004296 | SunEarth, Inc. | SOLARAY | TE40T-80-2G | Indirect Forced Circulation (IF) | 40.95 |  | TRB-40 | Glycol | Steam Back | Solar Storage and Auxiliary Tanks are separate | 80 | 1 | 1 | 55 | Z09 | [18 empty] | City of San Fernando | FALSE | 36.22 |  | 2011-06-01: 2019-05-13; 2011-08-03: 2019-05-24; 2011-09-20: 2020-07-09 | 1563 | 5397 | Up-front Payment
SCG-013771 | Low Income Single Family Residential | Domestic Hot Water | Gas | Southern California Gas Company | Incentive:Paid | 4705 | 36.9 |  | 1 | 150 |  | 120 |  | 2019-05-16 12:00 | 2019-06-05 | MAC GREINE ENERGY CORP | Retrofit | los angeles | Los Angeles | 90037 | Host Customer is System Owner | 5 |  | 30004247 | Heliodyne, Inc. | HELIO-PAS | HPAS 1 410 G 80 AC D Z | Indirect Forced Circulation (IF) | 40.26 |  | 410 001 | Glycol | Pressure Stagnation Protection (PSP) | Solar Storage and Auxiliary Tanks are separate | 80 | 1 | 0.8 | 65 | Z08 | [18 empty] | City of Los Angeles | FALSE | 31.37 |  | 2011-06-01: 2019-05-15; 2011-08-03: 2019-05-16; 2011-09-20: 2019-06-05 | 1962 | 4705 | Up-front Payment
SCG-013772 | Low Income Single Family Residential | Domestic Hot Water | Gas | Southern California Gas Company | Incentive:Paid | 5258 | 36.9 |  | 1 | 150 |  | 142 |  | 2019-05-16 10:57 | 2019-05-17 | MAC GREINE ENERGY CORP | Retrofit | los angeles | Los Angeles | 90037 | Owner/Tenant | 4 |  | 30004247 | Heliodyne, Inc. | HELIO-PAS | HPAS 1 410 G 80 AC D Z | Indirect Forced Circulation (IF) | 40.26 |  | 410 001 | Glycol | Pressure Stagnation Protection (PSP) | Solar Storage and Auxiliary Tanks are separate | 80 | 1 | 0.95 | 55 | Z08 | [18 empty] | City of Los Angeles | FALSE | 35.05 |  | 2011-06-01: 2019-05-15; 2011-08-03: 2019-05-16; 2011-09-20: 2019-05-17 | 1984 | 5258 | Up-front Payment
SCG-013773 | Single Family Residential - Disadvantaged Community | Domestic Hot Water | Gas | Southern California Gas Company | Incentive:Paid | 4366 | 29.85 |  | 1 | 148 |  | 148 |  | 2019-05-16 14:04 | 2019-05-17 | TITANIUM POWER INC | Retrofit | Sylmar | Los Angeles | 91342 | Host Customer is System Owner | 6 |  | 30004272 | Butler Sun Solutions, Inc. | SOLAR BUTLER | BT1-40-I-T | Indirect Forced Circulation (IF) | 43.72 |  | BT1 | Glycol | Advanced Controller with a Vacation or Holiday Mode | Solar Storage with Tankless Auxiliary Water Heater | 40 | 1 | 1 | 75 | Z09 | [18 empty] | Los Angeles | FALSE | 31.82 |  | 2011-06-01: 2019-05-15; 2011-08-03: 2019-05-16; 2011-09-20: 2019-05-17 | 1985 | 4709 | Up-front Payment
SCG-013774 | Low Income Single Family Residential | Domestic Hot Water | Gas | Southern California Gas Company | Incentive:Paid | 5258 | 36.9 |  | 1 | 150 |  | 142 |  | 2019-05-16 11:55 | 2019-06-21 | MAC GREINE ENERGY CORP | Retrofit | los angeles | Los Angeles | 90037 | Owner/Tenant | 4 |  | 30004247 | Heliodyne, Inc. | HELIO-PAS | HPAS 1 410 G 80 AC D Z | Indirect Forced Circulation (IF) | 40.26 |  | 410 001 | Glycol | Pressure Stagnation Protection (PSP) | Solar Storage and Auxiliary Tanks are separate | 80 | 1 | 0.95 | 55 | Z08 | [18 empty] | City of Los Angeles | FALSE | 35.98 |  | 2011-06-01: 2019-05-15; 2011-08-03: 2019-05-16; 2011-09-20: 2019-06-21 | 1950 | 5397 | Up-front Payment
SCG-013775 | Single Family Residential - Disadvantaged Community | Domestic Hot Water | Gas | Southern California Gas Company | Incentive:Paid | 4366 | 29.85 |  | 1 | 148 |  | 148 |  | 2019-05-16 14:04 | 2019-05-17 | TITANIUM POWER INC | Retrofit | Sylmar | Los Angeles | 91340 | Host Customer is System Owner | 4 |  | 30004272 | Butler Sun Solutions, Inc. | SOLAR BUTLER | BT1-40-I-T | Indirect Forced Circulation (IF) | 43.72 |  | BT1 | Glycol | Advanced Controller with a Vacation or Holiday Mode | Solar Storage with Tankless Auxiliary Water Heater | 40 | 1 | 1 | 55 | Z09 | [18 empty] | Los Angeles | FALSE | 31.82 |  | 2011-06-01: 2019-05-15; 2011-08-03: 2019-05-16; 2011-09-20: 2019-05-17 | 1985 | 4709 | Up-front Payment
SCG-013776 | Low Income Single Family Residential | Domestic Hot Water | Gas | Southern California Gas Company | Incentive:Paid | 5397 | 36.9 |  | 1 | 148 |  | 148 |  | 2019-05-16 14:18 | 2019-05-20 | TITANIUM POWER INC | Retrofit | Pacoima | Los Angeles | 91331 | Host Customer is System Owner | 8 |  | 30004272 | Butler Sun Solutions, Inc. | SOLAR BUTLER | BT1-40-I-T | Indirect Forced Circulation (IF) | 43.72 |  | BT1 | Glycol | Advanced Controller with a Vacation or Holiday Mode | Solar Storage with Tankless Auxiliary Water Heater | 40 | 1 | 1 | 95 | Z09 | [18 empty] | Los Angeles | FALSE | 36.89 |  | 2011-06-01: 2019-05-15; 2011-08-03: 2019-05-16; 2011-09-20: 2019-05-20 | 1985 | 5459 | Up-front Payment
SCG-013777 | Low Income Single Family Residential | Domestic Hot Water | Gas | Southern California Gas Company | Incentive:Paid | 5397 | 36.9 |  | 1 | 148 |  | 148 |  | 2019-05-16 14:19 | 2019-05-20 | TITANIUM POWER INC | Retrofit | Pomona | Pomona | 91766 | Host Customer is System Owner | 5 |  | 30004272 | Butler Sun Solutions, Inc. | SOLAR BUTLER | BT1-40-I-T | Indirect Forced Circulation (IF) | 43.72 |  | BT1 | Glycol | Advanced Controller with a Vacation or Holiday Mode | Solar Storage with Tankless Auxiliary Water Heater | 40 | 1 | 1 | 65 | Z09 | [18 empty] | Pomona | FALSE | 36.69 |  | 2011-06-01: 2019-05-15; 2011-08-03: 2019-05-16; 2011-09-20: 2019-05-20 | 1984 | 5430 | Up-front Payment
SCG-013778 | Low Income Single Family Residential | Domestic Hot Water | Gas | Southern California Gas Company | Incentive:Paid | 5397 | 36.9 |  | 1 | 148 |  | 148 |  | 2019-05-16 14:17 | 2019-05-20 | TITANIUM POWER INC | Retrofit | Pomona | Pomona | 91766 | Host Customer is System Owner | 5 |  | 30004272 | Butler Sun Solutions, Inc. | SOLAR BUTLER | BT1-40-I-T | Indirect Forced Circulation (IF) | 43.72 |  | BT1 | Glycol | Advanced Controller with a Vacation or Holiday Mode | Solar Storage with Tankless Auxiliary Water Heater | 40 | 1 | 1 | 65 | Z09 | [18 empty] | Pomona | FALSE | 36.69 |  | 2011-06-01: 2019-05-15; 2011-08-03: 2019-05-16; 2011-09-20: 2019-05-20 | 1984 | 5430 | Up-front Payment
SCG-013779 | Single Family Residential - Disadvantaged Community | Domestic Hot Water | Gas | Southern California Gas Company | Incentive:Paid | 4254 | 29.85 |  | 1 | 150 |  | 142 |  | 2019-06-06 18:52 | 2019-07-16 | MAC GREINE ENERGY CORP | Retrofit | los angeles | Los Angeles | 90037 | Host Customer is System Owner | 4 |  | 30004247 | Heliodyne, Inc. | HELIO-PAS | HPAS 1 410 G 80 AC D Z | Indirect Forced Circulation (IF) | 40.26 |  | 410 001 | Glycol | Pressure Stagnation Protection (PSP) | Solar Storage and Auxiliary Tanks are separate | 80 | 1 | 0.95 | 55 | Z08 | [18 empty] | City of Los Angeles | FALSE | 28.36 |  | 2011-06-01: 2019-05-15; 2011-08-03: 2019-06-06; 2011-09-20: 2019-07-16 | 1928 | 4254 | Up-front Payment
SCG-013780 | Low Income Single Family Residential | Domestic Hot Water | Gas | Southern California Gas Company | Incentive:Paid | 5397 | 36.9 |  | 1 | 148 |  | 148 |  | 2019-05-16 14:17 | 2019-05-20 | TITANIUM POWER INC | Retrofit | Pomona | Pomona | 91766 | Host Customer is System Owner | 4 |  | 30004272 | Butler Sun Solutions, Inc. | SOLAR BUTLER | BT1-40-I-T | Indirect Forced Circulation (IF) | 43.72 |  | BT1 | Glycol | Advanced Controller with a Vacation or Holiday Mode | Solar Storage with Tankless Auxiliary Water Heater | 40 | 1 | 1 | 55 | Z09 | [18 empty] | Pomona | FALSE | 36.69 |  | 2011-06-01: 2019-05-15; 2011-08-03: 2019-05-16; 2011-09-20: 2019-05-20 | 1984 | 5430 | Up-front Payment
SCG-013781 | Low Income Single Family Residential | Domestic Hot Water | Gas | Southern California Gas Company | Incentive:Paid | 5397 | 36.9 |  | 1 | 148 |  | 148 |  | 2019-05-16 14:16 | 2019-06-05 | TITANIUM POWER INC | Retrofit | Pomona | Pomona | 91766 | Host Customer is System Owner | 5 |  | 30004272 | Butler Sun Solutions, Inc. | SOLAR BUTLER | BT1-40-I-T | Indirect Forced Circulation (IF) | 43.72 |  | BT1 | Glycol | Advanced Controller with a Vacation or Holiday Mode | Solar Storage with Tankless Auxiliary Water Heater | 40 | 1 | 1 | 65 | Z09 | [18 empty] | Pomona | FALSE | 36.69 |  | 2011-06-01: 2019-05-15; 2011-08-03: 2019-05-16; 2011-09-20: 2019-06-05 | 1962 | 5430 | Up-front Payment
SCG-013782 | Low Income Single Family Residential | Domestic Hot Water | Gas | Southern California Gas Company | Incentive:Paid | 5188 | 36.9 |  | 1 | 148 |  | 141 |  | 2019-05-16 14:15 | 2019-05-20 | TITANIUM POWER INC | Retrofit | Pomona | Pomona | 91766 | Host Customer is System Owner | 8 |  | 30004272 | Butler Sun Solutions, Inc. | SOLAR BUTLER | BT1-40-I-T | Indirect Forced Circulation (IF) | 43.72 |  | BT1 | Glycol | Advanced Controller with a Vacation or Holiday Mode | Solar Storage with Tankless Auxiliary Water Heater | 40 | 1 | 0.95 | 95 | Z09 | [18 empty] | Pomona | FALSE | 35.34 |  | 2011-06-01: 2019-05-15; 2011-08-03: 2019-05-16; 2011-09-20: 2019-05-20 | 1984 | 5230 | Up-front Payment
SCG-013783 | Low Income Single Family Residential | Domestic Hot Water | Gas | Southern California Gas Company | Incentive:Paid | 5397 | 36.9 |  | 1 | 148 |  | 148 |  | 2019-05-16 14:07 | 2019-05-20 | TITANIUM POWER INC | Retrofit | Pomna | Pomona | 91766 | Host Customer is System Owner | 4 |  | 30004272 | Butler Sun Solutions, Inc. | SOLAR BUTLER | BT1-40-I-T | Indirect Forced Circulation (IF) | 43.72 |  | BT1 | Glycol | Advanced Controller with a Vacation or Holiday Mode | Solar Storage with Tankless Auxiliary Water Heater | 40 | 1 | 1 | 55 | Z09 | [18 empty] | Pomona | FALSE | 36.69 |  | 2011-06-01: 2019-05-15; 2011-08-03: 2019-05-16; 2011-09-20: 2019-05-20 | 1984 | 5430 | Up-front Payment
SCG-013784 | Low Income Single Family Residential | Domestic Hot Water | Gas | Southern California Gas Company | Incentive:Paid | 5397 | 36.9 |  | 1 | 148 |  | 148 |  | 2019-05-16 14:08 | 2019-06-05 | TITANIUM POWER INC | Retrofit | Pomona | Pomona | 91766 | Host Customer is System Owner | 4 |  | 30004272 | Butler Sun Solutions, Inc. | SOLAR BUTLER | BT1-40-I-T | Indirect Forced Circulation (IF) | 43.72 |  | BT1 | Glycol | Advanced Controller with a Vacation or Holiday Mode | Solar Storage with Tankless Auxiliary Water Heater | 40 | 1 | 1 | 55 | Z09 | [18 empty] | Pomona | FALSE | 36.69 |  | 2011-06-01: 2019-05-15; 2011-08-03: 2019-05-16; 2011-09-20: 2019-06-05 | 1962 | 5430 | Up-front Payment
SCG-013785 | Low Income Single Family Residential | Domestic Hot Water | Gas | Southern California Gas Company | Incentive:Paid | 5188 | 36.9 |  | 1 | 148 |  | 141 |  | 2019-05-16 14:14 | 2019-06-05 | TITANIUM POWER INC | Retrofit | Pomona | Pomona | 91766 | Host Customer is System Owner | 5 |  | 30004272 | Butler Sun Solutions, Inc. | SOLAR BUTLER | BT1-40-I-T | Indirect Forced Circulation (IF) | 43.72 |  | BT1 | Glycol | Advanced Controller with a Vacation or Holiday Mode | Solar Storage with Tankless Auxiliary Water Heater | 40 | 1 | 0.95 | 65 | Z09 | [18 empty] | Pomona | FALSE | 35.34 |  | 2011-06-01: 2019-05-15; 2011-08-03: 2019-05-16; 2011-09-20: 2019-06-05 | 1969 | 5230 | Up-front Payment
SCG-013786 | Low Income Single Family Residential | Domestic Hot Water | Gas | Southern California Gas Company | Incentive:Paid | 5397 | 36.9 |  | 1 | 148 |  | 148 |  | 2019-05-16 14:06 | 2019-05-20 | TITANIUM POWER INC | Retrofit | Pomona | Pomona | 91766 | Host Customer is System Owner | 6 |  | 30004272 | Butler Sun Solutions, Inc. | SOLAR BUTLER | BT1-40-I-T | Indirect Forced Circulation (IF) | 43.72 |  | BT1 | Glycol | Advanced Controller with a Vacation or Holiday Mode | Solar Storage with Tankless Auxiliary Water Heater | 40 | 1 | 1 | 75 | Z09 | [18 empty] | Pomona | FALSE | 36.69 |  | 2011-06-01: 2019-05-15; 2011-08-03: 2019-05-16; 2011-09-20: 2019-05-20 | 1984 | 5430 | Up-front Payment
SCG-013787 | Low Income Single Family Residential | Domestic Hot Water | Gas | Southern California Gas Company | Incentive:Paid | 5397 | 36.9 |  | 1 | 148 |  | 148 |  | 2019-05-16 14:13 | 2019-06-05 | TITANIUM POWER INC | Retrofit | Pomona | Pomona | 91768 | Host Customer is System Owner | 8 |  | 30004272 | Butler Sun Solutions, Inc. | SOLAR BUTLER | BT1-40-I-T | Indirect Forced Circulation (IF) | 43.72 |  | BT1 | Glycol | Advanced Controller with a Vacation or Holiday Mode | Solar Storage with Tankless Auxiliary Water Heater | 40 | 1 | 1 | 95 | Z09 | [18 empty] | Pomona | FALSE | 36.69 |  | 2011-06-01: 2019-05-15; 2011-08-03: 2019-05-16; 2011-09-20: 2019-06-05 | 1969 | 5430 | Up-front Payment
SCG-013788 | Low Income Single Family Residential | Domestic Hot Water | Gas | Southern California Gas Company | Incentive:Paid | 5397 | 36.9 |  | 1 | 148 |  | 148 |  | 2019-05-16 14:05 | 2019-05-20 | TITANIUM POWER INC | Retrofit | Pomona | Pomona | 91766 | Host Customer is System Owner | 4 |  | 30004272 | Butler Sun Solutions, Inc. | SOLAR BUTLER | BT1-40-I-T | Indirect Forced Circulation (IF) | 43.72 |  | BT1 | Glycol | Advanced Controller with a Vacation or Holiday Mode | Solar Storage with Tankless Auxiliary Water Heater | 40 | 1 | 1 | 55 | Z09 | [18 empty] | Pomona | FALSE | 36.69 |  | 2011-06-01: 2019-05-15; 2011-08-03: 2019-05-16; 2011-09-20: 2019-05-20 | 1984 | 5430 | Up-front Payment
SCG-013789 | Low Income Single Family Residential | Domestic Hot Water | Gas | Southern California Gas Company | Incentive:Paid | 5397 | 36.9 |  | 1 | 148 |  | 148 |  | 2019-05-16 14:10 | 2019-05-20 | TITANIUM POWER INC | Retrofit | Pomona | Pomona | 91766 | Host Customer is System Owner | 4 |  | 30004272 | Butler Sun Solutions, Inc. | SOLAR BUTLER | BT1-40-I-T | Indirect Forced Circulation (IF) | 43.72 |  | BT1 | Glycol | Advanced Controller with a Vacation or Holiday Mode | Solar Storage with Tankless Auxiliary Water Heater | 40 | 1 | 1 | 55 | Z09 | [18 empty] | Pomona | FALSE | 36.69 |  | 2011-06-01: 2019-05-15; 2011-08-03: 2019-05-16; 2011-09-20: 2019-05-20 | 1984 | 5430 | Up-front Payment
SCG-013790 | Low Income Single Family Residential | Domestic Hot Water | Gas | Southern California Gas Company | Incentive:Paid | 5397 | 36.9 |  | 1 | 148 |  | 148 |  | 2019-05-16 14:03 | 2019-05-20 | TITANIUM POWER INC | Retrofit | Pomona | Pomona | 91766 | Host Customer is System Owner | 6 |  | 30004272 | Butler Sun Solutions, Inc. | SOLAR BUTLER | BT1-40-I-T | Indirect Forced Circulation (IF) | 43.72 |  | BT1 | Glycol | Advanced Controller with a Vacation or Holiday Mode | Solar Storage with Tankless Auxiliary Water Heater | 40 | 1 | 1 | 75 | Z09 | [18 empty] | Pomona | FALSE | 36.69 |  | 2011-06-01: 2019-05-15; 2011-08-03: 2019-05-16; 2011-09-20: 2019-05-20 | 1984 | 5430 | Up-front Payment
SCG-013791 | Low Income Single Family Residential | Domestic Hot Water | Gas | Southern California Gas Company | Incentive:Paid | 5397 | 36.9 |  | 1 | 148 |  | 148 |  | 2019-05-16 14:11 | 2019-05-21 | TITANIUM POWER INC | Retrofit | Pomona | Pomona | 91768 | Host Customer is System Owner | 5 |  | 30004272 | Butler Sun Solutions, Inc. | SOLAR BUTLER | BT1-40-I-T | Indirect Forced Circulation (IF) | 43.72 |  | BT1 | Glycol | Advanced Controller with a Vacation or Holiday Mode | Solar Storage with Tankless Auxiliary Water Heater | 40 | 1 | 1 | 65 | Z09 | [18 empty] | Pomona | FALSE | 36.69 |  | 2011-06-01: 2019-05-15; 2011-08-03: 2019-05-16; 2011-09-20: 2019-05-21 | 1983 | 5430 | Up-front Payment
SCG-013792 | Low Income Single Family Residential | Domestic Hot Water | Gas | Southern California Gas Company | Incentive:Paid | 5397 | 36.9 |  | 1 | 148 |  | 148 |  | 2019-05-16 14:09 | 2019-05-21 | TITANIUM POWER INC | Retrofit | Pomona | Pomona | 91766 | Host Customer is System Owner | 5 |  | 30004272 | Butler Sun Solutions, Inc. | SOLAR BUTLER | BT1-40-I-T | Indirect Forced Circulation (IF) | 43.72 |  | BT1 | Glycol | Advanced Controller with a Vacation or Holiday Mode | Solar Storage with Tankless Auxiliary Water Heater | 40 | 1 | 1 | 65 | Z09 | [18 empty] | Pomona | FALSE | 36.69 |  | 2011-06-01: 2019-05-15; 2011-08-03: 2019-05-16; 2011-09-20: 2019-05-21 | 1983 | 5430 | Up-front Payment
SCG-013793 | Low Income Single Family Residential | Domestic Hot Water | Gas | Southern California Gas Company | Incentive:Paid | 5397 | 36.9 |  | 1 | 148 |  | 148 |  | 2019-05-16 14:01 | 2019-06-05 | TITANIUM POWER INC | Retrofit | Pomona | Pomona | 91767 | Host Customer is System Owner | 4 |  | 30004272 | Butler Sun Solutions, Inc. | SOLAR BUTLER | BT1-40-I-T | Indirect Forced Circulation (IF) | 43.72 |  | BT1 | Glycol | Advanced Controller with a Vacation or Holiday Mode | Solar Storage with Tankless Auxiliary Water Heater | 40 | 1 | 1 | 55 | Z09 | [18 empty] | Pomona | FALSE | 36.69 |  | 2011-06-01: 2019-05-15; 2011-08-03: 2019-05-16; 2011-09-20: 2019-06-05 | 1969 | 5430 | Up-front Payment
SCG-013794 | Low Income Single Family Residential | Domestic Hot Water | Gas | Southern California Gas Company | Incentive:Paid | 5188 | 36.9 |  | 1 | 148 |  | 141 |  | 2019-05-16 14:11 | 2019-05-21 | TITANIUM POWER INC | Retrofit | Pomona | Pomona | 91767 | Host Customer is System Owner | 4 |  | 30004272 | Butler Sun Solutions, Inc. | SOLAR BUTLER | BT1-40-I-T | Indirect Forced Circulation (IF) | 43.72 |  | BT1 | Glycol | Advanced Controller with a Vacation or Holiday Mode | Solar Storage with Tankless Auxiliary Water Heater | 40 | 1 | 0.95 | 55 | Z09 | [18 empty] | Pomona | FALSE | 35.34 |  | 2011-06-01: 2019-05-15; 2011-08-03: 2019-05-16; 2011-09-20: 2019-05-21 | 1983 | 5230 | Up-front Payment
SCG-013795 | Low Income Single Family Residential | Domestic Hot Water | Gas | Southern California Gas Company | Incentive:Paid | 5397 | 36.9 |  | 1 | 148 |  | 148 |  | 2019-05-16 14:12 | 2019-05-21 | TITANIUM POWER INC | Retrofit | Pomona | Pomona | 91766 | Host Customer is System Owner | 7 |  | 30004272 | Butler Sun Solutions, Inc. | SOLAR BUTLER | BT1-40-I-T | Indirect Forced Circulation (IF) | 43.72 |  | BT1 | Glycol | Advanced Controller with a Vacation or Holiday Mode | Solar Storage with Tankless Auxiliary Water Heater | 40 | 1 | 1 | 85 | Z09 | [18 empty] | Pomona | FALSE | 36.69 |  | 2011-06-01: 2019-05-15; 2011-08-03: 2019-05-16; 2011-09-20: 2019-05-21 | 1983 | 5430 | Up-front Payment
SCG-013796 | Low Income Single Family Residential | Domestic Hot Water | Gas | Southern California Gas Company | Incentive:Paid | 5397 | 36.9 |  | 1 | 173 |  | 173 |  | 2019-05-16 14:21 | 2019-06-05 | TITANIUM POWER INC | Retrofit | Los Angeles | Los Angeles | 90011 | Host Customer is System Owner | 4 |  | 30004298 | Butler Sun Solutions, Inc. | Titanium Power | Power Pack 2 GT Butler | Indirect Forced Circulation (IF) | 43.72 |  | BT1 | Glycol | Advanced Controller with a Vacation or Holiday Mode | Solar Storage with Tankless Auxiliary Water Heater | 52 | 1 | 1 | 55 | Z08 | [18 empty] | Los Angeles | FALSE | 31.55 |  | 2011-06-01: 2019-05-15; 2011-08-03: 2019-05-16; 2011-09-20: 2019-06-05 | 1969 | 5459 | Up-front Payment
SCG-013797 | Low Income Single Family Residential | Domestic Hot Water | Gas | Southern California Gas Company | Incentive:Paid | 5397 | 36.9 |  | 1 | 173 |  | 173 |  | 2019-05-16 14:00 | 2019-05-21 | TITANIUM POWER INC | Retrofit | Los Angeles | Los Angeles | 90011 | Host Customer is System Owner | 8 |  | 30004298 | Butler Sun Solutions, Inc. | Titanium Power | Power Pack 2 GT Butler | Indirect Forced Circulation (IF) | 43.72 |  | BT1 | Glycol | Advanced Controller with a Vacation or Holiday Mode | Solar Storage with Tankless Auxiliary Water Heater | 52 | 1 | 1 | 95 | Z08 | [18 empty] | Los Angeles | FALSE | 31.55 |  | 2011-06-01: 2019-05-15; 2011-08-03: 2019-05-16; 2011-09-20: 2019-05-21 | 1983 | 5459 | Up-front Payment
SCG-013799 | Commercial Pools | Pool Heating | Gas | Southern California Gas Company | Reservation:Canceled | 6552 | 7 |  | 1 | 1040 |  | 936 |  | 2019-07-26 12:45 |  | URBAN ENERGY SOLAR INC | Retrofit | Yorba Linda | Orange | 92886 | Host Customer is System Owner | [7 empty] | 559.56 | 46.63 |  | Drainback |  |  |  | 0.9 | 1 |  | Z08 |  |  |  | 16204-12 | 12 | 5 | [5 empty] | FALSE | [7 empty] | FALSE | 21.15 |  | 2011-06-01: 2019-05-16; 2011-06-21: 2019-08-27; 2011-06-23: 2019-07-26 | 1888 | 22000 | Up-front Payment
SCG-013800 | Single Family Residential - Disadvantaged Community | Domestic Hot Water | Gas | Southern California Gas Company | Incentive:Paid | 4366 | 29.85 |  | 1 | 148 |  | 148 |  | 2019-05-17 14:08 | 2019-05-21 | TITANIUM POWER INC | Retrofit | Van Nuys | Los Angeles | 91406 | Host Customer is System Owner | 7 |  | 30004272 | Butler Sun Solutions, Inc. | SOLAR BUTLER | BT1-40-I-T | Indirect Forced Circulation (IF) | 43.72 |  | BT1 | Glycol | Advanced Controller with a Vacation or Holiday Mode | Solar Storage with Tankless Auxiliary Water Heater | 40 | 1 | 1 | 85 | Z09 | [18 empty] | Los Angeles | FALSE | 36.89 |  | 2011-06-01: 2019-05-16; 2011-08-03: 2019-05-17; 2011-09-20: 2019-05-21 | 1983 | 5459 | Up-front Payment
SCG-013801 | Single Family Residential - Disadvantaged Community | Domestic Hot Water | Gas | Southern California Gas Company | Incentive:Paid | 4366 | 29.85 |  | 1 | 148 |  | 148 |  | 2019-05-17 14:11 | 2019-05-21 | TITANIUM POWER INC | Retrofit | Van Nuys | Los Angeles | 91406 | Host Customer is System Owner | 6 |  | 30004272 | Butler Sun Solutions, Inc. | SOLAR BUTLER | BT1-40-I-T | Indirect Forced Circulation (IF) | 43.72 |  | BT1 | Glycol | Advanced Controller with a Vacation or Holiday Mode | Solar Storage with Tankless Auxiliary Water Heater | 40 | 1 | 1 | 75 | Z09 | [18 empty] | Los Angeles | FALSE | 36.89 |  | 2011-06-01: 2019-05-16; 2011-08-03: 2019-05-17; 2011-09-20: 2019-05-21 | 1983 | 5459 | Up-front Payment
SCG-013802 | Low Income Single Family Residential | Domestic Hot Water | Gas | Southern California Gas Company | Incentive:Paid | 5397 | 36.9 |  | 1 | 149 |  | 149 |  | 2019-05-16 11:58 | 2019-05-17 | DOCTOR PIPER INC | Retrofit | North Hills | Los Angeles | 91343 | Host Customer is System Owner | 4 |  | 30004296 | SunEarth, Inc. | SOLARAY | TE40T-80-2G | Indirect Forced Circulation (IF) | 40.95 |  | TRB-40 | Glycol | Steam Back | Solar Storage and Auxiliary Tanks are separate | 80 | 1 | 1 | 55 | Z09 | [18 empty] | City of Los Angeles | FALSE | 36.22 |  | 2011-06-01: 2019-05-16; 2011-08-03: 2019-05-16; 2011-09-20: 2019-05-17 | 1984 | 5397 | Up-front Payment
SCG-013803 | Low Income Single Family Residential | Domestic Hot Water | Gas | Southern California Gas Company | Incentive:Paid | 5397 | 36.9 |  | 1 | 149 |  | 149 |  | 2019-05-22 12:30 | 2019-11-25 | DOCTOR PIPER INC | Retrofit | San Fernando | Los Angeles | 91340 | Host Customer is System Owner | 4 |  | 30004296 | SunEarth, Inc. | SOLARAY | TE40T-80-2G | Indirect Forced Circulation (IF) | 40.95 |  | TRB-40 | Glycol | Steam Back | Solar Storage and Auxiliary Tanks are separate | 80 | 1 | 1 | 55 | Z09 | [18 empty] | City of Los Angeles | FALSE | 36.22 |  | 2011-06-01: 2019-05-16; 2011-08-03: 2019-05-22; 2011-09-20: 2019-11-25 | 1796 | 5397 | Up-front Payment
SCG-013804 | Low Income Single Family Residential | Domestic Hot Water | Gas | Southern California Gas Company | Incentive:Canceled | 5397 | 36.9 |  | 1 | 149 |  | 149 |  | 2019-06-06 13:21 |  | DOCTOR PIPER INC | Retrofit | San Fernando | Los Angeles | 91340 | Host Customer is System Owner | 5 |  | 30004296 | SunEarth, Inc. | SOLARAY | TE40T-80-2G | Indirect Forced Circulation (IF) | 40.95 |  | TRB-40 | Glycol | Steam Back | Solar Storage and Auxiliary Tanks are separate | 80 | 1 | 1 | 65 | Z09 | [18 empty] | City of Los Angeles | FALSE | 36.22 |  | 2011-06-01: 2019-05-16; 2011-06-21: 2019-06-27; 2011-08-03: 2019-06-06 | 1949 | 5397 | Up-front Payment
SCG-013805 | Low Income Single Family Residential | Domestic Hot Water | Gas | Southern California Gas Company | Incentive:Paid | 5397 | 36.9 |  | 1 | 148 |  | 148 |  | 2019-05-17 14:04 | 2019-06-05 | TITANIUM POWER INC | Retrofit | Sun Valley | Los Angeles | 91352 | Host Customer is System Owner | 7 |  | 30004272 | Butler Sun Solutions, Inc. | SOLAR BUTLER | BT1-40-I-T | Indirect Forced Circulation (IF) | 43.72 |  | BT1 | Glycol | Advanced Controller with a Vacation or Holiday Mode | Solar Storage with Tankless Auxiliary Water Heater | 40 | 1 | 1 | 85 | Z09 | [18 empty] | Los Angeles | FALSE | 36.89 |  | 2011-06-01: 2019-05-16; 2011-08-03: 2019-05-17; 2011-09-20: 2019-06-05 | 1969 | 5459 | Up-front Payment
SCG-013807 | Low Income Multifamily Residential | Domestic Hot Water | Gas | Southern California Gas Company | Incentive:Paid | 178038 | 24.89 |  | 1 | 7153 |  | 7153 |  | 2019-05-21 09:18 | 2019-06-03 | CALIFORNIA SOLAR INTEGRATORS INC | Retrofit | South Gate | Los Angeles | 90280 | Host Customer is System Owner | [7 empty] | 1965.6 | 40.95 |  | Glycol | Steam Back | Solar Storage and Auxiliary Tanks are separate |  | 1 | 1 | 4285 | Z08 |  |  | Other | TRB-40 | 48 | 1 | 3500 | 1 | 335 | 1 | 1000000 | TRUE | 120 | 140 |  | SunEarth - SETR A503 TTR U + VFS 20-400 |  | SunEarth - SETR A503 TTR U + VFS 20-400 | City of South Gate | FALSE | 24.89 |  | 2019-05-16 |  | 2019-05-21 | 2019-06-03 | 2020-04-06 | 2020-04-08 | 1657 | 178038 | Up-front Payment
SCG-013808 | Low Income Multifamily Residential | Domestic Hot Water | Gas | Southern California Gas Company | Incentive:Paid | 183813 | 24.89 |  | 1 | 7385 |  | 7385 |  | 2019-05-21 09:18 | 2019-06-03 | CALIFORNIA SOLAR INTEGRATORS INC | Retrofit | South Gate | Los Angeles | 90280 | Host Customer is System Owner | [7 empty] | 1965.6 | 40.95 |  | Glycol | Steam Back | Solar Storage and Auxiliary Tanks are separate |  | 1 | 1 | 4824 | Z08 |  |  | Other | TRB-40 | 48 | 1 | 3500 | 1 | 335 | 1 | 1000000 | TRUE | 120 | 140 |  | SunEarth - SETR A503 TTR U + VFS 20-400 |  | SunEarth - SETR A503 TTR U + VFS 20-400 | City of South Gate | FALSE | 24.89 |  | 2019-05-16 |  | 2019-05-21 | 2019-06-03 | 2020-04-06 | 2020-04-08 | 1657 | 183813 | Up-front Payment
SCG-013809 | Low Income Multifamily Residential | Domestic Hot Water | Gas | Southern California Gas Company | Incentive:Paid | 188492 | 24.89 |  | 1 | 7573 |  | 7573 |  | 2019-05-21 09:18 | 2019-06-03 | CALIFORNIA SOLAR INTEGRATORS INC | Retrofit | South Gate | Los Angeles | 90280 | Host Customer is System Owner | [7 empty] | 1965.6 | 40.95 |  | Glycol | Steam Back | Solar Storage and Auxiliary Tanks are separate |  | 1 | 1 | 5360 | Z08 |  |  | Other | TRB-40 | 48 | 1 | 3500 | 1 | 335 | 1 | 1000000 | TRUE | 120 | 140 |  | SunEarth - SETR A503 TTR U + VFS 20-400 |  | SunEarth - SETR A503 TTR U + VFS 20-400 | City of South Gate | FALSE | 24.89 |  | 2019-05-16 |  | 2019-05-21 | 2019-06-03 | 2020-04-06 | 2020-04-08 | 1657 | 188492 | Up-front Payment
SCG-013810 | Single Family Residential - Disadvantaged Community | Domestic Hot Water | Gas | Southern California Gas Company | Incentive:Paid | 4366 | 29.85 |  | 1 | 148 |  | 148 |  | 2019-05-20 11:58 | 2019-06-05 | TITANIUM POWER INC | Retrofit | Pomona | Pomona | 91766 | Host Customer is System Owner | 7 |  | 30004272 | Butler Sun Solutions, Inc. | SOLAR BUTLER | BT1-40-I-T | Indirect Forced Circulation (IF) | 43.72 |  | BT1 | Glycol | Advanced Controller with a Vacation or Holiday Mode | Solar Storage with Tankless Auxiliary Water Heater | 40 | 1 | 1 | 85 | Z09 | [18 empty] | Pomona | FALSE | 29.93 |  | 2011-06-01: 2019-05-17; 2011-08-03: 2019-05-20; 2011-09-20: 2019-06-05 | 1969 | 4430 | Up-front Payment
SCG-013811 | Single Family Residential - Disadvantaged Community | Domestic Hot Water | Gas | Southern California Gas Company | Incentive:Canceled | 4197 | 29.85 |  | 1 | 148 |  | 141 |  | 2019-05-20 11:55 |  | TITANIUM POWER INC | Retrofit | Panorama City | Los Angeles | 91402 | Host Customer is System Owner | 6 |  | 30004272 | Butler Sun Solutions, Inc. | SOLAR BUTLER | BT1-40-I-T | Indirect Forced Circulation (IF) | 43.72 |  | BT1 | Glycol | Advanced Controller with a Vacation or Holiday Mode | Solar Storage with Tankless Auxiliary Water Heater | 40 | 1 | 0.95 | 75 | Z09 | [18 empty] | Los Angeles | FALSE | 30.13 |  | 2011-06-01: 2019-05-17; 2011-06-21: 2019-05-23; 2011-08-03: 2019-05-20 | 1983 | 4459 | Up-front Payment
SCG-013812 | Single Family Residential - Disadvantaged Community | Domestic Hot Water | Gas | Southern California Gas Company | Incentive:Paid | 4366 | 29.85 |  | 1 | 148 |  | 148 |  | 2019-05-20 11:58 | 2019-05-21 | TITANIUM POWER INC | Retrofit | Panorama City | Los Angeles | 91402 | Host Customer is System Owner | 5 |  | 30004272 | Butler Sun Solutions, Inc. | SOLAR BUTLER | BT1-40-I-T | Indirect Forced Circulation (IF) | 43.72 |  | BT1 | Glycol | Advanced Controller with a Vacation or Holiday Mode | Solar Storage with Tankless Auxiliary Water Heater | 40 | 1 | 1 | 65 | Z09 | [18 empty] | Los Angeles | FALSE | 30.13 |  | 2011-06-01: 2019-05-17; 2011-08-03: 2019-05-20; 2011-09-20: 2019-05-21 | 1983 | 4459 | Up-front Payment
SCG-013813 | Low Income Single Family Residential | Domestic Hot Water | Gas | Southern California Gas Company | Incentive:Paid | 5397 | 36.9 |  | 1 | 148 |  | 148 |  | 2019-05-20 12:01 | 2019-05-21 | TITANIUM POWER INC | Retrofit | Pomona | Pomona | 91766 | Host Customer is System Owner | 4 |  | 30004272 | Butler Sun Solutions, Inc. | SOLAR BUTLER | BT1-40-I-T | Indirect Forced Circulation (IF) | 43.72 |  | BT1 | Glycol | Advanced Controller with a Vacation or Holiday Mode | Solar Storage with Tankless Auxiliary Water Heater | 40 | 1 | 1 | 55 | Z09 | [18 empty] | Pomona | FALSE | 36.69 |  | 2011-06-01: 2019-05-17; 2011-08-03: 2019-05-20; 2011-09-20: 2019-05-21 | 1983 | 5430 | Up-front Payment
SCG-013814 | Low Income Single Family Residential | Domestic Hot Water | Gas | Southern California Gas Company | Incentive:Paid | 5397 | 36.9 |  | 1 | 148 |  | 148 |  | 2019-05-20 12:01 | 2019-05-21 | TITANIUM POWER INC | Retrofit | Pomona | Pomona | 91766 | Host Customer is System Owner | 5 |  | 30004272 | Butler Sun Solutions, Inc. | SOLAR BUTLER | BT1-40-I-T | Indirect Forced Circulation (IF) | 43.72 |  | BT1 | Glycol | Advanced Controller with a Vacation or Holiday Mode | Solar Storage with Tankless Auxiliary Water Heater | 40 | 1 | 1 | 65 | Z09 | [18 empty] | Pomona | FALSE | 36.69 |  | 2011-06-01: 2019-05-17; 2011-08-03: 2019-05-20; 2011-09-20: 2019-05-21 | 1983 | 5430 | Up-front Payment
SCG-013815 | Low Income Single Family Residential | Domestic Hot Water | Gas | Southern California Gas Company | Incentive:Paid | 5397 | 36.9 |  | 1 | 148 |  | 148 |  | 2019-05-20 12:04 | 2019-05-22 | TITANIUM POWER INC | Retrofit | Pomona | Pomona | 91766 | Host Customer is System Owner | 4 |  | 30004272 | Butler Sun Solutions, Inc. | SOLAR BUTLER | BT1-40-I-T | Indirect Forced Circulation (IF) | 43.72 |  | BT1 | Glycol | Advanced Controller with a Vacation or Holiday Mode | Solar Storage with Tankless Auxiliary Water Heater | 40 | 1 | 1 | 55 | Z09 | [18 empty] | Pomona | FALSE | 36.69 |  | 2011-06-01: 2019-05-17; 2011-08-03: 2019-05-20; 2011-09-20: 2019-05-22 | 1982 | 5430 | Up-front Payment
SCG-013816 | Low Income Single Family Residential | Domestic Hot Water | Gas | Southern California Gas Company | Incentive:Paid | 5397 | 36.9 |  | 1 | 148 |  | 148 |  | 2019-05-20 12:05 | 2019-05-22 | TITANIUM POWER INC | Retrofit | Pomona | Pomona | 91766 | Host Customer is System Owner | 6 |  | 30004272 | Butler Sun Solutions, Inc. | SOLAR BUTLER | BT1-40-I-T | Indirect Forced Circulation (IF) | 43.72 |  | BT1 | Glycol | Advanced Controller with a Vacation or Holiday Mode | Solar Storage with Tankless Auxiliary Water Heater | 40 | 1 | 1 | 75 | Z09 | [18 empty] | Pomona | FALSE | 36.69 |  | 2011-06-01: 2019-05-17; 2011-08-03: 2019-05-20; 2011-09-20: 2019-05-22 | 1982 | 5430 | Up-front Payment
SCG-013817 | Low Income Single Family Residential | Domestic Hot Water | Gas | Southern California Gas Company | Incentive:Paid | 5397 | 36.9 |  | 1 | 148 |  | 148 |  | 2019-05-20 12:05 | 2019-06-05 | TITANIUM POWER INC | Retrofit | Pomona | Pomona | 91766 | Host Customer is System Owner | 7 |  | 30004272 | Butler Sun Solutions, Inc. | SOLAR BUTLER | BT1-40-I-T | Indirect Forced Circulation (IF) | 43.72 |  | BT1 | Glycol | Advanced Controller with a Vacation or Holiday Mode | Solar Storage with Tankless Auxiliary Water Heater | 40 | 1 | 1 | 85 | Z09 | [18 empty] | Pomona | FALSE | 36.69 |  | 2011-06-01: 2019-05-17; 2011-08-03: 2019-05-20; 2011-09-20: 2019-06-05 | 1962 | 5430 | Up-front Payment
SCG-013818 | Low Income Single Family Residential | Domestic Hot Water | Gas | Southern California Gas Company | Incentive:Paid | 5397 | 36.9 |  | 1 | 148 |  | 148 |  | 2019-05-20 12:09 | 2019-05-22 | TITANIUM POWER INC | Retrofit | Pomona | Pomona | 91766 | Host Customer is System Owner | 5 |  | 30004272 | Butler Sun Solutions, Inc. | SOLAR BUTLER | BT1-40-I-T | Indirect Forced Circulation (IF) | 43.72 |  | BT1 | Glycol | Advanced Controller with a Vacation or Holiday Mode | Solar Storage with Tankless Auxiliary Water Heater | 40 | 1 | 1 | 65 | Z09 | [18 empty] | Pomona | FALSE | 36.69 |  | 2011-06-01: 2019-05-17; 2011-08-03: 2019-05-20; 2011-09-20: 2019-05-22 | 1982 | 5430 | Up-front Payment
SCG-013819 | Low Income Single Family Residential | Domestic Hot Water | Gas | Southern California Gas Company | Incentive:Paid | 5397 | 36.9 |  | 1 | 148 |  | 148 |  | 2019-05-20 12:06 | 2019-05-22 | TITANIUM POWER INC | Retrofit | Pomona | Pomona | 91766 | Host Customer is System Owner | 7 |  | 30004272 | Butler Sun Solutions, Inc. | SOLAR BUTLER | BT1-40-I-T | Indirect Forced Circulation (IF) | 43.72 |  | BT1 | Glycol | Advanced Controller with a Vacation or Holiday Mode | Solar Storage with Tankless Auxiliary Water Heater | 40 | 1 | 1 | 85 | Z09 | [18 empty] | Pomona | FALSE | 36.69 |  | 2011-06-01: 2019-05-17; 2011-08-03: 2019-05-20; 2011-09-20: 2019-05-22 | 1982 | 5430 | Up-front Payment
SCG-013820 | Low Income Single Family Residential | Domestic Hot Water | Gas | Southern California Gas Company | Incentive:Paid | 5397 | 36.9 |  | 1 | 148 |  | 148 |  | 2019-05-20 12:08 | 2019-05-22 | TITANIUM POWER INC | Retrofit | Pomona | Pomona | 91766 | Host Customer is System Owner | 4 |  | 30004272 | Butler Sun Solutions, Inc. | SOLAR BUTLER | BT1-40-I-T | Indirect Forced Circulation (IF) | 43.72 |  | BT1 | Glycol | Advanced Controller with a Vacation or Holiday Mode | Solar Storage with Tankless Auxiliary Water Heater | 40 | 1 | 1 | 55 | Z09 | [18 empty] | Pomona | FALSE | 36.69 |  | 2011-06-01: 2019-05-17; 2011-08-03: 2019-05-20; 2011-09-20: 2019-05-22 | 1982 | 5430 | Up-front Payment
SCG-013821 | Low Income Single Family Residential | Domestic Hot Water | Gas | Southern California Gas Company | Incentive:Paid | 5397 | 36.9 |  | 1 | 148 |  | 148 |  | 2019-05-20 12:03 | 2019-05-22 | TITANIUM POWER INC | Retrofit | Pomona | Pomona | 91766 | Host Customer is System Owner | 5 |  | 30004272 | Butler Sun Solutions, Inc. | SOLAR BUTLER | BT1-40-I-T | Indirect Forced Circulation (IF) | 43.72 |  | BT1 | Glycol | Advanced Controller with a Vacation or Holiday Mode | Solar Storage with Tankless Auxiliary Water Heater | 40 | 1 | 1 | 65 | Z09 | [18 empty] | Pomona | FALSE | 36.69 |  | 2011-06-01: 2019-05-17; 2011-08-03: 2019-05-20; 2011-09-20: 2019-05-22 | 1982 | 5430 | Up-front Payment
SCG-013822 | Low Income Single Family Residential | Domestic Hot Water | Gas | Southern California Gas Company | Incentive:Paid | 5397 | 36.9 |  | 1 | 148 |  | 148 |  | 2019-05-20 12:09 | 2019-05-22 | TITANIUM POWER INC | Retrofit | Pomona | Pomona | 91766 | Host Customer is System Owner | 4 |  | 30004272 | Butler Sun Solutions, Inc. | SOLAR BUTLER | BT1-40-I-T | Indirect Forced Circulation (IF) | 43.72 |  | BT1 | Glycol | Advanced Controller with a Vacation or Holiday Mode | Solar Storage with Tankless Auxiliary Water Heater | 40 | 1 | 1 | 55 | Z09 | [18 empty] | Pomona | FALSE | 36.69 |  | 2011-06-01: 2019-05-17; 2011-08-03: 2019-05-20; 2011-09-20: 2019-05-22 | 1982 | 5430 | Up-front Payment
SCG-013823 | Low Income Single Family Residential | Domestic Hot Water | Gas | Southern California Gas Company | Incentive:Paid | 5397 | 36.9 |  | 1 | 148 |  | 148 |  | 2019-05-20 11:55 | 2019-05-22 | TITANIUM POWER INC | Retrofit | Pomona | Pomona | 91766 | Host Customer is System Owner | 6 |  | 30004272 | Butler Sun Solutions, Inc. | SOLAR BUTLER | BT1-40-I-T | Indirect Forced Circulation (IF) | 43.72 |  | BT1 | Glycol | Advanced Controller with a Vacation or Holiday Mode | Solar Storage with Tankless Auxiliary Water Heater | 40 | 1 | 1 | 75 | Z09 | [18 empty] | Pomona | FALSE | 36.69 |  | 2011-06-01: 2019-05-17; 2011-08-03: 2019-05-20; 2011-09-20: 2019-05-22 | 1982 | 5430 | Up-front Payment
SCG-013824 | Low Income Single Family Residential | Domestic Hot Water | Gas | Southern California Gas Company | Incentive:Paid | 5397 | 36.9 |  | 1 | 148 |  | 148 |  | 2019-05-20 11:54 | 2019-05-22 | TITANIUM POWER INC | Retrofit | Pomona | Pomona | 91766 | Host Customer is System Owner | 4 |  | 30004272 | Butler Sun Solutions, Inc. | SOLAR BUTLER | BT1-40-I-T | Indirect Forced Circulation (IF) | 43.72 |  | BT1 | Glycol | Advanced Controller with a Vacation or Holiday Mode | Solar Storage with Tankless Auxiliary Water Heater | 40 | 1 | 1 | 55 | Z09 | [18 empty] | Pomona | FALSE | 36.69 |  | 2011-06-01: 2019-05-17; 2011-08-03: 2019-05-20; 2011-09-20: 2019-05-22 | 1982 | 5430 | Up-front Payment
SCG-013825 | Low Income Single Family Residential | Domestic Hot Water | Gas | Southern California Gas Company | Incentive:Paid | 5397 | 36.9 |  | 1 | 148 |  | 148 |  | 2019-05-21 09:46 | 2019-06-26 | TITANIUM POWER INC | Retrofit | Pomona | Pomona | 91766 | Host Customer is System Owner | 4 |  | 30004272 | Butler Sun Solutions, Inc. | SOLAR BUTLER | BT1-40-I-T | Indirect Forced Circulation (IF) | 43.72 |  | BT1 | Glycol | Advanced Controller with a Vacation or Holiday Mode | Solar Storage with Tankless Auxiliary Water Heater | 40 | 1 | 1 | 55 | Z09 | [18 empty] | Pomona | FALSE | 36.69 |  | 2011-06-01: 2019-05-20; 2011-08-03: 2019-05-21; 2011-09-20: 2019-06-26 | 1923 | 5430 | Up-front Payment
SCG-013826 | Low Income Single Family Residential | Domestic Hot Water | Gas | Southern California Gas Company | Incentive:Paid | 5397 | 36.9 |  | 1 | 148 |  | 148 |  | 2019-05-21 09:44 | 2019-06-26 | TITANIUM POWER INC | Retrofit | Pomona | Pomona | 91767 | Host Customer is System Owner | 6 |  | 30004272 | Butler Sun Solutions, Inc. | SOLAR BUTLER | BT1-40-I-T | Indirect Forced Circulation (IF) | 43.72 |  | BT1 | Glycol | Advanced Controller with a Vacation or Holiday Mode | Solar Storage with Tankless Auxiliary Water Heater | 40 | 1 | 1 | 75 | Z09 | [18 empty] | Pomona | FALSE | 36.69 |  | 2011-06-01: 2019-05-20; 2011-08-03: 2019-05-21; 2011-09-20: 2019-06-26 | 1923 | 5430 | Up-front Payment
SCG-013827 | Low Income Single Family Residential | Domestic Hot Water | Gas | Southern California Gas Company | Incentive:Paid | 5188 | 36.9 |  | 1 | 148 |  | 141 |  | 2019-05-21 09:41 | 2019-06-05 | TITANIUM POWER INC | Retrofit | Pacoima | Los Angeles | 91331 | Host Customer is System Owner | 6 |  | 30004272 | Butler Sun Solutions, Inc. | SOLAR BUTLER | BT1-40-I-T | Indirect Forced Circulation (IF) | 43.72 |  | BT1 | Glycol | Advanced Controller with a Vacation or Holiday Mode | Solar Storage with Tankless Auxiliary Water Heater | 40 | 1 | 0.95 | 75 | Z09 | [18 empty] | Los Angeles | FALSE | 35.53 |  | 2011-06-01: 2019-05-20; 2011-08-03: 2019-05-21; 2011-09-20: 2019-06-05 | 1962 | 5259 | Up-front Payment
SCG-013828 | Low Income Single Family Residential | Domestic Hot Water | Gas | Southern California Gas Company | Incentive:Paid | 5397 | 36.9 |  | 1 | 148 |  | 148 |  | 2019-05-22 15:03 | 2019-11-22 | TITANIUM POWER INC | Retrofit | Pomona | Pomona | 91766 | Host Customer is System Owner | 6 |  | 30004272 | Butler Sun Solutions, Inc. | SOLAR BUTLER | BT1-40-I-T | Indirect Forced Circulation (IF) | 43.72 |  | BT1 | Glycol | Advanced Controller with a Vacation or Holiday Mode | Solar Storage with Tankless Auxiliary Water Heater | 40 | 1 | 1 | 75 | Z09 | [18 empty] | Pomona | FALSE | 36.69 |  | 2011-06-01: 2019-05-20; 2011-08-03: 2019-05-22; 2011-09-20: 2019-11-22 | 1796 | 5430 | Up-front Payment
SCG-013829 | Single Family Residential - Disadvantaged Community | Domestic Hot Water | Gas | Southern California Gas Company | Incentive:Paid | 4366 | 29.85 |  | 1 | 148 |  | 148 |  | 2019-05-21 09:53 | 2019-06-26 | TITANIUM POWER INC | Retrofit | Pomona | Pomona | 91766 | Host Customer is System Owner | 5 |  | 30004272 | Butler Sun Solutions, Inc. | SOLAR BUTLER | BT1-40-I-T | Indirect Forced Circulation (IF) | 43.72 |  | BT1 | Glycol | Advanced Controller with a Vacation or Holiday Mode | Solar Storage with Tankless Auxiliary Water Heater | 40 | 1 | 1 | 65 | Z09 | [18 empty] | Pomona | FALSE | 29.93 |  | 2011-06-01: 2019-05-20; 2011-08-03: 2019-05-21; 2011-09-20: 2019-06-26 | 1923 | 4430 | Up-front Payment
SCG-013830 | Low Income Single Family Residential | Domestic Hot Water | Gas | Southern California Gas Company | Incentive:Paid | 5397 | 36.9 |  | 1 | 148 |  | 148 |  | 2019-05-21 09:40 | 2019-06-26 | TITANIUM POWER INC | Retrofit | Pomona | Pomona | 91766 | Host Customer is System Owner | 8 |  | 30004272 | Butler Sun Solutions, Inc. | SOLAR BUTLER | BT1-40-I-T | Indirect Forced Circulation (IF) | 43.72 |  | BT1 | Glycol | Advanced Controller with a Vacation or Holiday Mode | Solar Storage with Tankless Auxiliary Water Heater | 40 | 1 | 1 | 95 | Z09 | [18 empty] | Pomona | FALSE | 36.69 |  | 2011-06-01: 2019-05-20; 2011-08-03: 2019-05-21; 2011-09-20: 2019-06-26 | 1923 | 5430 | Up-front Payment
SCG-013831 | Low Income Single Family Residential | Domestic Hot Water | Gas | Southern California Gas Company | Incentive:Paid | 5397 | 36.9 |  | 1 | 148 |  | 148 |  | 2019-05-21 09:36 | 2019-06-05 | TITANIUM POWER INC | Retrofit | Pomona | Pomona | 91766 | Host Customer is System Owner | 5 |  | 30004272 | Butler Sun Solutions, Inc. | SOLAR BUTLER | BT1-40-I-T | Indirect Forced Circulation (IF) | 43.72 |  | BT1 | Glycol | Advanced Controller with a Vacation or Holiday Mode | Solar Storage with Tankless Auxiliary Water Heater | 40 | 1 | 1 | 65 | Z09 | [18 empty] | Pomona | FALSE | 36.69 |  | 2011-06-01: 2019-05-20; 2011-08-03: 2019-05-21; 2011-09-20: 2019-06-05 | 1962 | 5430 | Up-front Payment
SCG-013833 | Low Income Single Family Residential | Domestic Hot Water | Gas | Southern California Gas Company | Incentive:Paid | 5397 | 36.9 |  | 1 | 148 |  | 148 |  | 2019-05-28 14:48 | 2020-07-16 | TITANIUM POWER INC | Retrofit | Pomona | Pomona | 91766 | Host Customer is System Owner | 5 |  | 30004272 | Butler Sun Solutions, Inc. | SOLAR BUTLER | BT1-40-I-T | Indirect Forced Circulation (IF) | 43.72 |  | BT1 | Glycol | Advanced Controller with a Vacation or Holiday Mode | Solar Storage with Tankless Auxiliary Water Heater | 40 | 1 | 1 | 65 | Z09 | [18 empty] | Pomona | FALSE | 36.69 |  | 2011-06-01: 2019-05-20; 2011-08-03: 2019-05-28; 2011-09-20: 2020-07-16 | 1559 | 5430 | Up-front Payment
SCG-013834 | Low Income Single Family Residential | Domestic Hot Water | Gas | Southern California Gas Company | Incentive:Paid | 5397 | 36.9 |  | 1 | 148 |  | 148 |  | 2019-05-21 09:35 | 2019-06-27 | TITANIUM POWER INC | Retrofit | Pomona | Pomona | 91766 | Host Customer is System Owner | 9 |  | 30004272 | Butler Sun Solutions, Inc. | SOLAR BUTLER | BT1-40-I-T | Indirect Forced Circulation (IF) | 43.72 |  | BT1 | Glycol | Advanced Controller with a Vacation or Holiday Mode | Solar Storage with Tankless Auxiliary Water Heater | 40 | 1 | 1 | 105 | Z09 | [18 empty] | Pomona | FALSE | 36.69 |  | 2011-06-01: 2019-05-20; 2011-08-03: 2019-05-21; 2011-09-20: 2019-06-27 | 1926 | 5430 | Up-front Payment
SCG-013835 | Low Income Single Family Residential | Domestic Hot Water | Gas | Southern California Gas Company | Incentive:Paid | 5397 | 36.9 |  | 1 | 148 |  | 148 |  | 2019-05-21 09:38 | 2019-06-27 | TITANIUM POWER INC | Retrofit | Pomona | Pomona | 91768 | Host Customer is System Owner | 8 |  | 30004272 | Butler Sun Solutions, Inc. | SOLAR BUTLER | BT1-40-I-T | Indirect Forced Circulation (IF) | 43.72 |  | BT1 | Glycol | Advanced Controller with a Vacation or Holiday Mode | Solar Storage with Tankless Auxiliary Water Heater | 40 | 1 | 1 | 95 | Z09 | [18 empty] | Pomona | FALSE | 36.69 |  | 2011-06-01: 2019-05-20; 2011-08-03: 2019-05-21; 2011-09-20: 2019-06-27 | 1926 | 5430 | Up-front Payment
SCG-013836 | Low Income Single Family Residential | Domestic Hot Water | Gas | Southern California Gas Company | Incentive:Paid | 5397 | 36.9 |  | 1 | 148 |  | 148 |  | 2019-05-21 09:35 | 2019-06-27 | TITANIUM POWER INC | Retrofit | Pomona | Pomona | 91766 | Host Customer is System Owner | 5 |  | 30004272 | Butler Sun Solutions, Inc. | SOLAR BUTLER | BT1-40-I-T | Indirect Forced Circulation (IF) | 43.72 |  | BT1 | Glycol | Advanced Controller with a Vacation or Holiday Mode | Solar Storage with Tankless Auxiliary Water Heater | 40 | 1 | 1 | 65 | Z09 | [18 empty] | Pomona | FALSE | 36.69 |  | 2011-06-01: 2019-05-20; 2011-08-03: 2019-05-21; 2011-09-20: 2019-06-27 | 1926 | 5430 | Up-front Payment
SCG-013837 | Low Income Single Family Residential | Domestic Hot Water | Gas | Southern California Gas Company | Incentive:Paid | 5397 | 36.9 |  | 1 | 148 |  | 148 |  | 2019-05-21 09:39 | 2019-06-27 | TITANIUM POWER INC | Retrofit | Pomona | Pomona | 91766 | Host Customer is System Owner | 4 |  | 30004272 | Butler Sun Solutions, Inc. | SOLAR BUTLER | BT1-40-I-T | Indirect Forced Circulation (IF) | 43.72 |  | BT1 | Glycol | Advanced Controller with a Vacation or Holiday Mode | Solar Storage with Tankless Auxiliary Water Heater | 40 | 1 | 1 | 55 | Z09 | [18 empty] | Pomona | FALSE | 36.69 |  | 2011-06-01: 2019-05-20; 2011-08-03: 2019-05-21; 2011-09-20: 2019-06-27 | 1923 | 5430 | Up-front Payment
SCG-013838 | Low Income Single Family Residential | Domestic Hot Water | Gas | Southern California Gas Company | Incentive:Paid | 5397 | 36.9 |  | 1 | 148 |  | 148 |  | 2019-05-21 09:34 | 2019-06-27 | TITANIUM POWER INC | Retrofit | Pomona | Pomona | 91768 | Host Customer is System Owner | 6 |  | 30004272 | Butler Sun Solutions, Inc. | SOLAR BUTLER | BT1-40-I-T | Indirect Forced Circulation (IF) | 43.72 |  | BT1 | Glycol | Advanced Controller with a Vacation or Holiday Mode | Solar Storage with Tankless Auxiliary Water Heater | 40 | 1 | 1 | 75 | Z09 | [18 empty] | Pomona | FALSE | 36.69 |  | 2011-06-01: 2019-05-20; 2011-08-03: 2019-05-21; 2011-09-20: 2019-06-27 | 1926 | 5430 | Up-front Payment
SCG-013839 | Commercial/Multifamily Residential | Domestic Hot Water | Gas | Southern California Gas Company | Incentive:Paid | 10458 | 20.19 |  | 1 | 518 |  | 518 |  | 2019-09-04 13:30 | 2019-09-09 | SOLID AMERICA INC | Retrofit | Los Angeles | Los Angeles | 90027 | Host Customer is System Owner | [7 empty] | 174.88 | 21.86 |  | Glycol | Steam Back | Solar Storage and Auxiliary Tanks are separate |  | 1 | 1 | 378 | Z09 | 9 | Units | Apartments/Condos | 2009077A | 8 | 1 | 300 | 1 | 100 | 1 | 199999 | TRUE | 130 | 130 |  |  |  |  | Los Angeles | FALSE | 82.84 |  | 2019-05-21 |  | 2019-09-04 | 2019-09-09 | 2019-11-25 | 2020-01-14 | 1738 | 42913 | Up-front Payment
SCG-013840 | Single Family Residential - Disadvantaged Community | Domestic Hot Water | Gas | Southern California Gas Company | Incentive:Paid | 4366 | 29.85 |  | 1 | 148 |  | 148 |  | 2019-05-22 15:02 | 2019-06-05 | TITANIUM POWER INC | Retrofit | Pacoima | Los Angeles | 91331 | Host Customer is System Owner | 6 |  | 30004272 | Butler Sun Solutions, Inc. | SOLAR BUTLER | BT1-40-I-T | Indirect Forced Circulation (IF) | 43.72 |  | BT1 | Glycol | Advanced Controller with a Vacation or Holiday Mode | Solar Storage with Tankless Auxiliary Water Heater | 40 | 1 | 1 | 75 | Z09 | [18 empty] | Los Angeles | FALSE | 30.13 |  | 2011-06-01: 2019-05-21; 2011-08-03: 2019-05-22; 2011-09-20: 2019-06-05 | 1962 | 4459 | Up-front Payment
SCG-013841 | Low Income Single Family Residential | Domestic Hot Water | Gas | Southern California Gas Company | Incentive:Paid | 5397 | 36.9 |  | 1 | 148 |  | 148 |  | 2019-05-23 13:30 | 2020-07-10 | TITANIUM POWER INC | Retrofit | Pomona | Pomona | 91766 | Host Customer is System Owner | 5 |  | 30004272 | Butler Sun Solutions, Inc. | SOLAR BUTLER | BT1-40-I-T | Indirect Forced Circulation (IF) | 43.72 |  | BT1 | Glycol | Advanced Controller with a Vacation or Holiday Mode | Solar Storage with Tankless Auxiliary Water Heater | 40 | 1 | 1 | 65 | Z09 | [18 empty] | Pomona | FALSE | 36.69 |  | 2011-06-01: 2019-05-21; 2011-08-03: 2019-05-23; 2011-09-20: 2020-07-10 | 1563 | 5430 | Up-front Payment
SCG-013842 | Low Income Single Family Residential | Domestic Hot Water | Gas | Southern California Gas Company | Incentive:Paid | 5397 | 36.9 |  | 1 | 148 |  | 148 |  | 2019-05-23 13:26 | 2020-07-10 | TITANIUM POWER INC | Retrofit | Pomona | Pomona | 91766 | Host Customer is System Owner | 4 |  | 30004272 | Butler Sun Solutions, Inc. | SOLAR BUTLER | BT1-40-I-T | Indirect Forced Circulation (IF) | 43.72 |  | BT1 | Glycol | Advanced Controller with a Vacation or Holiday Mode | Solar Storage with Tankless Auxiliary Water Heater | 40 | 1 | 1 | 55 | Z09 | [18 empty] | Pomona | FALSE | 36.69 |  | 2011-06-01: 2019-05-21; 2011-08-03: 2019-05-23; 2011-09-20: 2020-07-10 | 1563 | 5430 | Up-front Payment
SCG-013843 | Low Income Single Family Residential | Domestic Hot Water | Gas | Southern California Gas Company | Incentive:Paid | 5397 | 36.9 |  | 1 | 148 |  | 148 |  | 2019-05-23 13:38 | 2020-07-10 | TITANIUM POWER INC | Retrofit | Pomona | Pomona | 91766 | Host Customer is System Owner | 6 |  | 30004272 | Butler Sun Solutions, Inc. | SOLAR BUTLER | BT1-40-I-T | Indirect Forced Circulation (IF) | 43.72 |  | BT1 | Glycol | Advanced Controller with a Vacation or Holiday Mode | Solar Storage with Tankless Auxiliary Water Heater | 40 | 1 | 1 | 75 | Z09 | [18 empty] | Pomona | FALSE | 36.69 |  | 2011-06-01: 2019-05-21; 2011-08-03: 2019-05-23; 2011-09-20: 2020-07-10 | 1563 | 5430 | Up-front Payment
SCG-013844 | Low Income Single Family Residential | Domestic Hot Water | Gas | Southern California Gas Company | Incentive:Paid | 5397 | 36.9 |  | 1 | 148 |  | 148 |  | 2019-05-22 15:15 | 2019-12-09 | TITANIUM POWER INC | Retrofit | Pomona | Pomona | 91766 | Host Customer is System Owner | 7 |  | 30004272 | Butler Sun Solutions, Inc. | SOLAR BUTLER | BT1-40-I-T | Indirect Forced Circulation (IF) | 43.72 |  | BT1 | Glycol | Advanced Controller with a Vacation or Holiday Mode | Solar Storage with Tankless Auxiliary Water Heater | 40 | 1 | 1 | 85 | Z09 | [18 empty] | Pomona | FALSE | 36.69 |  | 2011-06-01: 2019-05-21; 2011-08-03: 2019-05-22; 2011-09-20: 2019-12-09 | 1780 | 5430 | Up-front Payment
SCG-013845 | Low Income Single Family Residential | Domestic Hot Water | Gas | Southern California Gas Company | Incentive:Paid | 5397 | 36.9 |  | 1 | 148 |  | 148 |  | 2019-05-22 15:16 | 2019-11-22 | TITANIUM POWER INC | Retrofit | Pomona | Pomona | 91766 | Host Customer is System Owner | 4 |  | 30004272 | Butler Sun Solutions, Inc. | SOLAR BUTLER | BT1-40-I-T | Indirect Forced Circulation (IF) | 43.72 |  | BT1 | Glycol | Advanced Controller with a Vacation or Holiday Mode | Solar Storage with Tankless Auxiliary Water Heater | 40 | 1 | 1 | 55 | Z09 | [18 empty] | Pomona | FALSE | 36.69 |  | 2011-06-01: 2019-05-21; 2011-08-03: 2019-05-22; 2011-09-20: 2019-11-22 | 1796 | 5430 | Up-front Payment
SCG-013846 | Low Income Single Family Residential | Domestic Hot Water | Gas | Southern California Gas Company | Incentive:Paid | 5397 | 36.9 |  | 1 | 148 |  | 148 |  | 2019-05-23 13:24 | 2019-11-25 | TITANIUM POWER INC | Retrofit | Pomona | Pomona | 91766 | Host Customer is System Owner | 5 |  | 30004272 | Butler Sun Solutions, Inc. | SOLAR BUTLER | BT1-40-I-T | Indirect Forced Circulation (IF) | 43.72 |  | BT1 | Glycol | Advanced Controller with a Vacation or Holiday Mode | Solar Storage with Tankless Auxiliary Water Heater | 40 | 1 | 1 | 65 | Z09 | [18 empty] | Pomona | FALSE | 36.69 |  | 2011-06-01: 2019-05-21; 2011-08-03: 2019-05-23; 2011-09-20: 2019-11-25 | 1796 | 5430 | Up-front Payment
SCG-013847 | Low Income Single Family Residential | Domestic Hot Water | Gas | Southern California Gas Company | Incentive:Paid | 5397 | 36.9 |  | 1 | 148 |  | 148 |  | 2019-05-23 13:41 | 2020-07-10 | TITANIUM POWER INC | Retrofit | Pomona | Pomona | 91766 | Host Customer is System Owner | 5 |  | 30004272 | Butler Sun Solutions, Inc. | SOLAR BUTLER | BT1-40-I-T | Indirect Forced Circulation (IF) | 43.72 |  | BT1 | Glycol | Advanced Controller with a Vacation or Holiday Mode | Solar Storage with Tankless Auxiliary Water Heater | 40 | 1 | 1 | 65 | Z09 | [18 empty] | Pomona | FALSE | 36.69 |  | 2011-06-01: 2019-05-21; 2011-08-03: 2019-05-23; 2011-09-20: 2020-07-10 | 1563 | 5430 | Up-front Payment
SCG-013848 | Low Income Single Family Residential | Domestic Hot Water | Gas | Southern California Gas Company | Incentive:Paid | 5397 | 36.9 |  | 1 | 148 |  | 148 |  | 2019-05-23 13:23 | 2019-11-25 | TITANIUM POWER INC | Retrofit | Pomona | Pomona | 91766 | Host Customer is System Owner | 8 |  | 30004272 | Butler Sun Solutions, Inc. | SOLAR BUTLER | BT1-40-I-T | Indirect Forced Circulation (IF) | 43.72 |  | BT1 | Glycol | Advanced Controller with a Vacation or Holiday Mode | Solar Storage with Tankless Auxiliary Water Heater | 40 | 1 | 1 | 95 | Z09 | [18 empty] | Pomona | FALSE | 36.69 |  | 2011-06-01: 2019-05-21; 2011-08-03: 2019-05-23; 2011-09-20: 2019-11-25 | 1796 | 5430 | Up-front Payment
SCG-013849 | Low Income Single Family Residential | Domestic Hot Water | Gas | Southern California Gas Company | Incentive:Canceled | 5397 | 36.9 |  | 1 | 148 |  | 148 |  | 2019-05-23 13:49 |  | TITANIUM POWER INC | Retrofit | Pomona | Pomona | 91766 | Host Customer is System Owner | 4 |  | 30004272 | Butler Sun Solutions, Inc. | SOLAR BUTLER | BT1-40-I-T | Indirect Forced Circulation (IF) | 43.72 |  | BT1 | Glycol | Advanced Controller with a Vacation or Holiday Mode | Solar Storage with Tankless Auxiliary Water Heater | 40 | 1 | 1 | 55 | Z09 | [18 empty] | Pomona | FALSE | 36.69 |  | 2011-06-01: 2019-05-21; 2011-06-21: 2019-05-23; 2011-08-03: 2019-05-23 | 1983 | 5430 | Up-front Payment
SCG-013850 | Low Income Single Family Residential | Domestic Hot Water | Gas | Southern California Gas Company | Incentive:Paid | 5397 | 36.9 |  | 1 | 148 |  | 148 |  | 2019-05-23 13:27 | 2020-07-10 | TITANIUM POWER INC | Retrofit | Pomona | Pomona | 91766 | Host Customer is System Owner | 4 |  | 30004272 | Butler Sun Solutions, Inc. | SOLAR BUTLER | BT1-40-I-T | Indirect Forced Circulation (IF) | 43.72 |  | BT1 | Glycol | Advanced Controller with a Vacation or Holiday Mode | Solar Storage with Tankless Auxiliary Water Heater | 40 | 1 | 1 | 55 | Z09 | [18 empty] | Pomona | FALSE | 36.69 |  | 2011-06-01: 2019-05-21; 2011-08-03: 2019-05-23; 2011-09-20: 2020-07-10 | 1563 | 5430 | Up-front Payment
SCG-013851 | Low Income Single Family Residential | Domestic Hot Water | Gas | Southern California Gas Company | Incentive:Paid | 5188 | 36.9 |  | 1 | 148 |  | 141 |  | 2019-05-23 13:45 | 2020-07-13 | TITANIUM POWER INC | Retrofit | Pomona | Pomona | 91766 | Host Customer is System Owner | 4 |  | 30004272 | Butler Sun Solutions, Inc. | SOLAR BUTLER | BT1-40-I-T | Indirect Forced Circulation (IF) | 43.72 |  | BT1 | Glycol | Advanced Controller with a Vacation or Holiday Mode | Solar Storage with Tankless Auxiliary Water Heater | 40 | 1 | 0.95 | 55 | Z09 | [18 empty] | Pomona | FALSE | 35.34 |  | 2011-06-01: 2019-05-21; 2011-08-03: 2019-05-23; 2011-09-20: 2020-07-13 | 1559 | 5230 | Up-front Payment
SCG-013852 | Low Income Single Family Residential | Domestic Hot Water | Gas | Southern California Gas Company | Incentive:Paid | 5397 | 36.9 |  | 1 | 148 |  | 148 |  | 2019-05-22 15:13 | 2019-11-26 | TITANIUM POWER INC | Retrofit | Pomona | Pomona | 91766 | Host Customer is System Owner | 4 |  | 30004272 | Butler Sun Solutions, Inc. | SOLAR BUTLER | BT1-40-I-T | Indirect Forced Circulation (IF) | 43.72 |  | BT1 | Glycol | Advanced Controller with a Vacation or Holiday Mode | Solar Storage with Tankless Auxiliary Water Heater | 40 | 1 | 1 | 55 | Z09 | [18 empty] | Pomona | FALSE | 36.69 |  | 2011-06-01: 2019-05-21; 2011-08-03: 2019-05-22; 2011-09-20: 2019-11-26 | 1789 | 5430 | Up-front Payment
SCG-013853 | Low Income Single Family Residential | Domestic Hot Water | Gas | Southern California Gas Company | Incentive:Paid | 5397 | 36.9 |  | 1 | 148 |  | 148 |  | 2019-05-22 15:10 | 2019-11-26 | TITANIUM POWER INC | Retrofit | Pomona | Pomona | 91766 | Host Customer is System Owner | 8 |  | 30004272 | Butler Sun Solutions, Inc. | SOLAR BUTLER | BT1-40-I-T | Indirect Forced Circulation (IF) | 43.72 |  | BT1 | Glycol | Advanced Controller with a Vacation or Holiday Mode | Solar Storage with Tankless Auxiliary Water Heater | 40 | 1 | 1 | 95 | Z09 | [18 empty] | Pomona | FALSE | 36.69 |  | 2011-06-01: 2019-05-21; 2011-08-03: 2019-05-22; 2011-09-20: 2019-11-26 | 1789 | 5430 | Up-front Payment
SCG-013854 | Low Income Single Family Residential | Domestic Hot Water | Gas | Southern California Gas Company | Incentive:Paid | 5397 | 36.9 |  | 1 | 148 |  | 148 |  | 2019-05-23 13:31 | 2020-07-16 | TITANIUM POWER INC | Retrofit | Pomona | Pomona | 91766 | Host Customer is System Owner | 4 |  | 30004272 | Butler Sun Solutions, Inc. | SOLAR BUTLER | BT1-40-I-T | Indirect Forced Circulation (IF) | 43.72 |  | BT1 | Glycol | Advanced Controller with a Vacation or Holiday Mode | Solar Storage with Tankless Auxiliary Water Heater | 40 | 1 | 1 | 55 | Z09 | [18 empty] | Pomona | FALSE | 36.69 |  | 2011-06-01: 2019-05-21; 2011-08-03: 2019-05-23; 2011-09-20: 2020-07-16 | 1559 | 5430 | Up-front Payment
SCG-013855 | Low Income Single Family Residential | Domestic Hot Water | Gas | Southern California Gas Company | Incentive:Paid | 5397 | 36.9 |  | 1 | 148 |  | 148 |  | 2019-05-22 15:07 | 2019-08-13 | TITANIUM POWER INC | Retrofit | Pomona | Pomona | 91766 | Host Customer is System Owner | 6 |  | 30004272 | Butler Sun Solutions, Inc. | SOLAR BUTLER | BT1-40-I-T | Indirect Forced Circulation (IF) | 43.72 |  | BT1 | Glycol | Advanced Controller with a Vacation or Holiday Mode | Solar Storage with Tankless Auxiliary Water Heater | 40 | 1 | 1 | 75 | Z09 | [18 empty] | Pomona | FALSE | 36.69 |  | 2011-06-01: 2019-05-21; 2011-08-03: 2019-05-22; 2011-09-20: 2019-08-13 | 1899 | 5430 | Up-front Payment
SCG-013856 | Single Family Residential - Disadvantaged Community | Domestic Hot Water | Gas | Southern California Gas Company | Incentive:Paid | 4366 | 29.85 |  | 1 | 148 |  | 148 |  | 2019-05-22 15:05 | 2019-05-23 | TITANIUM POWER INC | Retrofit | Pomona | Pomona | 91766 | Host Customer is System Owner | 8 |  | 30004272 | Butler Sun Solutions, Inc. | SOLAR BUTLER | BT1-40-I-T | Indirect Forced Circulation (IF) | 43.72 |  | BT1 | Glycol | Advanced Controller with a Vacation or Holiday Mode | Solar Storage with Tankless Auxiliary Water Heater | 40 | 1 | 1 | 95 | Z09 | [18 empty] | Pomona | FALSE | 29.93 |  | 2011-06-01: 2019-05-21; 2011-08-03: 2019-05-22; 2011-09-20: 2019-05-23 | 1972 | 4430 | Up-front Payment
SCG-013857 | Low Income Single Family Residential | Domestic Hot Water | Gas | Southern California Gas Company | Incentive:Paid | 5397 | 36.9 |  | 1 | 149 |  | 149 |  | 2019-05-24 15:49 | 2020-07-13 | DOCTOR PIPER INC | Retrofit | San Fernando | Los Angeles | 91340 | Host Customer is System Owner | 4 |  | 30004296 | SunEarth, Inc. | SOLARAY | TE40T-80-2G | Indirect Forced Circulation (IF) | 40.95 |  | TRB-40 | Glycol | Steam Back | Solar Storage and Auxiliary Tanks are separate | 80 | 1 | 1 | 55 | Z09 | [18 empty] | City of San Fernando | FALSE | 36.22 |  | 2011-06-01: 2019-05-21; 2011-08-03: 2019-05-24; 2011-09-20: 2020-07-13 | 1556 | 5397 | Up-front Payment
SCG-013858 | Low Income Single Family Residential | Domestic Hot Water | Gas | Southern California Gas Company | Incentive:Paid | 5397 | 36.9 |  | 1 | 149 |  | 149 |  | 2019-05-24 16:14 | 2020-07-13 | DOCTOR PIPER INC | Retrofit | San Fernando | Los Angeles | 91340 | Host Customer is System Owner | 5 |  | 30004296 | SunEarth, Inc. | SOLARAY | TE40T-80-2G | Indirect Forced Circulation (IF) | 40.95 |  | TRB-40 | Glycol | Steam Back | Solar Storage and Auxiliary Tanks are separate | 80 | 1 | 1 | 65 | Z09 | [18 empty] | City of San Fernando | FALSE | 36.22 |  | 2011-06-01: 2019-05-22; 2011-08-03: 2019-05-24; 2011-09-20: 2020-07-13 | 1559 | 5397 | Up-front Payment
PGE-013860 | Single Family Residential | Domestic Hot Water | Gas | Pacific Gas and Electric | Incentive:Paid | 4366 | 29.85 |  | 1 | 159 |  | 151 |  | 2019-06-19 12:06 | 2019-07-02 | RADIANT SOLAR TECHNOLOGY INC | New Construction | Redwood Valley | Mendocino | 95470 | Host Customer is System Owner |  | 3 | 2007023A | HTP Comfort Solutions LLC | SOLAR SKIES | PR-80-40-GB | Indirect Forced Circulation (IF) | 40.66 |  | MSC-40 | Glycol | Advanced Controller with a Vacation or Holiday Mode | Solar and Auxiliary Storage are the same Tank | 80 | 1 | 0.95 | 45 | Z02 | [18 empty] | Mendocino County | FALSE | 61.97 |  | 2019-05-23 | 2019-06-28 |  |  | 2019-06-19 | 2019-07-02 | 1933 | 9854 | Up-front Payment
SCG-013861 | Single Family Residential | Domestic Hot Water | Gas | Southern California Gas Company | Incentive:Paid | 4366 | 29.85 |  | 1 | 149 |  | 149 |  | 2019-05-28 20:17 | 2019-06-27 | DOCTOR PIPER INC | Retrofit | San Fernando | Los Angeles | 91340 | Host Customer is System Owner | 4 |  | 30004296 | SunEarth, Inc. | SOLARAY | TE40T-80-2G | Indirect Forced Circulation (IF) | 40.95 |  | TRB-40 | Glycol | Steam Back | Solar Storage and Auxiliary Tanks are separate | 80 | 1 | 1 | 55 | Z09 | [18 empty] | City of Los Angeles | FALSE | 36.22 |  | 2011-06-01: 2019-05-23; 2011-08-03: 2019-05-28; 2011-09-20: 2019-06-27 | 1924 | 5397 | Up-front Payment
SCG-013862 | Single Family Residential | Domestic Hot Water | Gas | Southern California Gas Company | Incentive:Paid | 1409 | 29.85 |  | 1 | 59 |  | 47 |  | 2019-05-28 13:17 | 2019-06-10 | VASCO SOLAR | Retrofit | Huntington Beach | Orange | 92646 | Host Customer is System Owner | 6 |  | 30003825 | SunEarth, Inc. | CopperHeart | CP-40G | Direct Integral Collector Storage (DI) | 24.96 |  | CP-40 |  |  | Solar and Auxiliary Storage are the same Tank | 40 | 1 | 0.8 | 75 | Z06 | [18 empty] | City of Huntington Beach, CA | FALSE | 83.47 |  | 2011-06-01: 2019-05-24; 2011-08-03: 2019-05-28; 2011-09-20: 2019-06-10 | 1964 | 4925 | Up-front Payment
SCG-013863 | Low Income Single Family Residential | Domestic Hot Water | Gas | Southern California Gas Company | Incentive:Paid | 5397 | 36.9 |  | 1 | 151 |  | 151 |  | 2019-05-24 14:15 | 2020-07-13 | DOCTOR PIPER INC | Retrofit | Sylmar | Los Angeles | 91342 | Host Customer is System Owner | 4 |  | 30004247 | Heliodyne, Inc. | HELIO-PAS | HPAS 1 410 G 80 AC D Z | Indirect Forced Circulation (IF) | 40.26 |  | 410 001 | Glycol | Steam Back | Solar Storage and Auxiliary Tanks are separate | 80 | 1 | 1 | 55 | Z09 | [18 empty] | City of Los Angeles | FALSE | 35.74 |  | 2011-06-01: 2019-05-24; 2011-08-03: 2019-05-24; 2011-09-20: 2020-07-13 | 1559 | 5397 | Up-front Payment
SCG-013864 | Low Income Single Family Residential | Domestic Hot Water | Gas | Southern California Gas Company | Incentive:Paid | 5397 | 36.9 |  | 1 | 151 |  | 151 |  | 2019-05-24 14:53 | 2020-07-13 | DOCTOR PIPER INC | Retrofit | Van Nuys | Los Angeles | 91405 | Host Customer is System Owner | 4 |  | 30004247 | Heliodyne, Inc. | HELIO-PAS | HPAS 1 410 G 80 AC D Z | Indirect Forced Circulation (IF) | 40.26 |  | 410 001 | Glycol | Steam Back | Solar Storage and Auxiliary Tanks are separate | 80 | 1 | 1 | 55 | Z09 | [18 empty] | City of Los Angeles | FALSE | 35.74 |  | 2011-06-01: 2019-05-24; 2011-08-03: 2019-05-24; 2011-09-20: 2020-07-13 | 1559 | 5397 | Up-front Payment
SCG-013867 | Single Family Residential - Disadvantaged Community | Domestic Hot Water | Gas | Southern California Gas Company | Incentive:Canceled | 4366 | 29.85 |  | 1 | 148 |  | 148 |  |  |  | TITANIUM POWER INC | Retrofit | Sun Valley | Los Angeles | 91352 | Host Customer is System Owner | 7 |  | 30004272 | Butler Sun Solutions, Inc. | SOLAR BUTLER | BT1-40-I-T | Indirect Forced Circulation (IF) | 43.72 |  | BT1 | Glycol | Advanced Controller with a Vacation or Holiday Mode | Solar Storage with Tankless Auxiliary Water Heater | 40 | 1 | 1 | 85 | Z09 | [18 empty] | Los Angeles | FALSE | 30.13 |  | 2011-06-01: 2019-05-28; 2011-06-21: 2019-05-29 | 1977 | 4459 | Up-front Payment
SCG-013868 | Single Family Residential - Disadvantaged Community | Domestic Hot Water | Gas | Southern California Gas Company | Incentive:Canceled | 4366 | 29.85 |  | 1 | 148 |  | 148 |  |  |  | TITANIUM POWER INC | Retrofit | Sun Valley | Los Angeles | 91352 | Host Customer is System Owner | 6 |  | 30004272 | Butler Sun Solutions, Inc. | SOLAR BUTLER | BT1-40-I-T | Indirect Forced Circulation (IF) | 43.72 |  | BT1 | Glycol | Advanced Controller with a Vacation or Holiday Mode | Solar Storage with Tankless Auxiliary Water Heater | 40 | 1 | 1 | 75 | Z09 | [18 empty] | Los Angeles | FALSE | 30.13 |  | 2011-06-01: 2019-05-28; 2011-06-21: 2019-05-29 | 1977 | 4459 | Up-front Payment
SCG-013869 | Single Family Residential - Disadvantaged Community | Domestic Hot Water | Gas | Southern California Gas Company | Incentive:Canceled | 4197 | 29.85 |  | 1 | 148 |  | 141 |  |  |  | TITANIUM POWER INC | Retrofit | Sun Valley | Los Angeles | 91352 | Host Customer is System Owner | 4 |  | 30004272 | Butler Sun Solutions, Inc. | SOLAR BUTLER | BT1-40-I-T | Indirect Forced Circulation (IF) | 43.72 |  | BT1 | Glycol | Advanced Controller with a Vacation or Holiday Mode | Solar Storage with Tankless Auxiliary Water Heater | 40 | 1 | 0.95 | 55 | Z09 | [18 empty] | Los Angeles | FALSE | 28.78 |  | 2011-06-01: 2019-05-28; 2011-06-21: 2019-05-29 | 1977 | 4259 | Up-front Payment
SCG-013870 | Single Family Residential - Disadvantaged Community | Domestic Hot Water | Gas | Southern California Gas Company | Incentive:Canceled | 4197 | 29.85 |  | 1 | 148 |  | 141 |  |  |  | TITANIUM POWER INC | Retrofit | Sun Valley | Los Angeles | 91352 | Host Customer is System Owner | 6 |  | 30004272 | Butler Sun Solutions, Inc. | SOLAR BUTLER | BT1-40-I-T | Indirect Forced Circulation (IF) | 43.72 |  | BT1 | Glycol | Advanced Controller with a Vacation or Holiday Mode | Solar Storage with Tankless Auxiliary Water Heater | 40 | 1 | 0.95 | 75 | Z09 | [18 empty] | Los Angeles | FALSE | 28.78 |  | 2011-06-01: 2019-05-28; 2011-06-21: 2019-05-29 | 1977 | 4259 | Up-front Payment
SCG-013871 | Low Income Single Family Residential | Domestic Hot Water | Gas | Southern California Gas Company | Incentive:Canceled | 5188 | 36.9 |  | 1 | 148 |  | 141 |  |  |  | TITANIUM POWER INC | Retrofit | Sun Valley | Los Angeles | 91352 | Host Customer is System Owner | 4 |  | 30004272 | Butler Sun Solutions, Inc. | SOLAR BUTLER | BT1-40-I-T | Indirect Forced Circulation (IF) | 43.72 |  | BT1 | Glycol | Advanced Controller with a Vacation or Holiday Mode | Solar Storage with Tankless Auxiliary Water Heater | 40 | 1 | 0.95 | 55 | Z09 | [18 empty] | Los Angeles | FALSE | 35.53 |  | 2011-06-01: 2019-05-28; 2011-06-21: 2019-05-30 | 1976 | 5259 | Up-front Payment
SCG-013872 | Commercial/Multifamily Residential | Domestic Hot Water | Gas | Southern California Gas Company | Incentive:Paid | 19140 | 20.19 |  | 1 | 948 |  | 948 |  | 2019-06-14 17:37 | 2019-08-05 | CALIFORNIA SOLAR INTEGRATORS INC | New Construction | Los Angeles | Los Angeles | 90014 | Host Customer is System Owner | [7 empty] | 245.4 | 40.9 |  | Glycol | Steam Back | Solar Storage and Auxiliary Tanks are separate |  | 1 | 1 | 798 | Z09 | 19 | Units | Apartments/Condos | TRB-40 | 6 | 1 | 480 | 4 | 115 | 1 | 600000 | TRUE | 120 | 140 |  |  |  |  | City of Los Angeles | FALSE | 73.58 |  | 2019-05-28 |  | 2019-06-14 | 2019-08-05 | 2022-08-10 | 2024-05-20 | 151 | 69753 | Up-front Payment
SCG-013873 | Commercial/Multifamily Residential | Domestic Hot Water | Gas | Southern California Gas Company | Incentive:Paid | 71614 | 20.19 |  | 1 | 3547 |  | 3547 |  | 2019-06-14 17:43 | 2019-08-05 | CALIFORNIA SOLAR INTEGRATORS INC | New Construction | Los Angeles | Los Angeles | 90014 | Host Customer is System Owner | [7 empty] | 900.9 | 40.95 |  | Glycol | Steam Back | Solar Storage and Auxiliary Tanks are separate |  | 1 | 1 | 3078 | Z09 | 81 | Units | Apartments/Condos | TRB-40 | 22 | 1 | 1244 | 1 | 378 | 2 | 1400000 | TRUE | 120 | 140 |  | SunEarth - SETRA503 TTR U + Series 200 |  | SunEarth - SETRA503 TTR U + Series 200 | City of Los Angeles | FALSE | 46.21 |  | 2019-05-28 |  | 2019-06-14 | 2019-08-05 | 2021-10-08 | 2021-10-28 | 1081 | 163902 | Up-front Payment
PGE-013874 | Single Family Residential - Disadvantaged Community | Domestic Hot Water | Gas | Pacific Gas and Electric | Incentive:Paid | 4366 | 29.85 |  | 1 | 182 |  | 182 |  | 2019-12-17 14:08 | 2019-12-17 | ERAN GETRAIDE | New Construction | Lafayette | Contra Costa | 94549 | Host Customer is System Owner |  | 4 | 2007023B | HTP Comfort Solutions LLC | SOLAR SKIES | PR-119-64-GB | Indirect Forced Circulation (IF) | 63.87 |  | SS-32-FP | Forced Circulation |  | Solar and Auxiliary Storage are the same Tank | 119 | 1 | 1 | 55 | Z12 | [18 empty] | Contra Costa County Building Inspection | FALSE | 122.53 |  | 2019-05-28 | 2019-12-05 |  |  | 2019-12-17 | 2019-12-17 | 1765 | 22300 | Up-front Payment
SCG-013875 | Commercial/Multifamily Residential | Domestic Hot Water | Gas | Southern California Gas Company | Incentive:Paid | 14194 | 20.19 |  | 1 | 703 |  | 703 |  | 2019-07-04 13:53 | 2019-07-08 | INTELLIGENT GREEN SOLUTIONS CA | Retrofit | Hanford | Kings | 93230 | Lease | [7 empty] | 294.9 | 29.49 |  | Glycol | Steam Back | Solar Storage and Auxiliary Tanks are separate |  | 1 | 1 | 476 | Z13 |  |  | Other | 10002034 | 10 | 1 | 400 | 1 | 100 | 1 | 199000 | FALSE | 160 | 140 |  |  |  |  | Kings County | FALSE | 54.53 |  | 2019-05-29 |  | 2019-07-04 | 2019-07-08 | 2019-07-17 | 2019-07-19 | 1922 | 38337 | Up-front Payment
SCG-013876 | Commercial Pools | Pool Heating | Gas | Southern California Gas Company | Incentive:Paid | 5376 | 7 |  | 1 | 768 |  | 768 |  | 2019-06-12 14:09 | 2019-06-13 | J C SOLAR | Retrofit | Moorpark | Ventura | 93021 | Host Customer is System Owner | [7 empty] | 807.67 | 47.51 |  | Drainback |  |  |  | 1 | 1 |  | Z05 |  |  |  | 10001773 | 17 | 8 | [5 empty] | FALSE |  |  |  | SETR A503 TTR U + VFS 2-40 |  | SETR A503 TTR U + VFS 2-40 | Moorpark, Ca | FALSE | 15.59 |  | 2019-05-29 |  | 2019-06-12 | 2019-06-13 | 2019-06-19 | 2019-06-19 | 1954 | 11975 | Up-front Payment
SCG-013877 | Commercial Pools | Pool Heating | Gas | Southern California Gas Company | Reservation:Canceled | 5988 | 7 |  | 1 | 1031 |  | 907 |  |  |  | J C SOLAR | Retrofit | Moorpark | Ventura | 93021 | Host Customer is System Owner | [7 empty] | 807.67 | 47.51 |  | Drainback |  |  |  | 0.88 | 1 |  | Z06 |  |  |  | 10001773 | 17 | 3 | [5 empty] | FALSE | [7 empty] | FALSE | 11.61 |  | 2011-06-01: 2019-05-29 | 1978 | 11975 | Up-front Payment
SCG-013878 | Commercial Pools | Pool Heating | Gas | Southern California Gas Company | Incentive:Paid | 5988 | 7 |  | 1 | 1031 |  | 907 |  | 2019-06-12 14:08 | 2019-06-13 | J C SOLAR | Retrofit | Moorpark | Ventura | 93021 | Host Customer is System Owner | [7 empty] | 807.67 | 47.51 |  | Drainback |  |  |  | 0.88 | 1 |  | Z06 |  |  |  | 10001773 | 17 | 3 | [5 empty] | FALSE |  |  |  | SETR A503 TTR U + VFS 2-40 |  | SETR A503 TTR U + VFS 2-40 | Moorpark, Ca | FALSE | 11.61 |  | 2019-05-29 |  | 2019-06-12 | 2019-06-13 | 2019-06-19 | 2019-06-19 | 1954 | 11975 | Up-front Payment
SCG-013879 | Single Family Residential | Domestic Hot Water | Gas | Southern California Gas Company | Incentive:Paid | 4366 | 29.85 |  | 1 | 148 |  | 148 |  | 2019-05-30 10:21 | 2019-06-04 | TITANIUM POWER INC | Retrofit | Sun Valley | Los Angeles | 91352 | Host Customer is System Owner | 6 |  | 30004272 | Butler Sun Solutions, Inc. | SOLAR BUTLER | BT1-40-I-T | Indirect Forced Circulation (IF) | 43.72 |  | BT1 | Glycol | Advanced Controller with a Vacation or Holiday Mode | Solar Storage with Tankless Auxiliary Water Heater | 40 | 1 | 1 | 75 | Z09 | [18 empty] | Los Angeels | FALSE | 30.13 |  | 2011-06-01: 2019-05-29; 2011-08-03: 2019-05-30; 2011-09-20: 2019-06-04 | 1969 | 4459 | Up-front Payment
SCG-013880 | Single Family Residential | Domestic Hot Water | Gas | Southern California Gas Company | Incentive:Paid | 4366 | 29.85 |  | 1 | 148 |  | 148 |  | 2019-05-30 10:19 | 2019-06-04 | TITANIUM POWER INC | Retrofit | Sun Valley | Los Angeles | 91352 | Host Customer is System Owner | 7 |  | 30004272 | Butler Sun Solutions, Inc. | SOLAR BUTLER | BT1-40-I-T | Indirect Forced Circulation (IF) | 43.72 |  | BT1 | Glycol | Advanced Controller with a Vacation or Holiday Mode | Solar Storage with Tankless Auxiliary Water Heater | 40 | 1 | 1 | 85 | Z09 | [18 empty] | Los Angeles | FALSE | 30.13 |  | 2011-06-01: 2019-05-29; 2011-08-03: 2019-05-30; 2011-09-20: 2019-06-04 | 1969 | 4459 | Up-front Payment
SCG-013881 | Single Family Residential | Domestic Hot Water | Gas | Southern California Gas Company | Incentive:Paid | 4197 | 29.85 |  | 1 | 148 |  | 141 |  | 2019-05-30 10:31 | 2019-06-04 | TITANIUM POWER INC | Retrofit | Sun Valley | Los Angeles | 91352 | Host Customer is System Owner | 6 |  | 30004272 | Butler Sun Solutions, Inc. | SOLAR BUTLER | BT1-40-I-T | Indirect Forced Circulation (IF) | 43.72 |  | BT1 | Glycol | Advanced Controller with a Vacation or Holiday Mode | Solar Storage with Tankless Auxiliary Water Heater | 40 | 1 | 0.95 | 75 | Z09 | [18 empty] | Los Angeles | FALSE | 28.78 |  | 2011-06-01: 2019-05-29; 2011-08-03: 2019-05-30; 2011-09-20: 2019-06-04 | 1969 | 4259 | Up-front Payment
SCG-013882 | Single Family Residential | Domestic Hot Water | Gas | Southern California Gas Company | Incentive:Paid | 2109 | 29.85 |  | 1 | 71 |  | 71 |  | 2019-05-31 10:20 | 2019-06-03 | TITANIUM POWER INC | Retrofit | Panorama City | Los Angeles | 91402 | Host Customer is System Owner | 6 |  | 30004257 | Butler Sun Solutions, Inc. | SOLAR BUTLER | B-BT1-40-I | Indirect Forced Circulation (IF) | 43.72 |  | BT1 | Glycol | Advanced Controller with a Vacation or Holiday Mode | Solar Storage and Auxiliary Tanks are separate | 40 | 1 | 1 | 75 | Z09 | [18 empty] | Los Angeles | FALSE | 29.7 |  | 2011-06-01: 2019-05-30; 2011-08-03: 2019-05-31; 2011-09-20: 2019-06-03 | 1970 | 2109 | Up-front Payment
SCG-013883 | Single Family Residential | Domestic Hot Water | Gas | Southern California Gas Company | Incentive:Paid | 4366 | 29.85 |  | 1 | 148 |  | 148 |  | 2019-05-31 11:16 | 2019-06-03 | TITANIUM POWER INC | Retrofit | Pomona | Pomona | 91766 | Host Customer is System Owner | 4 |  | 30004272 | Butler Sun Solutions, Inc. | SOLAR BUTLER | BT1-40-I-T | Indirect Forced Circulation (IF) | 43.72 |  | BT1 | Glycol | Advanced Controller with a Vacation or Holiday Mode | Solar Storage with Tankless Auxiliary Water Heater | 40 | 1 | 1 | 55 | Z09 | [18 empty] | Pomona | FALSE | 30.27 |  | 2011-06-01: 2019-05-30; 2011-08-03: 2019-05-31; 2011-09-20: 2019-06-03 | 1971 | 4480 | Up-front Payment
SCG-013884 | Single Family Residential | Domestic Hot Water | Gas | Southern California Gas Company | Incentive:Paid | 4366 | 29.85 |  | 1 | 148 |  | 148 |  | 2019-05-31 11:39 | 2019-06-03 | TITANIUM POWER INC | Retrofit | Pomona | Pomona | 91766 | Host Customer is System Owner | 4 |  | 30004272 | Butler Sun Solutions, Inc. | SOLAR BUTLER | BT1-40-I-T | Indirect Forced Circulation (IF) | 43.72 |  | BT1 | Glycol | Advanced Controller with a Vacation or Holiday Mode | Solar Storage with Tankless Auxiliary Water Heater | 40 | 1 | 1 | 55 | Z09 | [18 empty] | Pomona | FALSE | 30.27 |  | 2011-06-01: 2019-05-30; 2011-08-03: 2019-05-31; 2011-09-20: 2019-06-03 | 1970 | 4480 | Up-front Payment
SCG-013885 | Single Family Residential | Domestic Hot Water | Gas | Southern California Gas Company | Incentive:Paid | 4366 | 29.85 |  | 1 | 148 |  | 148 |  | 2019-05-31 11:43 | 2019-06-03 | TITANIUM POWER INC | Retrofit | Pomona | Pomona | 91766 | Host Customer is System Owner | 4 |  | 30004272 | Butler Sun Solutions, Inc. | SOLAR BUTLER | BT1-40-I-T | Indirect Forced Circulation (IF) | 43.72 |  | BT1 | Glycol | Advanced Controller with a Vacation or Holiday Mode | Solar Storage with Tankless Auxiliary Water Heater | 40 | 1 | 1 | 55 | Z09 | [18 empty] | Pomona | FALSE | 30.27 |  | 2011-06-01: 2019-05-30; 2011-08-03: 2019-05-31; 2011-09-20: 2019-06-03 | 1970 | 4480 | Up-front Payment
SCG-013886 | Single Family Residential | Domestic Hot Water | Gas | Southern California Gas Company | Incentive:Paid | 3313 | 29.85 |  | 1 | 148 |  | 111 |  | 2019-05-31 11:45 | 2019-06-06 | TITANIUM POWER INC | Retrofit | Pomona | Pomona | 91767 | Host Customer is System Owner | 6 |  | 30004272 | Butler Sun Solutions, Inc. | SOLAR BUTLER | BT1-40-I-T | Indirect Forced Circulation (IF) | 43.72 |  | BT1 | Glycol | Advanced Controller with a Vacation or Holiday Mode | Solar Storage with Tankless Auxiliary Water Heater | 40 | 1 | 0.75 | 75 | Z09 | [18 empty] | Pomona | FALSE | 22.84 |  | 2011-06-01: 2019-05-30; 2011-08-03: 2019-05-31; 2011-09-20: 2019-06-06 | 1964 | 3380 | Up-front Payment
SCG-013887 | Single Family Residential | Domestic Hot Water | Gas | Southern California Gas Company | Incentive:Paid | 4197 | 29.85 |  | 1 | 148 |  | 141 |  | 2019-05-31 11:25 | 2019-06-06 | TITANIUM POWER INC | Retrofit | Pomona | Pomona | 91766 | Host Customer is System Owner | 5 |  | 30004272 | Butler Sun Solutions, Inc. | SOLAR BUTLER | BT1-40-I-T | Indirect Forced Circulation (IF) | 43.72 |  | BT1 | Glycol | Advanced Controller with a Vacation or Holiday Mode | Solar Storage with Tankless Auxiliary Water Heater | 40 | 1 | 0.95 | 65 | Z09 | [18 empty] | Pomona | FALSE | 28.92 |  | 2011-06-01: 2019-05-30; 2011-08-03: 2019-05-31; 2011-09-20: 2019-06-06 | 1964 | 4280 | Up-front Payment
SCG-013888 | Single Family Residential | Domestic Hot Water | Gas | Southern California Gas Company | Incentive:Paid | 4366 | 29.85 |  | 1 | 148 |  | 148 |  | 2019-05-31 11:34 | 2019-06-06 | TITANIUM POWER INC | Retrofit | Pomona | Pomona | 91766 | Host Customer is System Owner | 6 |  | 30004272 | Butler Sun Solutions, Inc. | SOLAR BUTLER | BT1-40-I-T | Indirect Forced Circulation (IF) | 43.72 |  | BT1 | Glycol | Advanced Controller with a Vacation or Holiday Mode | Solar Storage with Tankless Auxiliary Water Heater | 40 | 1 | 1 | 75 | Z09 | [18 empty] | Pomona | FALSE | 30.27 |  | 2011-06-01: 2019-05-30; 2011-08-03: 2019-05-31; 2011-09-20: 2019-06-06 | 1964 | 4480 | Up-front Payment
SCG-013889 | Single Family Residential | Domestic Hot Water | Gas | Southern California Gas Company | Incentive:Paid | 3755 | 29.85 |  | 1 | 148 |  | 126 |  | 2019-05-31 11:06 | 2019-06-03 | TITANIUM POWER INC | Retrofit | Pomona | Pomona | 91768 | Host Customer is System Owner | 4 |  | 30004272 | Butler Sun Solutions, Inc. | SOLAR BUTLER | BT1-40-I-T | Indirect Forced Circulation (IF) | 43.72 |  | BT1 | Glycol | Advanced Controller with a Vacation or Holiday Mode | Solar Storage with Tankless Auxiliary Water Heater | 40 | 1 | 0.85 | 55 | Z09 | [18 empty] | Pomona | FALSE | 26.22 |  | 2011-06-01: 2019-05-30; 2011-08-03: 2019-05-31; 2011-09-20: 2019-06-03 | 1971 | 3880 | Up-front Payment
SCG-013890 | Single Family Residential | Domestic Hot Water | Gas | Southern California Gas Company | Incentive:Paid | 4366 | 29.85 |  | 1 | 148 |  | 148 |  | 2019-05-31 11:04 | 2019-05-31 | TITANIUM POWER INC | Retrofit | Pomona | Pomona | 91766 | Host Customer is System Owner | 6 |  | 30004272 | Butler Sun Solutions, Inc. | SOLAR BUTLER | BT1-40-I-T | Indirect Forced Circulation (IF) | 43.72 |  | BT1 | Glycol | Advanced Controller with a Vacation or Holiday Mode | Solar Storage with Tankless Auxiliary Water Heater | 40 | 1 | 1 | 75 | Z09 | [18 empty] | Pomona | FALSE | 30.27 |  | 2011-06-01: 2019-05-30; 2011-08-03: 2019-05-31; 2011-09-20: 2019-05-31 | 1971 | 4480 | Up-front Payment
SCG-013891 | Single Family Residential | Domestic Hot Water | Gas | Southern California Gas Company | Incentive:Paid | 4366 | 29.85 |  | 1 | 148 |  | 148 |  | 2019-05-31 11:47 | 2019-06-06 | TITANIUM POWER INC | Retrofit | Pomona | Pomona | 91766 | Host Customer is System Owner | 6 |  | 30004272 | Butler Sun Solutions, Inc. | SOLAR BUTLER | BT1-40-I-T | Indirect Forced Circulation (IF) | 43.72 |  | BT1 | Glycol | Advanced Controller with a Vacation or Holiday Mode | Solar Storage with Tankless Auxiliary Water Heater | 40 | 1 | 1 | 75 | Z09 | [18 empty] | Pomona | FALSE | 30.27 |  | 2011-06-01: 2019-05-30; 2011-08-03: 2019-05-31; 2011-09-20: 2019-06-06 | 1964 | 4480 | Up-front Payment
SCG-013892 | Single Family Residential | Domestic Hot Water | Gas | Southern California Gas Company | Incentive:Paid | 3755 | 29.85 |  | 1 | 148 |  | 126 |  | 2019-05-31 10:14 | 2019-05-31 | TITANIUM POWER INC | Retrofit | Pomona | Pomona | 91767 | Host Customer is System Owner | 4 |  | 30004272 | Butler Sun Solutions, Inc. | SOLAR BUTLER | BT1-40-I-T | Indirect Forced Circulation (IF) | 43.72 |  | BT1 | Glycol | Advanced Controller with a Vacation or Holiday Mode | Solar Storage with Tankless Auxiliary Water Heater | 40 | 1 | 0.85 | 55 | Z09 | [18 empty] | Pomona | FALSE | 26.22 |  | 2011-06-01: 2019-05-30; 2011-08-03: 2019-05-31; 2011-09-20: 2019-05-31 | 1971 | 3880 | Up-front Payment
SCG-013893 | Single Family Residential | Domestic Hot Water | Gas | Southern California Gas Company | Incentive:Paid | 4197 | 29.85 |  | 1 | 148 |  | 141 |  | 2019-06-04 12:06 | 2019-06-27 | TITANIUM POWER INC | Retrofit | Sun Valley | Los Angeles | 91352 | Host Customer is System Owner | 4 |  | 30004272 | Butler Sun Solutions, Inc. | SOLAR BUTLER | BT1-40-I-T | Indirect Forced Circulation (IF) | 43.72 |  | BT1 | Glycol | Advanced Controller with a Vacation or Holiday Mode | Solar Storage with Tankless Auxiliary Water Heater | 40 | 1 | 0.95 | 55 | Z09 | [18 empty] | Los Angeles | FALSE | 28.78 |  | 2011-06-01: 2019-05-30; 2011-08-03: 2019-06-04; 2011-09-20: 2019-06-27 | 1926 | 4259 | Up-front Payment
SCG-013894 | Single Family Residential | Domestic Hot Water | Gas | Southern California Gas Company | Incentive:Paid | 4366 | 29.85 |  | 1 | 148 |  | 148 |  | 2019-05-31 10:12 | 2019-05-31 | TITANIUM POWER INC | Retrofit | Pomona | Pomona | 91766 | Host Customer is System Owner | 5 |  | 30004272 | Butler Sun Solutions, Inc. | SOLAR BUTLER | BT1-40-I-T | Indirect Forced Circulation (IF) | 43.72 |  | BT1 | Glycol | Advanced Controller with a Vacation or Holiday Mode | Solar Storage with Tankless Auxiliary Water Heater | 40 | 1 | 1 | 65 | Z09 | [18 empty] | Pomona | FALSE | 30.27 |  | 2011-06-01: 2019-05-30; 2011-08-03: 2019-05-31; 2011-09-20: 2019-05-31 | 1971 | 4480 | Up-front Payment
SCG-013895 | Single Family Residential | Domestic Hot Water | Gas | Southern California Gas Company | Incentive:Paid | 4366 | 29.85 |  | 1 | 148 |  | 148 |  | 2019-05-31 10:35 | 2019-05-31 | TITANIUM POWER INC | Retrofit | Pomona | Pomona | 91766 | Host Customer is System Owner | 4 |  | 30004272 | Butler Sun Solutions, Inc. | SOLAR BUTLER | BT1-40-I-T | Indirect Forced Circulation (IF) | 43.72 |  | BT1 | Glycol | Advanced Controller with a Vacation or Holiday Mode | Solar Storage with Tankless Auxiliary Water Heater | 40 | 1 | 1 | 55 | Z09 | [18 empty] | Pomona | FALSE | 30.27 |  | 2011-06-01: 2019-05-30; 2011-08-03: 2019-05-31; 2011-09-20: 2019-05-31 | 1971 | 4480 | Up-front Payment
SCG-013896 | Single Family Residential | Domestic Hot Water | Gas | Southern California Gas Company | Incentive:Paid | 4366 | 29.85 |  | 1 | 148 |  | 148 |  | 2019-05-31 10:09 | 2019-05-31 | TITANIUM POWER INC | Retrofit | pomona | Pomona | 91767 | Host Customer is System Owner | 5 |  | 30004272 | Butler Sun Solutions, Inc. | SOLAR BUTLER | BT1-40-I-T | Indirect Forced Circulation (IF) | 43.72 |  | BT1 | Glycol | Advanced Controller with a Vacation or Holiday Mode | Solar Storage with Tankless Auxiliary Water Heater | 40 | 1 | 1 | 65 | Z09 | [18 empty] | Pomona | FALSE | 30.27 |  | 2011-06-01: 2019-05-30; 2011-08-03: 2019-05-31; 2011-09-20: 2019-05-31 | 1971 | 4480 | Up-front Payment
SCG-013897 | Single Family Residential | Domestic Hot Water | Gas | Southern California Gas Company | Incentive:Paid | 4366 | 29.85 |  | 1 | 148 |  | 148 |  | 2019-05-31 10:47 | 2019-05-31 | TITANIUM POWER INC | Retrofit | Pomona | Pomona | 91767 | Host Customer is System Owner | 10 |  | 30004272 | Butler Sun Solutions, Inc. | SOLAR BUTLER | BT1-40-I-T | Indirect Forced Circulation (IF) | 43.72 |  | BT1 | Glycol | Advanced Controller with a Vacation or Holiday Mode | Solar Storage with Tankless Auxiliary Water Heater | 40 | 1 | 1 | 115 | Z09 | [18 empty] | Pomona | FALSE | 30.27 |  | 2011-06-01: 2019-05-30; 2011-08-03: 2019-05-31; 2011-09-20: 2019-05-31 | 1971 | 4480 | Up-front Payment
SCG-013898 | Single Family Residential | Domestic Hot Water | Gas | Southern California Gas Company | Incentive:Paid | 3755 | 29.85 |  | 1 | 148 |  | 126 |  | 2019-05-31 10:28 | 2019-05-31 | TITANIUM POWER INC | Retrofit | Pomona | Pomona | 91766 | Host Customer is System Owner | 5 |  | 30004272 | Butler Sun Solutions, Inc. | SOLAR BUTLER | BT1-40-I-T | Indirect Forced Circulation (IF) | 43.72 |  | BT1 | Glycol | Advanced Controller with a Vacation or Holiday Mode | Solar Storage with Tankless Auxiliary Water Heater | 40 | 1 | 0.85 | 65 | Z09 | [18 empty] | Pomona | FALSE | 26.22 |  | 2011-06-01: 2019-05-30; 2011-08-03: 2019-05-31; 2011-09-20: 2019-05-31 | 1971 | 3880 | Up-front Payment
SCG-013899 | Single Family Residential | Domestic Hot Water | Gas | Southern California Gas Company | Incentive:Paid | 3534 | 29.85 |  | 1 | 148 |  | 118 |  | 2019-05-31 10:31 | 2019-05-31 | TITANIUM POWER INC | Retrofit | Pomona | Pomona | 91766 | Host Customer is System Owner | 4 |  | 30004272 | Butler Sun Solutions, Inc. | SOLAR BUTLER | BT1-40-I-T | Indirect Forced Circulation (IF) | 43.72 |  | BT1 | Glycol | Advanced Controller with a Vacation or Holiday Mode | Solar Storage with Tankless Auxiliary Water Heater | 40 | 1 | 0.8 | 55 | Z09 | [18 empty] | Pomona | FALSE | 24.19 |  | 2011-06-01: 2019-05-30; 2011-08-03: 2019-05-31; 2011-09-20: 2019-05-31 | 1971 | 3580 | Up-front Payment
SCG-013900 | Single Family Residential | Domestic Hot Water | Gas | Southern California Gas Company | Incentive:Paid | 3755 | 29.85 |  | 1 | 148 |  | 126 |  | 2019-06-03 14:24 | 2019-06-06 | TITANIUM POWER INC | Retrofit | Pomona | Pomona | 91766 | Host Customer is System Owner | 6 |  | 30004272 | Butler Sun Solutions, Inc. | SOLAR BUTLER | BT1-40-I-T | Indirect Forced Circulation (IF) | 43.72 |  | BT1 | Glycol | Advanced Controller with a Vacation or Holiday Mode | Solar Storage with Tankless Auxiliary Water Heater | 40 | 1 | 0.85 | 75 | Z09 | [18 empty] | Pomona | FALSE | 26.22 |  | 2011-06-01: 2019-05-31; 2011-08-03: 2019-06-03; 2011-09-20: 2019-06-06 | 1964 | 3880 | Up-front Payment
SCG-013901 | Single Family Residential | Domestic Hot Water | Gas | Southern California Gas Company | Incentive:Paid | 4366 | 29.85 |  | 1 | 148 |  | 148 |  | 2019-06-03 14:27 | 2019-06-05 | TITANIUM POWER INC | Retrofit | Pomona | Pomona | 91766 | Host Customer is System Owner | 5 |  | 30004272 | Butler Sun Solutions, Inc. | SOLAR BUTLER | BT1-40-I-T | Indirect Forced Circulation (IF) | 43.72 |  | BT1 | Glycol | Advanced Controller with a Vacation or Holiday Mode | Solar Storage with Tankless Auxiliary Water Heater | 40 | 1 | 1 | 65 | Z09 | [18 empty] | Pomona | FALSE | 30.27 |  | 2011-06-01: 2019-05-31; 2011-08-03: 2019-06-03; 2011-09-20: 2019-06-05 | 1968 | 4480 | Up-front Payment
SCG-013902 | Single Family Residential | Domestic Hot Water | Gas | Southern California Gas Company | Incentive:Paid | 4366 | 29.85 |  | 1 | 148 |  | 148 |  | 2019-06-03 14:32 | 2019-06-05 | TITANIUM POWER INC | Retrofit | Pomona | Pomona | 91766 | Host Customer is System Owner | 4 |  | 30004272 | Butler Sun Solutions, Inc. | SOLAR BUTLER | BT1-40-I-T | Indirect Forced Circulation (IF) | 43.72 |  | BT1 | Glycol | Advanced Controller with a Vacation or Holiday Mode | Solar Storage with Tankless Auxiliary Water Heater | 40 | 1 | 1 | 55 | Z09 | [18 empty] | Pomona | FALSE | 30.27 |  | 2011-06-01: 2019-05-31; 2011-08-03: 2019-06-03; 2011-09-20: 2019-06-05 | 1969 | 4480 | Up-front Payment
SCG-013903 | Single Family Residential | Domestic Hot Water | Gas | Southern California Gas Company | Incentive:Paid | 4366 | 29.85 |  | 1 | 148 |  | 148 |  | 2019-06-04 12:23 | 2019-06-10 | TITANIUM POWER INC | Retrofit | Sun Valley | Los Angeles | 91352 | Host Customer is System Owner | 7 |  | 30004272 | Butler Sun Solutions, Inc. | SOLAR BUTLER | BT1-40-I-T | Indirect Forced Circulation (IF) | 43.72 |  | BT1 | Glycol | Advanced Controller with a Vacation or Holiday Mode | Solar Storage with Tankless Auxiliary Water Heater | 40 | 1 | 1 | 85 | Z09 | [18 empty] | Los Angeles | FALSE | 30.13 |  | 2011-06-01: 2019-05-31; 2011-08-03: 2019-06-04; 2011-09-20: 2019-06-10 | 1964 | 4459 | Up-front Payment
SCG-013904 | Single Family Residential | Domestic Hot Water | Gas | Southern California Gas Company | Incentive:Canceled | 4366 | 29.85 |  | 1 | 148 |  | 148 |  | 2019-06-03 14:16 |  | TITANIUM POWER INC | Retrofit | Pomona | Pomona | 91766 | Host Customer is System Owner | 4 |  | 30004272 | Butler Sun Solutions, Inc. | SOLAR BUTLER | BT1-40-I-T | Indirect Forced Circulation (IF) | 43.72 |  | BT1 | Glycol | Advanced Controller with a Vacation or Holiday Mode | Solar Storage with Tankless Auxiliary Water Heater | 40 | 1 | 1 | 55 | Z09 | [18 empty] | Pomona | FALSE | 30.27 |  | 2011-06-01: 2019-05-31; 2011-08-03: 2019-06-03 | 1971 | 4480 | Up-front Payment
SCG-013905 | Single Family Residential | Domestic Hot Water | Gas | Southern California Gas Company | Incentive:Paid | 4366 | 29.85 |  | 1 | 148 |  | 148 |  | 2019-06-04 12:24 | 2019-06-10 | TITANIUM POWER INC | Retrofit | Pomona | Pomona | 91766 | Host Customer is System Owner | 8 |  | 30004272 | Butler Sun Solutions, Inc. | SOLAR BUTLER | BT1-40-I-T | Indirect Forced Circulation (IF) | 43.72 |  | BT1 | Glycol | Advanced Controller with a Vacation or Holiday Mode | Solar Storage with Tankless Auxiliary Water Heater | 40 | 1 | 1 | 95 | Z09 | [18 empty] | Pomona | FALSE | 30.27 |  | 2011-06-01: 2019-05-31; 2011-08-03: 2019-06-04; 2011-09-20: 2019-06-10 | 1964 | 4480 | Up-front Payment
SCG-013906 | Single Family Residential | Domestic Hot Water | Gas | Southern California Gas Company | Incentive:Paid | 4366 | 29.85 |  | 1 | 148 |  | 148 |  | 2019-06-03 14:29 | 2019-06-10 | TITANIUM POWER INC | Retrofit | Pomona | Pomona | 91766 | Host Customer is System Owner | 8 |  | 30004272 | Butler Sun Solutions, Inc. | SOLAR BUTLER | BT1-40-I-T | Indirect Forced Circulation (IF) | 43.72 |  | BT1 | Glycol | Advanced Controller with a Vacation or Holiday Mode | Solar Storage with Tankless Auxiliary Water Heater | 40 | 1 | 1 | 95 | Z09 | [18 empty] | Pomona | FALSE | 29.59 |  | 2011-06-01: 2019-05-31; 2011-08-03: 2019-06-03; 2011-09-20: 2019-06-10 | 1964 | 4380 | Up-front Payment
SCG-013907 | Single Family Residential | Domestic Hot Water | Gas | Southern California Gas Company | Incentive:Paid | 3781 | 29.85 |  | 1 | 149 |  | 127 |  | 2019-06-03 13:51 | 2019-06-05 | TITANIUM POWER INC | Retrofit | Los Angeles | Los Angeles | 90003 | Host Customer is System Owner | 4 |  | 30004272 | Butler Sun Solutions, Inc. | SOLAR BUTLER | BT1-40-I-T | Indirect Forced Circulation (IF) | 43.72 |  | BT1 | Glycol | Advanced Controller with a Vacation or Holiday Mode | Solar Storage with Tankless Auxiliary Water Heater | 40 | 1 | 0.85 | 55 | Z08 | [18 empty] | Los Angeles | FALSE | 25.9 |  | 2011-06-01: 2019-05-31; 2011-08-03: 2019-06-03; 2011-09-20: 2019-06-05 | 1969 | 3859 | Up-front Payment
SCG-013908 | Single Family Residential | Domestic Hot Water | Gas | Southern California Gas Company | Incentive:Paid | 4366 | 29.85 |  | 1 | 148 |  | 148 |  | 2019-06-03 14:40 | 2019-06-05 | TITANIUM POWER INC | Retrofit | Sun Valley | Los Angeles | 91352 | Host Customer is System Owner | 4 |  | 30004272 | Butler Sun Solutions, Inc. | SOLAR BUTLER | BT1-40-I-T | Indirect Forced Circulation (IF) | 43.72 |  | BT1 | Glycol | Advanced Controller with a Vacation or Holiday Mode | Solar Storage with Tankless Auxiliary Water Heater | 40 | 1 | 1 | 55 | Z09 | [18 empty] | Los Angeles | FALSE | 30.13 |  | 2011-06-01: 2019-05-31; 2011-08-03: 2019-06-03; 2011-09-20: 2019-06-05 | 1968 | 4459 | Up-front Payment
SCG-013909 | Single Family Residential | Domestic Hot Water | Gas | Southern California Gas Company | Incentive:Paid | 4366 | 29.85 |  | 1 | 149 |  | 149 |  | 2019-06-03 14:19 | 2019-06-05 | TITANIUM POWER INC | Retrofit | Los Angeles | Los Angeles | 90003 | Host Customer is System Owner | 4 |  | 30004272 | Butler Sun Solutions, Inc. | SOLAR BUTLER | BT1-40-I-T | Indirect Forced Circulation (IF) | 43.72 |  | BT1 | Glycol | Advanced Controller with a Vacation or Holiday Mode | Solar Storage with Tankless Auxiliary Water Heater | 40 | 1 | 1 | 55 | Z08 | [18 empty] | Los Angeles | FALSE | 29.93 |  | 2011-06-01: 2019-05-31; 2011-08-03: 2019-06-03; 2011-09-20: 2019-06-05 | 1968 | 4459 | Up-front Payment
SCG-013910 | Single Family Residential | Domestic Hot Water | Gas | Southern California Gas Company | Incentive:Paid | 4366 | 29.85 |  | 1 | 149 |  | 149 |  | 2019-06-03 14:20 | 2019-06-27 | TITANIUM POWER INC | Retrofit | Los Angeles | Los Angeles | 90003 | Host Customer is System Owner | 4 |  | 30004272 | Butler Sun Solutions, Inc. | SOLAR BUTLER | BT1-40-I-T | Indirect Forced Circulation (IF) | 43.72 |  | BT1 | Glycol | Advanced Controller with a Vacation or Holiday Mode | Solar Storage with Tankless Auxiliary Water Heater | 40 | 1 | 1 | 55 | Z08 | [18 empty] | Los Angeles | FALSE | 29.93 |  | 2011-06-01: 2019-05-31; 2011-08-03: 2019-06-03; 2011-09-20: 2019-06-27 | 1926 | 4459 | Up-front Payment
SCG-013911 | Single Family Residential | Domestic Hot Water | Gas | Southern California Gas Company | Incentive:Paid | 4366 | 29.85 |  | 1 | 149 |  | 149 |  | 2019-06-03 14:21 | 2019-06-04 | TITANIUM POWER INC | Retrofit | Los Angeles | Los Angeles | 90003 | Host Customer is System Owner | 7 |  | 30004272 | Butler Sun Solutions, Inc. | SOLAR BUTLER | BT1-40-I-T | Indirect Forced Circulation (IF) | 43.72 |  | BT1 | Glycol | Advanced Controller with a Vacation or Holiday Mode | Solar Storage with Tankless Auxiliary Water Heater | 40 | 1 | 1 | 85 | Z08 | [18 empty] | Los Angeles | FALSE | 29.93 |  | 2011-06-01: 2019-05-31; 2011-08-03: 2019-06-03; 2011-09-20: 2019-06-04 | 1969 | 4459 | Up-front Payment
SCG-013912 | Single Family Residential | Domestic Hot Water | Gas | Southern California Gas Company | Incentive:Paid | 4225 | 29.85 |  | 1 | 149 |  | 142 |  | 2019-06-03 14:01 | 2019-06-04 | TITANIUM POWER INC | Retrofit | Los Angeles | Los Angeles | 90003 | Host Customer is System Owner | 4 |  | 30004272 | Butler Sun Solutions, Inc. | SOLAR BUTLER | BT1-40-I-T | Indirect Forced Circulation (IF) | 43.72 |  | BT1 | Glycol | Advanced Controller with a Vacation or Holiday Mode | Solar Storage with Tankless Auxiliary Water Heater | 40 | 1 | 0.95 | 55 | Z08 | [18 empty] | Los Angeles | FALSE | 29.26 |  | 2011-06-01: 2019-05-31; 2011-08-03: 2019-06-03; 2011-09-20: 2019-06-04 | 1969 | 4359 | Up-front Payment
SCG-013913 | Single Family Residential | Domestic Hot Water | Gas | Southern California Gas Company | Incentive:Paid | 4366 | 29.85 |  | 1 | 148 |  | 148 |  | 2019-06-03 14:37 | 2019-06-10 | TITANIUM POWER INC | Retrofit | Sun Valley | Los Angeles | 91352 | Host Customer is System Owner | 10 |  | 30004272 | Butler Sun Solutions, Inc. | SOLAR BUTLER | BT1-40-I-T | Indirect Forced Circulation (IF) | 43.72 |  | BT1 | Glycol | Advanced Controller with a Vacation or Holiday Mode | Solar Storage with Tankless Auxiliary Water Heater | 40 | 1 | 1 | 115 | Z09 | [18 empty] | Los Angeles | FALSE | 30.13 |  | 2011-06-01: 2019-05-31; 2011-08-03: 2019-06-03; 2011-09-20: 2019-06-10 | 1963 | 4459 | Up-front Payment
SCG-013914 | Single Family Residential | Domestic Hot Water | Gas | Southern California Gas Company | Incentive:Paid | 4366 | 29.85 |  | 1 | 149 |  | 149 |  | 2019-06-03 14:22 | 2019-06-10 | TITANIUM POWER INC | Retrofit | Los Angeles | Los Angeles | 90003 | Host Customer is System Owner | 4 |  | 30004272 | Butler Sun Solutions, Inc. | SOLAR BUTLER | BT1-40-I-T | Indirect Forced Circulation (IF) | 43.72 |  | BT1 | Glycol | Advanced Controller with a Vacation or Holiday Mode | Solar Storage with Tankless Auxiliary Water Heater | 40 | 1 | 1 | 55 | Z08 | [18 empty] | Los Angeles | FALSE | 29.93 |  | 2011-06-01: 2019-05-31; 2011-08-03: 2019-06-03; 2011-09-20: 2019-06-10 | 1963 | 4459 | Up-front Payment
SCG-013915 | Single Family Residential | Domestic Hot Water | Gas | Southern California Gas Company | Incentive:Paid | 4366 | 29.85 |  | 1 | 149 |  | 149 |  | 2019-06-03 13:58 | 2019-06-10 | TITANIUM POWER INC | Retrofit | Los Angeles | Los Angeles | 90002 | Host Customer is System Owner | 5 |  | 30004272 | Butler Sun Solutions, Inc. | SOLAR BUTLER | BT1-40-I-T | Indirect Forced Circulation (IF) | 43.72 |  | BT1 | Glycol | Advanced Controller with a Vacation or Holiday Mode | Solar Storage with Tankless Auxiliary Water Heater | 40 | 1 | 1 | 65 | Z08 | [18 empty] | Los Angeles | FALSE | 29.93 |  | 2011-06-01: 2019-05-31; 2011-08-03: 2019-06-03; 2011-09-20: 2019-06-10 | 1963 | 4459 | Up-front Payment
SCG-013916 | Single Family Residential | Domestic Hot Water | Gas | Southern California Gas Company | Incentive:Paid | 3781 | 29.85 |  | 1 | 149 |  | 127 |  | 2019-06-03 13:54 | 2019-06-27 | TITANIUM POWER INC | Retrofit | Los Angeles | Los Angeles | 90003 | Host Customer is System Owner | 8 |  | 30004272 | Butler Sun Solutions, Inc. | SOLAR BUTLER | BT1-40-I-T | Indirect Forced Circulation (IF) | 43.72 |  | BT1 | Glycol | Advanced Controller with a Vacation or Holiday Mode | Solar Storage with Tankless Auxiliary Water Heater | 40 | 1 | 0.85 | 95 | Z08 | [18 empty] | Los Angeles | FALSE | 26.23 |  | 2011-06-01: 2019-05-31; 2011-08-03: 2019-06-03; 2011-09-20: 2019-06-27 | 1926 | 3909 | Up-front Payment
SCG-013917 | Single Family Residential | Domestic Hot Water | Gas | Southern California Gas Company | Incentive:Paid | 4366 | 29.85 |  | 1 | 148 |  | 148 |  | 2019-06-03 14:10 | 2019-06-10 | TITANIUM POWER INC | Retrofit | Pomona | Pomona | 91766 | Host Customer is System Owner | 6 |  | 30004272 | Butler Sun Solutions, Inc. | SOLAR BUTLER | BT1-40-I-T | Indirect Forced Circulation (IF) | 43.72 |  | BT1 | Glycol | Advanced Controller with a Vacation or Holiday Mode | Solar Storage with Tankless Auxiliary Water Heater | 40 | 1 | 1 | 75 | Z09 | [18 empty] | Pomona | FALSE | 29.59 |  | 2011-06-01: 2019-05-31; 2011-08-03: 2019-06-03; 2011-09-20: 2019-06-10 | 1962 | 4380 | Up-front Payment
SCG-013918 | Single Family Residential | Domestic Hot Water | Gas | Southern California Gas Company | Incentive:Paid | 4366 | 29.85 |  | 1 | 149 |  | 149 |  | 2019-06-03 14:13 | 2019-06-10 | TITANIUM POWER INC | Retrofit | Los Angeles | Los Angeles | 90003 | Host Customer is System Owner | 4 |  | 30004272 | Butler Sun Solutions, Inc. | SOLAR BUTLER | BT1-40-I-T | Indirect Forced Circulation (IF) | 43.72 |  | BT1 | Glycol | Advanced Controller with a Vacation or Holiday Mode | Solar Storage with Tankless Auxiliary Water Heater | 40 | 1 | 1 | 55 | Z08 | [18 empty] | Los Angeles | FALSE | 29.93 |  | 2011-06-01: 2019-05-31; 2011-08-03: 2019-06-03; 2011-09-20: 2019-06-10 | 1962 | 4459 | Up-front Payment
SCG-013919 | Single Family Residential | Domestic Hot Water | Gas | Southern California Gas Company | Incentive:Paid | 4366 | 29.85 |  | 1 | 149 |  | 149 |  | 2019-06-03 14:33 | 2019-06-11 | TITANIUM POWER INC | Retrofit | Los Angeles | Los Angeles | 90003 | Host Customer is System Owner | 4 |  | 30004272 | Butler Sun Solutions, Inc. | SOLAR BUTLER | BT1-40-I-T | Indirect Forced Circulation (IF) | 43.72 |  | BT1 | Glycol | Advanced Controller with a Vacation or Holiday Mode | Solar Storage with Tankless Auxiliary Water Heater | 40 | 1 | 1 | 55 | Z08 | [18 empty] | Los Angeles | FALSE | 29.93 |  | 2011-06-01: 2019-05-31; 2011-08-03: 2019-06-03; 2011-09-20: 2019-06-11 | 1962 | 4459 | Up-front Payment
SCG-013920 | Low Income Single Family Residential | Domestic Hot Water | Gas | Southern California Gas Company | Incentive:Canceled | 5397 | 36.9 |  | 1 | 151 |  | 151 |  | 2019-05-31 16:54 |  | DOCTOR PIPER INC | Retrofit | Sylmar | Los Angeles | 91342 | Host Customer is System Owner | 4 |  | 30004247 | Heliodyne, Inc. | HELIOPAS | HPAS 1 410 G 80 AC D Z | Indirect Forced Circulation (IF) | 40.26 |  | 410 001 |  |  | Solar Storage and Auxiliary Tanks are separate | 80 | 1 | 1 | 55 | Z09 | [18 empty] | City of Los Angeles | FALSE | 35.74 |  | 2011-06-01: 2019-05-31; 2011-06-21: 2019-06-27; 2011-08-03: 2019-05-31 | 1949 | 5397 | Up-front Payment
SCG-013921 | Single Family Residential | Domestic Hot Water | Gas | Southern California Gas Company | Incentive:Paid | 4225 | 29.85 |  | 1 | 149 |  | 142 |  | 2019-06-04 12:26 | 2019-06-11 | TITANIUM POWER INC | Retrofit | Los Angeles | Los Angeles | 90003 | Host Customer is System Owner | 5 |  | 30004272 | Butler Sun Solutions, Inc. | SOLAR BUTLER | BT1-40-I-T | Indirect Forced Circulation (IF) | 43.72 |  | BT1 | Glycol | Advanced Controller with a Vacation or Holiday Mode | Solar Storage with Tankless Auxiliary Water Heater | 40 | 1 | 0.95 | 65 | Z08 | [18 empty] | Los Angeles | FALSE | 28.58 |  | 2011-06-01: 2019-06-03; 2011-08-03: 2019-06-04; 2011-09-20: 2019-06-11 | 1962 | 4259 | Up-front Payment
SCG-013922 | Single Family Residential | Domestic Hot Water | Gas | Southern California Gas Company | Incentive:Paid | 4225 | 29.85 |  | 1 | 149 |  | 142 |  | 2019-06-04 12:30 | 2019-06-27 | TITANIUM POWER INC | Retrofit | Los Angeles | Los Angeles | 90003 | Host Customer is System Owner | 4 |  | 30004272 | Butler Sun Solutions, Inc. | SOLAR BUTLER | BT1-40-I-T | Indirect Forced Circulation (IF) | 43.72 |  | BT1 | Glycol | Advanced Controller with a Vacation or Holiday Mode | Solar Storage with Tankless Auxiliary Water Heater | 40 | 1 | 0.95 | 55 | Z08 | [18 empty] | Los Angeles | FALSE | 28.58 |  | 2011-06-01: 2019-06-03; 2011-08-03: 2019-06-04; 2011-09-20: 2019-06-27 | 1926 | 4259 | Up-front Payment
SCG-013923 | Single Family Residential | Domestic Hot Water | Gas | Southern California Gas Company | Incentive:Canceled | 4366 | 29.85 |  | 1 | 148 |  | 148 |  | 2019-06-04 12:28 |  | TITANIUM POWER INC | Retrofit | Winnetka | Los Angeles | 91306 | Host Customer is System Owner | 7 |  | 30004272 | Butler Sun Solutions, Inc. | SOLAR BUTLER | BT1-40-I-T | Indirect Forced Circulation (IF) | 43.72 |  | BT1 | Glycol | Advanced Controller with a Vacation or Holiday Mode | Solar Storage with Tankless Auxiliary Water Heater | 40 | 1 | 1 | 85 | Z09 | [18 empty] | Los Angeles | FALSE | 30.13 |  | 2011-06-01: 2019-06-03; 2011-08-03: 2019-06-04 | 1970 | 4459 | Up-front Payment
SCG-013924 | Single Family Residential | Domestic Hot Water | Gas | Southern California Gas Company | Incentive:Paid | 4366 | 29.85 |  | 1 | 149 |  | 149 |  | 2019-06-04 12:25 | 2019-06-05 | TITANIUM POWER INC | Retrofit | Los Angeles | Los Angeles | 90003 | Host Customer is System Owner | 5 |  | 30004272 | Butler Sun Solutions, Inc. | SOLAR BUTLER | BT1-40-I-T | Indirect Forced Circulation (IF) | 43.72 |  | BT1 | Glycol | Advanced Controller with a Vacation or Holiday Mode | Solar Storage with Tankless Auxiliary Water Heater | 40 | 1 | 1 | 65 | Z08 | [18 empty] | Los Angeles | FALSE | 29.93 |  | 2011-06-01: 2019-06-03; 2011-08-03: 2019-06-04; 2011-09-20: 2019-06-05 | 1968 | 4459 | Up-front Payment
SCG-013925 | Single Family Residential | Domestic Hot Water | Gas | Southern California Gas Company | Incentive:Paid | 4225 | 29.85 |  | 1 | 149 |  | 142 |  | 2019-06-04 12:25 | 2019-06-05 | TITANIUM POWER INC | Retrofit | Los Angeles | Los Angeles | 90003 | Host Customer is System Owner | 4 |  | 30004272 | Butler Sun Solutions, Inc. | SOLAR BUTLER | BT1-40-I-T | Indirect Forced Circulation (IF) | 43.72 |  | BT1 | Glycol | Advanced Controller with a Vacation or Holiday Mode | Solar Storage with Tankless Auxiliary Water Heater | 40 | 1 | 0.95 | 55 | Z08 | [18 empty] | Los Angeles | FALSE | 28.58 |  | 2011-06-01: 2019-06-03; 2011-08-03: 2019-06-04; 2011-09-20: 2019-06-05 | 1968 | 4259 | Up-front Payment
SCG-013926 | Single Family Residential | Domestic Hot Water | Gas | Southern California Gas Company | Incentive:Paid | 4225 | 29.85 |  | 1 | 149 |  | 142 |  | 2019-06-04 12:26 | 2019-06-05 | TITANIUM POWER INC | Retrofit | Los Angeles | Los Angeles | 90003 | Host Customer is System Owner | 4 |  | 30004272 | Butler Sun Solutions, Inc. | SOLAR BUTLER | BT1-40-I-T | Indirect Forced Circulation (IF) | 43.72 |  | BT1 | Glycol | Advanced Controller with a Vacation or Holiday Mode | Solar Storage with Tankless Auxiliary Water Heater | 40 | 1 | 0.95 | 55 | Z08 | [18 empty] | Los Angeles | FALSE | 28.58 |  | 2011-06-01: 2019-06-03; 2011-08-03: 2019-06-04; 2011-09-20: 2019-06-05 | 1968 | 4259 | Up-front Payment
SCG-013927 | Single Family Residential | Domestic Hot Water | Gas | Southern California Gas Company | Incentive:Paid | 4366 | 29.85 |  | 1 | 148 |  | 148 |  | 2019-06-04 12:27 | 2019-06-05 | TITANIUM POWER INC | Retrofit | Sylmar | Los Angeles | 91342 | Host Customer is System Owner | 6 |  | 30004272 | Butler Sun Solutions, Inc. | SOLAR BUTLER | BT1-40-I-T | Indirect Forced Circulation (IF) | 43.72 |  | BT1 | Glycol | Advanced Controller with a Vacation or Holiday Mode | Solar Storage with Tankless Auxiliary Water Heater | 40 | 1 | 1 | 75 | Z09 | [18 empty] | Los Angeles | FALSE | 30.13 |  | 2011-06-01: 2019-06-03; 2011-08-03: 2019-06-04; 2011-09-20: 2019-06-05 | 1968 | 4459 | Up-front Payment
SCG-013928 | Single Family Residential | Domestic Hot Water | Gas | Southern California Gas Company | Incentive:Paid | 4225 | 29.85 |  | 1 | 149 |  | 142 |  | 2019-06-04 12:28 | 2019-06-05 | TITANIUM POWER INC | Retrofit | Los Angeles | Los Angeles | 90003 | Host Customer is System Owner | 7 |  | 30004272 | Butler Sun Solutions, Inc. | SOLAR BUTLER | BT1-40-I-T | Indirect Forced Circulation (IF) | 43.72 |  | BT1 | Glycol | Advanced Controller with a Vacation or Holiday Mode | Solar Storage with Tankless Auxiliary Water Heater | 40 | 1 | 0.95 | 85 | Z08 | [18 empty] | Los Angeles | FALSE | 28.58 |  | 2011-06-01: 2019-06-03; 2011-08-03: 2019-06-04; 2011-09-20: 2019-06-05 | 1968 | 4259 | Up-front Payment
SCG-013929 | Single Family Residential | Domestic Hot Water | Gas | Southern California Gas Company | Incentive:Paid | 3806 | 29.85 |  | 1 | 150 |  | 128 |  | 2019-06-05 17:07 | 2019-07-01 | MAC GREINE ENERGY CORP | Retrofit | los angeles | Los Angeles | 90037 | Host Customer is System Owner | 4 |  | 30004247 | Heliodyne, Inc. | HELIOPAS | HPAS 1 410 G 80 AC D Z | Indirect Forced Circulation (IF) | 40.26 |  | 410 001 | Glycol | Pressure Stagnation Protection (PSP) | Solar Storage and Auxiliary Tanks are separate | 80 | 1 | 0.85 | 55 | Z08 | [18 empty] | City of Los Angeles | FALSE | 25.37 |  | 2011-06-01: 2019-06-04; 2011-08-03: 2019-06-05; 2011-09-20: 2019-07-01 | 1929 | 3806 | Up-front Payment
SCG-013930 | Single Family Residential | Domestic Hot Water | Gas | Southern California Gas Company | Incentive:Canceled | 4366 | 29.85 |  | 1 | 150 |  | 150 |  | 2019-06-05 16:59 | 2019-08-13 | MAC GREINE ENERGY CORP | Retrofit | Los Angeles | Los Angeles | 90044 | Owner/Tenant | 4 |  | 30004247 | Heliodyne, Inc. | HELIOPAS | HPAS 1 410 G 80 AC D Z | Indirect Forced Circulation (IF) | 40.26 |  | 410 001 | Glycol | Pressure Stagnation Protection (PSP) | Solar Storage and Auxiliary Tanks are separate | 80 | 1 | 1 | 55 | Z08 | [18 empty] | City of Los Angeles | FALSE | 29.11 |  | 2019-06-04 | 2019-09-03 |  |  | 2019-06-05 | 2019-08-13 | 1880 | 4366 | Up-front Payment
SCG-013931 | Single Family Residential | Domestic Hot Water | Gas | Southern California Gas Company | Incentive:Paid | 3358 | 29.85 |  | 1 | 150 |  | 112 |  | 2019-06-05 15:43 | 2019-06-28 | MAC GREINE ENERGY CORP | Retrofit | los angeles | Los Angeles | 90037 | Host Customer is System Owner | 6 |  | 30004247 | Heliodyne, Inc. | HELIOPAS | HPAS 1 410 G 80 AC D Z | Indirect Forced Circulation (IF) | 40.26 |  | 410 001 | Glycol | Pressure Stagnation Protection (PSP) | Solar Storage and Auxiliary Tanks are separate | 80 | 1 | 0.75 | 75 | Z08 | [18 empty] | City of Los Angeles | FALSE | 22.39 |  | 2011-06-01: 2019-06-04; 2011-08-03: 2019-06-05; 2011-09-20: 2019-06-28 | 1927 | 3358 | Up-front Payment
SCG-013932 | Single Family Residential | Domestic Hot Water | Gas | Southern California Gas Company | Incentive:Paid | 3358 | 29.85 |  | 1 | 150 |  | 112 |  | 2019-06-10 19:57 | 2019-07-17 | MAC GREINE ENERGY CORP | Retrofit | los angeles | Los Angeles | 90037 | Owner/Tenant | 4 |  | 30004247 | Heliodyne, Inc. | HELIOPAS | HPAS 1 410 G 80 AC D Z | Indirect Forced Circulation (IF) | 40.26 |  | 410 001 | Glycol | Pressure Stagnation Protection (PSP) | Solar Storage and Auxiliary Tanks are separate | 80 | 1 | 0.75 | 55 | Z08 | [18 empty] | City of Los Angeles | FALSE | 22.39 |  | 2011-06-01: 2019-06-04; 2011-08-03: 2019-06-10; 2011-09-20: 2019-07-17 | 1927 | 3358 | Up-front Payment
SCG-013933 | Single Family Residential | Domestic Hot Water | Gas | Southern California Gas Company | Incentive:Paid | 4197 | 29.85 |  | 1 | 148 |  | 141 |  | 2019-06-05 14:58 | 2019-06-28 | TITANIUM POWER INC | Retrofit | Sun Valley | Los Angeles | 91352 | Host Customer is System Owner | 4 |  | 30004272 | Butler Sun Solutions, Inc. | SOLAR BUTLER | BT1-40-I-T | Indirect Forced Circulation (IF) | 43.72 |  | BT1 | Glycol | Advanced Controller with a Vacation or Holiday Mode | Solar Storage with Tankless Auxiliary Water Heater | 40 | 1 | 0.95 | 55 | Z09 | [18 empty] | Los Angeles | FALSE | 28.78 |  | 2011-06-01: 2019-06-04; 2011-08-03: 2019-06-05; 2011-09-20: 2019-06-28 | 1927 | 4259 | Up-front Payment
SCG-013934 | Single Family Residential | Domestic Hot Water | Gas | Southern California Gas Company | Incentive:Paid | 3582 | 29.85 |  | 1 | 150 |  | 120 |  | 2019-06-05 15:37 | 2019-06-28 | MAC GREINE ENERGY CORP | Retrofit | los angeles | Los Angeles | 90037 | Host Customer is System Owner | 5 |  | 30004247 | Heliodyne, Inc. | HELIOPAS | HPAS 1 410 G 80 AC D Z | Indirect Forced Circulation (IF) | 40.26 |  | 410 001 | Glycol | Pressure Stagnation Protection (PSP) | Solar Storage and Auxiliary Tanks are separate | 80 | 1 | 0.8 | 65 | Z08 | [18 empty] | City of Los Angeles | FALSE | 23.88 |  | 2011-06-01: 2019-06-04; 2011-08-03: 2019-06-05; 2011-09-20: 2019-06-28 | 1927 | 3582 | Up-front Payment
PGE-013935 | Multifamily Residential - Disadvantaged Community | Domestic Hot Water | Gas | Pacific Gas and Electric | Incentive:Paid | 67091 | 20.19 |  | 1 | 3323 |  | 3323 |  | 2020-06-30 20:19 | 2020-07-07 | SUN LIGHT & POWER | New Construction | Berkeley | Alameda | 94704 | Host Customer is System Owner | [7 empty] | 923.91 | 40.17 |  | Glycol | Pressure Stagnation Protection (PSP) | Solar Storage and Auxiliary Tanks are separate |  | 1 | 1 | 3230 | Z03 | 85 | Units | Apartments/Condos | 2010115A | 23 | 2 | 1450 | 1 | 300 | 3 | 750000 | TRUE | 135 | 120 |  | Heliodyne - Delta-T Pro Ethernet |  | Heliodyne - Delta-T Pro Ethernet | City of Berkeley | FALSE | 27.71 |  | 2020-06-15 | 2020-07-01 | 2020-06-30 | 2020-07-07 | 2022-04-19 | 2022-05-26 | 871 | 92075 | Up-front Payment
SCG-013936 | Single Family Residential | Domestic Hot Water | Gas | Southern California Gas Company | Incentive:Paid | 3806 | 29.85 |  | 1 | 150 |  | 128 |  | 2019-06-05 15:32 | 2019-06-28 | MAC GREINE ENERGY CORP | Retrofit | los angeles | Los Angeles | 90037 | Host Customer is System Owner | 6 |  | 30004247 | Heliodyne, Inc. | HELIOPAS | HPAS 1 410 G 80 AC D Z | Indirect Forced Circulation (IF) | 40.26 |  | 410 001 | Glycol | Pressure Stagnation Protection (PSP) | Solar Storage and Auxiliary Tanks are separate | 80 | 1 | 0.85 | 75 | Z08 | [18 empty] | City of Los Angeles | FALSE | 25.37 |  | 2011-06-01: 2019-06-04; 2011-08-03: 2019-06-05; 2011-09-20: 2019-06-28 | 1927 | 3806 | Up-front Payment
SCG-013937 | Single Family Residential | Domestic Hot Water | Gas | Southern California Gas Company | Incentive:Paid | 4254 | 29.85 |  | 1 | 150 |  | 142 |  | 2019-06-05 15:27 | 2019-06-28 | MAC GREINE ENERGY CORP | Retrofit | los angeles | Los Angeles | 90037 | Host Customer is System Owner | 10 |  | 30004247 | Heliodyne, Inc. | HELIOPAS | HPAS 1 410 G 80 AC D Z | Indirect Forced Circulation (IF) | 40.26 |  | 410 001 | Glycol | Pressure Stagnation Protection (PSP) | Solar Storage and Auxiliary Tanks are separate | 80 | 1 | 0.95 | 115 | Z08 | [18 empty] | City of Los Angeles | FALSE | 28.36 |  | 2011-06-01: 2019-06-04; 2011-08-03: 2019-06-05; 2011-09-20: 2019-06-28 | 1927 | 4254 | Up-front Payment
SCG-013938 | Single Family Residential | Domestic Hot Water | Gas | Southern California Gas Company | Incentive:Paid | 4254 | 29.85 |  | 1 | 150 |  | 142 |  | 2019-06-05 14:41 | 2019-06-28 | MAC GREINE ENERGY CORP | Retrofit | Los Angeles | Los Angeles | 90044 | Host Customer is System Owner | 9 |  | 30004247 | Heliodyne, Inc. | HELIOPAS | HPAS 1 410 G 80 AC D Z | Indirect Forced Circulation (IF) | 40.26 |  | 410 001 | Glycol | Pressure Stagnation Protection (PSP) | Solar Storage and Auxiliary Tanks are separate | 80 | 1 | 0.95 | 105 | Z08 | [18 empty] | City of Los Angeles | FALSE | 28.36 |  | 2011-06-01: 2019-06-04; 2011-08-03: 2019-06-05; 2011-09-20: 2019-06-28 | 1927 | 4254 | Up-front Payment
SCG-013939 | Single Family Residential | Domestic Hot Water | Gas | Southern California Gas Company | Incentive:Paid | 4254 | 29.85 |  | 1 | 150 |  | 142 |  | 2019-06-05 14:32 | 2019-06-28 | MAC GREINE ENERGY CORP | Retrofit | los angeles | Los Angeles | 90037 | Owner/Tenant | 5 |  | 30004247 | Heliodyne, Inc. | HELIOPAS | HPAS 1 410 G 80 AC D Z | Indirect Forced Circulation (IF) | 40.26 |  | 410 001 | Glycol | Pressure Stagnation Protection (PSP) | Solar Storage and Auxiliary Tanks are separate | 80 | 1 | 0.95 | 65 | Z08 | [18 empty] | City of Los Angeles | FALSE | 28.36 |  | 2011-06-01: 2019-06-04; 2011-08-03: 2019-06-05; 2011-09-20: 2019-06-28 | 1927 | 4254 | Up-front Payment
PGE-013940 | Commercial/Multifamily Residential | Domestic Hot Water | Gas | Pacific Gas and Electric | Incentive:Paid | 35338 | 20.19 |  | 1 | 1786 |  | 1750 |  | 2019-06-18 17:07 | 2019-06-25 | SUN LIGHT & POWER | New Construction | Oakland | Alameda | 94612 | Host Customer is System Owner | [7 empty] | 482.04 | 40.17 |  | Glycol | Pressure Stagnation Protection (PSP) | Solar Storage and Auxiliary Tanks are separate |  | 0.98 | 1 | 1360 | Z03 | 34 | Units | Apartments/Condos | 2010115A | 12 | 2 | 1200 | 1 | 119 | 1 | 398000 | TRUE | 120 | 120 |  | Heliodyne - Delta-T Pro Ethernet |  | Heliodyne - Delta-T Pro Ethernet | City of Oakland | FALSE | 52.53 |  | 2019-06-18 | 2021-03-15 | 2019-06-18 | 2019-06-25 | 2021-03-10 | 2021-06-03 | 1228 | 93824 | Up-front Payment
SCG-013941 | Commercial Pools | Pool Heating | Gas | Southern California Gas Company | Incentive:Paid | 14000 | 7 |  | 1 | 4132 |  | 3925 |  | 2019-06-07 15:35 | 2019-06-10 | ENVIRONMENTAL SOLAR DESIGN INC | Retrofit | Santa Clarita | Los Angeles | 91350 | Host Customer is System Owner | [7 empty] | 1449 | 48.3 |  | Drainback |  |  |  | 0.95 | 1 |  | Z09 |  |  |  | 10001884 | 30 | 2 | [5 empty] | FALSE |  |  |  | SunEarth - SETR0603mcU + VFS 5-100 |  | SunEarth - SETR0603mcU + VFS 5-100 | City of Santa Clarita | FALSE | 6.78 |  | 2019-06-06 |  | 2019-06-07 | 2019-06-10 | 2019-07-01 | 2019-07-22 | 1900 | 28000 | Up-front Payment
SCG-013942 | Single Family Residential | Domestic Hot Water | Gas | Southern California Gas Company | Incentive:Canceled | 4259 | 29.85 |  | 1 | 149 |  | 149 |  | 2019-06-06 15:26 |  | TITANIUM POWER INC | Retrofit | Los Angeles | Los Angeles | 90003 | Host Customer is System Owner | 6 |  | 30004272 | Butler Sun Solutions, Inc. | SOLAR BUTLER | BT1-40-I-T | Indirect Forced Circulation (IF) | 43.72 |  | BT1 | Glycol | Advanced Controller with a Vacation or Holiday Mode | Solar Storage with Tankless Auxiliary Water Heater | 40 | 1 | 1 | 75 | Z08 | [18 empty] | Los Angeles | FALSE | 28.58 |  | 2011-06-01: 2019-06-05; 2011-06-21: 2019-06-10; 2011-08-03: 2019-06-06 | 1966 | 4259 | Up-front Payment
SCG-013943 | Single Family Residential | Domestic Hot Water | Gas | Southern California Gas Company | Incentive:Paid | 4259 | 29.85 |  | 1 | 149 |  | 149 |  | 2019-06-06 15:24 | 2019-07-01 | TITANIUM POWER INC | Retrofit | Los Angeles | Los Angeles | 90003 | Host Customer is System Owner | 4 |  | 30004272 | Butler Sun Solutions, Inc. | SOLAR BUTLER | BT1-40-I-T | Indirect Forced Circulation (IF) | 43.72 |  | BT1 | Glycol | Advanced Controller with a Vacation or Holiday Mode | Solar Storage with Tankless Auxiliary Water Heater | 40 | 1 | 1 | 55 | Z08 | [18 empty] | Los Angeles | FALSE | 28.58 |  | 2011-06-01: 2019-06-05; 2011-08-03: 2019-06-06; 2011-09-20: 2019-07-01 | 1929 | 4259 | Up-front Payment
SCG-013944 | Low Income Single Family Residential | Domestic Hot Water | Gas | Southern California Gas Company | Incentive:Canceled | 5188 | 36.9 |  | 1 | 148 |  | 141 |  | 2019-06-05 16:33 |  | DOCTOR PIPER INC | Retrofit | Los Angeles | Los Angeles | 90001 | Host Customer is System Owner | 5 |  | 30004296 | SunEarth, Inc. | SOLARAY | TE40T-80-2G | Indirect Forced Circulation (IF) | 40.95 |  | TRB-40 | Glycol | Steam Back | Solar Storage and Auxiliary Tanks are separate | 80 | 1 | 0.95 | 65 | Z08 | [18 empty] | City of Los Angeles | FALSE | 36.47 |  | 2011-06-01: 2019-06-05; 2011-06-21: 2019-06-27; 2011-08-03: 2019-06-05 | 1949 | 5397 | Up-front Payment
SCG-013945 | Single Family Residential | Domestic Hot Water | Gas | Southern California Gas Company | Incentive:Paid | 4366 | 29.85 |  | 1 | 150 |  | 150 |  | 2019-06-10 19:31 | 2019-07-15 | MAC GREINE ENERGY CORP | Retrofit | los angeles | Los Angeles | 90037 | Owner/Tenant | 6 |  | 30004247 | Heliodyne, Inc. | HELIOPAS | HPAS 1 410 G 80 AC D Z | Indirect Forced Circulation (IF) | 40.26 |  | 410 001 | Glycol | Pressure Stagnation Protection (PSP) | Solar Storage and Auxiliary Tanks are separate | 80 | 1 | 1 | 75 | Z08 | [18 empty] | City of Los Angeles | FALSE | 29.11 |  | 2011-06-01: 2019-06-05; 2011-08-03: 2019-06-10; 2011-09-20: 2019-07-15 | 1928 | 4366 | Up-front Payment
SCG-013946 | Single Family Residential | Domestic Hot Water | Gas | Southern California Gas Company | Incentive:Canceled | 3710 | 25.37 |  | 2 | 150 |  | 150 |  | 2019-06-10 19:37 |  | MAC GREINE ENERGY CORP | Retrofit | los angeles | Los Angeles | 90037 | Owner/Tenant | 8 |  | 30004247 | Heliodyne, Inc. | HELIOPAS | HPAS 1 410 G 80 AC D Z | Indirect Forced Circulation (IF) | 40.26 |  | 410 001 | Glycol | Pressure Stagnation Protection (PSP) | Solar Storage and Auxiliary Tanks are separate | 80 | 1 | 1 | 95 | Z08 | [18 empty] | City of Los Angeles | FALSE | 29.11 |  | 2011-06-01: 2019-06-05; 2011-06-21: 2019-08-13; 2011-08-03: 2019-06-10 | 1880 | 4366 | Up-front Payment
SCG-013947 | Commercial/Multifamily Residential | Domestic Hot Water | Gas | Southern California Gas Company | Incentive:Paid | 43166 | 20.19 |  | 1 | 2138 |  | 2138 |  | 2019-07-14 17:12 | 2019-08-08 | PROMISE ENERGY INC | Retrofit | Fontana | San Bernardino | 92336 | Host Customer is System Owner | [7 empty] | 724.68 | 40.26 |  | Glycol | Steam Back | Solar Storage and Auxiliary Tanks are separate |  | 1 | 1 | 3040 | Z10 | 80 | Units | Apartments/Condos | 2010115A | 18 | 1 | 1000 | 1 | 115 | 1 | 399000 | TRUE | 140 | 120 |  | Heliodyne - Delta-T Pro WiFi |  | Heliodyne - Delta-T Pro WiFi | Fontana | FALSE | 65.78 |  | 2019-06-05 |  | 2019-07-14 | 2019-08-08 | 2020-05-27 | 2020-06-08 | 1594 | 140639.16 | Up-front Payment
SDG-013948 | Low Income Multifamily Residential | Domestic Hot Water | Gas | San Diego Gas and Electric | Incentive:Paid | 5331 | 24.89 |  | 1 | 252 |  | 214 |  | 2019-12-13 07:38 | 2020-03-12 | PROMISE ENERGY INC | Retrofit | National City | National City | 91950 | Host Customer is System Owner |  |  | 30004078 | GREENoneTEC Solarindustrie GmbH | Solpal Plus | Solpal Plus L-G | Direct Integral Collector Storage (DI) | 25.66 |  | Solpal Plus L |  |  | Solar and Auxiliary Storage are the same Tank |  | 1 | 0.85 | 0 | Z07 |  |  | Apartments/Condos |  | 3 |  |  |  | 100 |  | 199000 | TRUE | 120 | 140 |  |  |  |  | National City | FALSE | 63.61 |  | 2019-06-05 | 2019-12-23 | 2019-12-13 | 2020-03-12 | 2021-03-11 | 2021-08-13 | 1128 | 16029.21 | Up-front Payment
SCG-013949 | Commercial/Multifamily Residential | Domestic Hot Water | Gas | Southern California Gas Company | Incentive:Paid | 2814 | 17.16 |  | 2 | 164 |  | 164 |  | 2019-12-13 05:26 | 2020-07-20 | PROMISE ENERGY INC | Retrofit | Oxnard | Ventura | 93033 | Host Customer is System Owner |  |  | 30004078 | GREENoneTEC Solarindustrie GmbH | Solpal Plus | Solpal Plus L-G | Direct Integral Collector Storage (DI) | 25.66 |  | Solpal Plus L |  |  | Solar and Auxiliary Storage are the same Tank |  | 1 | 1 | 0 | Z06 |  |  | Apartments/Condos |  | 2 |  |  |  | 100 |  | 199900 | TRUE | 120 | 140 |  |  |  |  | Oxnard | FALSE | 59.63 |  | 2019-06-05 |  | 2019-12-13 | 2020-07-20 | 2021-04-14 | 2021-07-27 | 1185 | 9778.73 | Up-front Payment
SCG-013950 | Commercial/Multifamily Residential | Domestic Hot Water | Gas | Southern California Gas Company | Incentive:Paid | 2814 | 17.16 |  | 2 | 164 |  | 164 |  | 2019-12-13 05:26 | 2020-07-20 | PROMISE ENERGY INC | Retrofit | Oxnard | Ventura | 93033 | Host Customer is System Owner |  |  | 30004078 | GREENoneTEC Solarindustrie GmbH | Solpal Plus | Solpal Plus L-G | Direct Integral Collector Storage (DI) | 25.66 |  | Solpal Plus L |  |  | Solar and Auxiliary Storage are the same Tank |  | 1 | 1 | 0 | Z06 |  |  | Apartments/Condos |  | 2 |  |  |  | 100 |  | 83000 | TRUE | 120 | 180 |  |  |  |  | Oxnard | FALSE | 59.63 |  | 2019-11-27 |  | 2019-12-13 | 2020-07-20 | 2021-04-11 | 2021-06-24 | 1216 | 9778.73 | Up-front Payment
SCG-013951 | Commercial/Multifamily Residential | Domestic Hot Water | Gas | Southern California Gas Company | Incentive:Paid | 35090 | 20.19 |  | 1 | 1738 |  | 1738 |  | 2019-06-06 15:14 | 2019-06-18 | ALL VALLEY SOLAR INC | Retrofit | Santa Monica | Santa Monica | 90403 | Host Customer is System Owner | [7 empty] | 492.45 | 32.83 |  | Drainback | Drainback (Water) | Solar Storage and Auxiliary Tanks are separate |  | 1 | 1 | 920 | Z06 | 23 | Units | Apartments/Condos | TRB-32 | 15 | 3 | 751 | 6 | 115 | 1 | 500000 | TRUE | 135 | 140 |  | SunEarth - SETR A503 TTR U + VFS 10-200 |  | SunEarth - SETR A503 TTR U + VFS 10-200 | City of Santa Monica | FALSE | 29.45 |  | 2019-06-06 |  | 2019-06-06 | 2019-06-18 | 2019-08-28 | 2019-08-28 | 1885 | 51187.43 | Up-front Payment
SCG-013953 | Single Family Residential | Domestic Hot Water | Gas | Southern California Gas Company | Incentive:Paid | 4259 | 29.85 |  | 1 | 149 |  | 149 |  | 2019-06-07 15:02 | 2019-07-01 | TITANIUM POWER INC | Retrofit | Los Angeles | Los Angeles | 90003 | Host Customer is System Owner | 4 |  | 30004272 | Butler Sun Solutions, Inc. | SOLAR BUTLER | BT1-40-I-T | Indirect Forced Circulation (IF) | 43.72 |  | BT1 | Glycol | Advanced Controller with a Vacation or Holiday Mode | Solar Storage with Tankless Auxiliary Water Heater | 40 | 1 | 1 | 55 | Z08 | [18 empty] | Los Angeles | FALSE | 28.58 |  | 2011-06-01: 2019-06-06; 2011-08-03: 2019-06-07; 2011-09-20: 2019-07-01 | 1929 | 4259 | Up-front Payment
SCG-013954 | Low Income Single Family Residential | Domestic Hot Water | Gas | Southern California Gas Company | Incentive:Canceled | 5397 | 36.9 |  | 1 | 149 |  | 149 |  | 2019-06-06 15:05 |  | DOCTOR PIPER INC | Retrofit | Winnetka | Los Angeles | 91306 | Host Customer is System Owner | 4 |  | 30004296 | SunEarth, Inc. | SOLARAY | TE40T-80-2G | Indirect Forced Circulation (IF) | 40.95 |  | TRB-40 | Glycol | Steam Back | Solar Storage and Auxiliary Tanks are separate | 80 | 1 | 1 | 55 | Z09 | [18 empty] | City of Los Angeles | FALSE | 36.22 |  | 2011-06-01: 2019-06-06; 2011-06-21: 2019-06-27; 2011-08-03: 2019-06-06 | 1949 | 5397 | Up-front Payment
SCG-013955 | Single Family Residential | Domestic Hot Water | Gas | Southern California Gas Company | Incentive:Paid | 4197 | 29.85 |  | 1 | 148 |  | 141 |  | 2019-06-07 15:04 | 2019-07-01 | TITANIUM POWER INC | Retrofit | Los Angeles | Los Angeles | 90023 | Host Customer is System Owner | 4 |  | 30004272 | Butler Sun Solutions, Inc. | SOLAR BUTLER | BT1-40-I-T | Indirect Forced Circulation (IF) | 43.72 |  | BT1 | Glycol | Advanced Controller with a Vacation or Holiday Mode | Solar Storage with Tankless Auxiliary Water Heater | 40 | 1 | 0.95 | 55 | Z09 | [18 empty] | Los Angeles | FALSE | 28.78 |  | 2011-06-01: 2019-06-06; 2011-08-03: 2019-06-07; 2011-09-20: 2019-07-01 | 1929 | 4259 | Up-front Payment
SCG-013956 | Single Family Residential | Domestic Hot Water | Gas | Southern California Gas Company | Incentive:Paid | 4259 | 29.85 |  | 1 | 149 |  | 149 |  | 2019-06-11 10:23 | 2019-07-03 | TITANIUM POWER INC | Retrofit | Los Angeles | Los Angeles | 90003 | Host Customer is System Owner | 5 |  | 30004272 | Butler Sun Solutions, Inc. | SOLAR BUTLER | BT1-40-I-T | Indirect Forced Circulation (IF) | 43.72 |  | BT1 | Glycol | Advanced Controller with a Vacation or Holiday Mode | Solar Storage with Tankless Auxiliary Water Heater | 40 | 1 | 1 | 65 | Z08 | [18 empty] | Los Angeles | FALSE | 28.58 |  | 2011-06-01: 2019-06-07; 2011-08-03: 2019-06-11; 2011-09-20: 2019-07-03 | 1929 | 4259 | Up-front Payment
SCG-013957 | Single Family Residential | Domestic Hot Water | Gas | Southern California Gas Company | Incentive:Paid | 4259 | 29.85 |  | 1 | 149 |  | 149 |  | 2019-06-11 10:20 | 2019-07-03 | TITANIUM POWER INC | Retrofit | Los Angeles | Los Angeles | 90003 | Host Customer is System Owner | 4 |  | 30004272 | Butler Sun Solutions, Inc. | SOLAR BUTLER | BT1-40-I-T | Indirect Forced Circulation (IF) | 43.72 |  | BT1 | Glycol | Advanced Controller with a Vacation or Holiday Mode | Solar Storage with Tankless Auxiliary Water Heater | 40 | 1 | 1 | 55 | Z08 | [18 empty] | Los Angeles | FALSE | 28.58 |  | 2011-06-01: 2019-06-07; 2011-08-03: 2019-06-11; 2011-09-20: 2019-07-03 | 1929 | 4259 | Up-front Payment
SCG-013958 | Single Family Residential | Domestic Hot Water | Gas | Southern California Gas Company | Incentive:Paid | 4259 | 29.85 |  | 1 | 149 |  | 149 |  | 2019-06-10 15:51 | 2019-07-01 | TITANIUM POWER INC | Retrofit | Los Angeles | Los Angeles | 90003 | Host Customer is System Owner | 6 |  | 30004272 | Butler Sun Solutions, Inc. | SOLAR BUTLER | BT1-40-I-T | Indirect Forced Circulation (IF) | 43.72 |  | BT1 | Glycol | Advanced Controller with a Vacation or Holiday Mode | Solar Storage with Tankless Auxiliary Water Heater | 40 | 1 | 1 | 75 | Z08 | [18 empty] | Los Angeles | FALSE | 28.58 |  | 2011-06-01: 2019-06-07; 2011-08-03: 2019-06-10; 2011-09-20: 2019-07-01 | 1929 | 4259 | Up-front Payment
SCG-013959 | Single Family Residential | Domestic Hot Water | Gas | Southern California Gas Company | Incentive:Paid | 4366 | 29.85 |  | 1 | 148 |  | 148 |  | 2019-06-10 15:45 | 2019-07-01 | TITANIUM POWER INC | Retrofit | Los Angeles | Los Angeles | 90023 | Host Customer is System Owner | 4 |  | 30004272 | Butler Sun Solutions, Inc. | SOLAR BUTLER | BT1-40-I-T | Indirect Forced Circulation (IF) | 43.72 |  | BT1 | Glycol | Advanced Controller with a Vacation or Holiday Mode | Solar Storage with Tankless Auxiliary Water Heater | 40 | 1 | 1 | 55 | Z09 | [18 empty] | Los Angeles | FALSE | 30.13 |  | 2011-06-01: 2019-06-07; 2011-08-03: 2019-06-10; 2011-09-20: 2019-07-01 | 1929 | 4459 | Up-front Payment
SCG-013960 | Commercial/Multifamily Residential | Domestic Hot Water | Gas | Southern California Gas Company | Incentive:Paid | 22795 | 20.19 |  | 1 | 1129 |  | 1129 |  | 2019-06-27 17:01 | 2019-08-01 | PROMISE ENERGY INC | New Construction | Santa Monica | Los Angeles | 90404 | Host Customer is System Owner | [7 empty] | 402.6 | 40.26 |  | Glycol | Steam Back | Solar Storage and Auxiliary Tanks are separate |  | 1 | 1 | 1560 | Z06 | 39 | Units | Apartments/Condos | 2010115A | 10 | 1 | 600 | 1 | 235 | 1 | 600000 | TRUE | 140 | 120 |  |  |  |  | Santa Monica | FALSE | 62.21 |  | 2019-06-10 |  | 2019-06-27 | 2019-08-01 | 2021-04-29 | 2021-05-05 | 1255 | 70237.91 | Up-front Payment
SCG-013961 | Commercial/Multifamily Residential | Domestic Hot Water | Gas | Southern California Gas Company | Incentive:Paid | 14638 | 20.19 |  | 1 | 725 |  | 725 |  | 2019-06-24 21:45 | 2019-08-06 | PROMISE ENERGY INC | New Construction | Lancaster | Los Angeles | 93536 | Host Customer is System Owner | [7 empty] | 201.3 | 40.26 |  | Glycol | Steam Back | Solar Storage with Tankless Auxiliary Water Heater |  | 1 | 1 | 588 | Z14 | 14 | Units | Apartments/Condos | 2010115A | 5 | 1 | 350 | 1 | 189 | 1 | 180000 | TRUE | 140 | 120 |  |  |  |  | Lancaster | FALSE | 35.93 |  | 2019-06-10 |  | 2019-06-24 | 2019-08-06 | 2021-03-17 | 2021-07-21 | 1188 | 26049.94 | Up-front Payment
SCG-013962 | Commercial/Multifamily Residential | Domestic Hot Water | Gas | Southern California Gas Company | Incentive:Paid | 14658 | 20.19 |  | 1 | 726 |  | 726 |  | 2019-06-24 21:45 | 2019-08-06 | PROMISE ENERGY INC | New Construction | Lancaster | Los Angeles | 93536 | Host Customer is System Owner | [7 empty] | 201.3 | 40.26 |  | Glycol | Steam Back | Solar Storage with Tankless Auxiliary Water Heater |  | 1 | 1 | 588 | Z14 | 14 | Units | Apartments/Condos | 2010115A | 5 | 1 | 350 | 1 | 189 | 1 | 180000 | TRUE | 140 | 120 |  |  |  |  | Lancaster | FALSE | 35.88 |  | 2019-06-10 |  | 2019-06-24 | 2019-08-06 | 2021-03-17 | 2021-07-21 | 1188 | 26049.94 | Up-front Payment
SCG-013963 | Commercial/Multifamily Residential | Domestic Hot Water | Gas | Southern California Gas Company | Incentive:Paid | 14496 | 20.19 |  | 1 | 718 |  | 718 |  | 2019-06-24 21:46 | 2019-08-06 | PROMISE ENERGY INC | New Construction | Lancaster | Los Angeles | 93536 | Host Customer is System Owner | [7 empty] | 201.3 | 40.26 |  | Glycol | Steam Back | Solar Storage with Tankless Auxiliary Water Heater |  | 1 | 1 | 588 | Z14 | 14 | Units | Apartments/Condos | 2010115A | 5 | 1 | 350 | 1 | 189 | 1 | 180000 | TRUE | 140 | 120 |  |  |  |  | Lancaster | FALSE | 36.28 |  | 2019-06-10 |  | 2019-06-24 | 2019-08-06 | 2021-03-17 | 2021-07-21 | 1188 | 26049.94 | Up-front Payment
SCG-013964 | Commercial/Multifamily Residential | Domestic Hot Water | Gas | Southern California Gas Company | Incentive:Paid | 14597 | 20.19 |  | 1 | 723 |  | 723 |  | 2019-06-24 21:46 | 2019-08-06 | PROMISE ENERGY INC | New Construction | Lancaster | Los Angeles | 93536 | Host Customer is System Owner | [7 empty] | 201.3 | 40.26 |  | Glycol | Steam Back | Solar Storage with Tankless Auxiliary Water Heater |  | 1 | 1 | 588 | Z14 | 14 | Units | Apartments/Condos | 2010115A | 5 | 1 | 350 | 1 | 189 | 1 | 180000 | TRUE | 140 | 120 |  |  |  |  | Lancaster | FALSE | 36.03 |  | 2019-06-10 |  | 2019-06-24 | 2019-08-06 | 2021-03-17 | 2021-07-21 | 1188 | 26049.94 | Up-front Payment
SCG-013965 | Commercial/Multifamily Residential | Domestic Hot Water | Gas | Southern California Gas Company | Incentive:Paid | 14517 | 20.19 |  | 1 | 719 |  | 719 |  | 2019-06-24 21:47 | 2019-08-07 | PROMISE ENERGY INC | New Construction | Lancaster | Los Angeles | 93536 | Host Customer is System Owner | [7 empty] | 201.3 | 40.26 |  | Glycol | Steam Back | Solar Storage with Tankless Auxiliary Water Heater |  | 1 | 1 | 588 | Z14 | 14 | Units | Apartments/Condos | 2010115A | 5 | 1 | 350 | 1 | 189 | 1 | 180000 | TRUE | 140 | 120 |  |  |  |  | Lancaster | FALSE | 39.52 |  | 2019-06-11 |  | 2019-06-24 | 2019-08-07 | 2021-03-17 | 2021-07-23 | 1177 | 28418.12 | Up-front Payment
SCG-013966 | Commercial/Multifamily Residential | Domestic Hot Water | Gas | Southern California Gas Company | Incentive:Paid | 14517 | 20.19 |  | 1 | 719 |  | 719 |  | 2019-06-24 21:47 | 2019-08-07 | PROMISE ENERGY INC | New Construction | Lancaster | Los Angeles | 93536 | Host Customer is System Owner | [7 empty] | 201.3 | 40.26 |  | Glycol | Steam Back | Solar Storage with Tankless Auxiliary Water Heater |  | 1 | 1 | 588 | Z14 | 14 | Units | Apartments/Condos | 2010115A | 5 | 1 | 350 | 1 | 189 | 1 | 180000 | TRUE | 140 | 120 |  |  |  |  | Lancaster | FALSE | 39.52 |  | 2019-06-11 |  | 2019-06-24 | 2019-08-07 | 2021-03-17 | 2021-07-23 | 1177 | 28418.12 | Up-front Payment
SCG-013967 | Commercial/Multifamily Residential | Domestic Hot Water | Gas | Southern California Gas Company | Incentive:Paid | 12659 | 20.19 |  | 1 | 627 |  | 627 |  | 2019-06-24 21:47 | 2019-08-07 | PROMISE ENERGY INC | New Construction | Lancaster | Los Angeles | 93536 | Host Customer is System Owner | [7 empty] | 201.3 | 40.26 |  | Glycol | Steam Back | Solar Storage with Tankless Auxiliary Water Heater |  | 1 | 1 | 588 | Z14 | 14 | Units | Apartments/Condos | 2010115A | 5 | 1 | 350 | 1 | 189 | 1 | 180000 | TRUE | 140 | 120 |  |  |  |  | Lancaster | FALSE | 37.77 |  | 2019-06-11 |  | 2019-06-24 | 2019-08-07 | 2021-03-17 | 2021-07-22 | 1177 | 23681.77 | Up-front Payment
SCG-013968 | Commercial/Multifamily Residential | Domestic Hot Water | Gas | Southern California Gas Company | Incentive:Paid | 12700 | 20.19 |  | 1 | 629 |  | 629 |  | 2019-06-24 21:48 | 2019-08-07 | PROMISE ENERGY INC | New Construction | Lancaster | Los Angeles | 93536 | Host Customer is System Owner | [7 empty] | 201.3 | 40.26 |  | Glycol | Steam Back | Solar Storage with Tankless Auxiliary Water Heater |  | 1 | 1 | 588 | Z14 | 14 | Units | Apartments/Condos | 2010115A | 5 | 1 | 350 | 1 | 189 | 1 | 180000 | TRUE | 140 | 120 |  |  |  |  | Lancaster | FALSE | 37.65 |  | 2019-06-11 |  | 2019-06-24 | 2019-08-07 | 2021-03-17 | 2021-07-28 | 1181 | 23681.77 | Up-front Payment
PGE-013969 | Multifamily Residential - Disadvantaged Community | Domestic Hot Water | Gas | Pacific Gas and Electric | Incentive:Paid | 22229 | 20.19 |  | 1 | 1101 |  | 1101 |  | 2019-06-18 13:37 | 2019-06-25 | INTELLIGENT GREEN SOLUTIONS CA | Retrofit | Selma | Fresno | 93662 | Lease | [7 empty] | 412.86 | 29.49 |  | Glycol | Steam Back | Solar Storage and Auxiliary Tanks are separate |  | 1 | 1 | 700 | Z13 | 300 | Full meals served | Meal Service Restaurant | 10002034 | 14 | 1 | 450 | 1 | 100 | 1 | 199000 | FALSE | 160 | 140 |  |  |  |  | City of Selma | FALSE | 48.75 |  | 2019-06-11 |  | 2019-06-18 | 2019-06-25 | 2019-06-26 | 2019-06-28 | 1933 | 53672 | Up-front Payment
PGE-013970 | Commercial/Multifamily Residential | Domestic Hot Water | Gas | Pacific Gas and Electric | Incentive:Paid | 37291 | 20.19 |  | 1 | 1847 |  | 1847 |  | 2019-07-25 10:43 | 2019-08-22 | CALIFORNIA SOLAR INTEGRATORS INC | New Construction | San Francisco | San Francisco | 94102 | Host Customer is System Owner | [7 empty] | 614.25 | 40.95 |  | Glycol | Steam Back | Solar Storage and Auxiliary Tanks are separate |  | 1 | 1 | 1120 | Z03 | 28 | Units | Apartments/Condos | TRB-40 | 15 | 1 | 1040 | 1 | 200 | 1 | 399800 | TRUE | 120 | 140 |  | SunEarth - SETRA503 TTR U + Series 200 |  | SunEarth - SETRA503 TTR U + Series 200 | City of San Francisco | FALSE | 69.24 |  | 2019-06-11 | 2019-08-08 | 2019-07-25 | 2019-08-22 | 2020-12-30 | 2021-01-14 | 1367 | 127889 | Up-front Payment
SCG-013971 | Single Family Residential | Domestic Hot Water | Gas | Southern California Gas Company | Incentive:Paid | 4366 | 29.85 |  | 1 | 148 |  | 148 |  | 2019-06-13 15:55 | 2019-07-02 | TITANIUM POWER INC | Retrofit | Sun Valley | Los Angeles | 91352 | Host Customer is System Owner | 6 |  | 30004272 | Butler Sun Solutions, Inc. | SOLAR BUTLER | BT1-40-I-T | Indirect Forced Circulation (IF) | 43.72 |  | BT1 | Glycol | Advanced Controller with a Vacation or Holiday Mode | Solar Storage with Tankless Auxiliary Water Heater | 40 | 1 | 1 | 75 | Z09 | [18 empty] | Los Angeles | FALSE | 30.13 |  | 2011-06-01: 2019-06-12; 2011-08-03: 2019-06-13; 2011-09-20: 2019-07-02 | 1927 | 4459 | Up-front Payment
SCG-013972 | Single Family Residential | Domestic Hot Water | Gas | Southern California Gas Company | Incentive:Paid | 4197 | 29.85 |  | 1 | 148 |  | 141 |  | 2019-06-13 15:47 | 2019-07-02 | TITANIUM POWER INC | Retrofit | Panorama city | Los Angeles | 91402 | Host Customer is System Owner | 8 |  | 30004272 | Butler Sun Solutions, Inc. | SOLAR BUTLER | BT1-40-I-T | Indirect Forced Circulation (IF) | 43.72 |  | BT1 | Glycol | Advanced Controller with a Vacation or Holiday Mode | Solar Storage with Tankless Auxiliary Water Heater | 40 | 1 | 0.95 | 95 | Z09 | [18 empty] | Los Angeles | FALSE | 28.78 |  | 2011-06-01: 2019-06-12; 2011-08-03: 2019-06-13; 2011-09-20: 2019-07-02 | 1927 | 4259 | Up-front Payment
SCG-013973 | Single Family Residential | Domestic Hot Water | Gas | Southern California Gas Company | Incentive:Paid | 4254 | 29.85 |  | 1 | 150 |  | 142 |  | 2019-06-12 18:45 | 2019-07-03 | MAC GREINE ENERGY CORP | Retrofit | Los Angeles | Los Angeles | 90044 | Host Customer is System Owner | 5 |  | 30004247 | Heliodyne, Inc. | HELIOPAS | HPAS 1 410 G 80 AC D Z | Indirect Forced Circulation (IF) | 40.26 |  | 410 001 | Glycol | Pressure Stagnation Protection (PSP) | Solar Storage and Auxiliary Tanks are separate | 80 | 1 | 0.95 | 65 | Z08 | [18 empty] | City of Los Angeles | FALSE | 28.36 |  | 2011-06-01: 2019-06-12; 2011-08-03: 2019-06-12; 2011-09-20: 2019-07-03 | 1929 | 4254 | Up-front Payment
SCG-013974 | Single Family Residential | Domestic Hot Water | Gas | Southern California Gas Company | Incentive:Paid | 3197 | 25.37 |  | 2 | 126 |  | 126 |  | 2019-09-24 14:02 | 2020-08-12 | ALL VALLEY SOLAR INC | Retrofit | Carpinteria | Carpinteria | 93013 | Host Customer is System Owner | 4 |  | 30004277 | SunEarth, Inc. | CASCADE | TRD-40-80-2G | Indirect Forced Circulation (IF) | 40.95 |  | TRB-40 | Automatic Drainback |  | Solar Storage and Auxiliary Tanks are separate | 80 | 1 | 1 | 55 | Z06 | [18 empty] | County of Santa Barbara | FALSE | 120.29 |  | 2011-06-01: 2019-06-13; 2011-08-03: 2019-09-24; 2011-09-20: 2020-08-12 | 1528 | 15156 | Up-front Payment
SCG-013975 | Single Family Residential | Domestic Hot Water | Gas | Southern California Gas Company | Incentive:Paid | 4366 | 29.85 |  | 1 | 148 |  | 148 |  | 2019-06-14 15:05 | 2019-07-02 | TITANIUM POWER INC | Retrofit | Los Angeles | Los Angeles | 90023 | Host Customer is System Owner | 6 |  | 30004272 | Butler Sun Solutions, Inc. | SOLAR BUTLER | BT1-40-I-T | Indirect Forced Circulation (IF) | 43.72 |  | BT1 | Glycol | Advanced Controller with a Vacation or Holiday Mode | Solar Storage with Tankless Auxiliary Water Heater | 40 | 1 | 1 | 75 | Z09 | [18 empty] | Los Angeles | FALSE | 30.13 |  | 2011-06-01: 2019-06-13; 2011-08-03: 2019-06-14; 2011-09-20: 2019-07-02 | 1928 | 4459 | Up-front Payment
SCG-013976 | Single Family Residential | Domestic Hot Water | Gas | Southern California Gas Company | Incentive:Paid | 4366 | 29.85 |  | 1 | 148 |  | 148 |  | 2019-06-14 15:10 | 2019-07-02 | TITANIUM POWER INC | Retrofit | Los Angeles | Los Angeles | 90023 | Host Customer is System Owner | 5 |  | 30004272 | Butler Sun Solutions, Inc. | SOLAR BUTLER | BT1-40-I-T | Indirect Forced Circulation (IF) | 43.72 |  | BT1 | Glycol | Advanced Controller with a Vacation or Holiday Mode | Solar Storage with Tankless Auxiliary Water Heater | 40 | 1 | 1 | 65 | Z09 | [18 empty] | Los Angeles | FALSE | 30.13 |  | 2011-06-01: 2019-06-13; 2011-08-03: 2019-06-14; 2011-09-20: 2019-07-02 | 1928 | 4459 | Up-front Payment
SCG-013977 | Single Family Residential | Domestic Hot Water | Gas | Southern California Gas Company | Incentive:Paid | 4197 | 29.85 |  | 1 | 148 |  | 141 |  | 2019-06-14 15:06 | 2019-07-02 | TITANIUM POWER INC | Retrofit | Los Angeles | Los Angeles | 90023 | Host Customer is System Owner | 4 |  | 30004272 | Butler Sun Solutions, Inc. | SOLAR BUTLER | BT1-40-I-T | Indirect Forced Circulation (IF) | 43.72 |  | BT1 | Glycol | Advanced Controller with a Vacation or Holiday Mode | Solar Storage with Tankless Auxiliary Water Heater | 40 | 1 | 0.95 | 55 | Z09 | [18 empty] | Los Angeles | FALSE | 28.78 |  | 2011-06-01: 2019-06-13; 2011-08-03: 2019-06-14; 2011-09-20: 2019-07-02 | 1927 | 4259 | Up-front Payment
SCG-013978 | Single Family Residential | Domestic Hot Water | Gas | Southern California Gas Company | Incentive:Paid | 4366 | 29.85 |  | 1 | 148 |  | 148 |  | 2019-06-14 15:10 | 2019-07-02 | TITANIUM POWER INC | Retrofit | Los Angeles | Los Angeles | 90023 | Host Customer is System Owner | 5 |  | 30004272 | Butler Sun Solutions, Inc. | SOLAR BUTLER | BT1-40-I-T | Indirect Forced Circulation (IF) | 43.72 |  | BT1 | Glycol | Advanced Controller with a Vacation or Holiday Mode | Solar Storage with Tankless Auxiliary Water Heater | 40 | 1 | 1 | 65 | Z09 | [18 empty] | Los Angeles | FALSE | 30.13 |  | 2011-06-01: 2019-06-13; 2011-08-03: 2019-06-14; 2011-09-20: 2019-07-02 | 1927 | 4459 | Up-front Payment
SCG-013979 | Single Family Residential | Domestic Hot Water | Gas | Southern California Gas Company | Incentive:Paid | 4366 | 29.85 |  | 1 | 148 |  | 148 |  | 2019-06-14 15:11 | 2019-07-02 | TITANIUM POWER INC | Retrofit | Los Angeles | Los Angeles | 90023 | Host Customer is System Owner | 4 |  | 30004272 | Butler Sun Solutions, Inc. | SOLAR BUTLER | BT1-40-I-T | Indirect Forced Circulation (IF) | 43.72 |  | BT1 | Glycol | Advanced Controller with a Vacation or Holiday Mode | Solar Storage with Tankless Auxiliary Water Heater | 40 | 1 | 1 | 55 | Z09 | [18 empty] | Los Angeles | FALSE | 30.13 |  | 2011-06-01: 2019-06-13; 2011-08-03: 2019-06-14; 2011-09-20: 2019-07-02 | 1927 | 4459 | Up-front Payment
SCG-013980 | Single Family Residential | Domestic Hot Water | Gas | Southern California Gas Company | Incentive:Paid | 3133 | 25.37 |  | 2 | 126 |  | 123 |  | 2019-08-13 17:39 | 2020-08-11 | A F C PLUMBING AND SERVICES INC | Retrofit | Newbury Park | Ventura | 91320 | Host Customer is System Owner | 2 |  | 2010143A | Solene | AURORA/AO SMITH | SLAR40DC-80HE-XG | Indirect Forced Circulation (IF) | 40 |  | SLSG-40 PLUS | Glycol | Advanced Controller with a Thermal Cycling Function | Solar Storage and Auxiliary Tanks are separate | 80 | 0.98 | 1 | 35 | Z06 | [18 empty] | County | FALSE | 95.08 |  | 2011-06-01: 2019-06-13; 2011-08-03: 2019-08-13; 2011-09-20: 2020-08-11 | 1528 | 11980 | Up-front Payment
PGE-013981 | Low Income Multifamily Residential | Domestic Hot Water | Gas | Pacific Gas and Electric | Incentive:Paid | 66904 | 24.89 |  | 1 | 2688 |  | 2688 |  | 2019-06-21 16:50 | 2019-07-11 | SUN LIGHT & POWER | New Construction | Colma | San Mateo | 94014 | Host Customer is System Owner | [7 empty] | 723.06 | 40.17 |  | Glycol | Pressure Stagnation Protection (PSP) | Solar Storage and Auxiliary Tanks are separate |  | 1 | 1 | 2356 | Z03 | 62 | Units | Apartments/Condos | 2010115A | 18 | 1 | 1118 | 1 | 226 | 2 | 799998 | TRUE | 132 | 130 |  | Heliodyne - Delta-T Pro Ethernet |  | Heliodyne - Delta-T Pro Ethernet | Town of Colma | FALSE | 50.11 |  | 2019-06-14 | 2019-06-27 | 2019-06-21 | 2019-07-11 | 2020-03-05 | 2020-04-15 | 1648 | 134689 | Up-front Payment
SCG-013982 | Single Family Residential | Domestic Hot Water | Gas | Southern California Gas Company | Incentive:Paid | 4366 | 29.85 |  | 1 | 148 |  | 148 |  | 2019-06-17 11:39 | 2019-07-05 | TITANIUM POWER INC | Retrofit | Arleta | Los Angeles | 91331 | Host Customer is System Owner | 6 |  | 30004272 | Butler Sun Solutions, Inc. | SOLAR BUTLER | BT1-40-I-T | Indirect Forced Circulation (IF) | 43.72 |  | BT1 | Glycol | Advanced Controller with a Vacation or Holiday Mode | Solar Storage with Tankless Auxiliary Water Heater | 40 | 1 | 1 | 75 | Z09 | [18 empty] | Los Angeles | FALSE | 30.13 |  | 2011-06-01: 2019-06-15; 2011-08-03: 2019-06-17; 2011-09-20: 2019-07-05 | 1928 | 4459 | Up-front Payment
SCG-013983 | Single Family Residential | Domestic Hot Water | Gas | Southern California Gas Company | Incentive:Canceled | 4197 | 29.85 |  | 1 | 148 |  | 141 |  | 2019-06-17 11:42 |  | TITANIUM POWER INC | Retrofit | Los Angeles | Los Angeles | 90063 | Host Customer is System Owner | 4 |  | 30004272 | Butler Sun Solutions, Inc. | SOLAR BUTLER | BT1-40-I-T | Indirect Forced Circulation (IF) | 43.72 |  | BT1 | Glycol | Advanced Controller with a Vacation or Holiday Mode | Solar Storage with Tankless Auxiliary Water Heater | 40 | 1 | 0.95 | 55 | Z09 | [18 empty] | Los Angeles | FALSE | 28.78 |  | 2011-06-01: 2019-06-15; 2011-08-03: 2019-06-17 | 1938 | 4259 | Up-front Payment
SCG-013984 | Single Family Residential | Domestic Hot Water | Gas | Southern California Gas Company | Incentive:Paid | 4366 | 29.85 |  | 1 | 148 |  | 148 |  | 2019-06-17 11:40 | 2019-07-05 | TITANIUM POWER INC | Retrofit | Los Angeles | Los Angeles | 90063 | Host Customer is System Owner | 5 |  | 30004272 | Butler Sun Solutions, Inc. | SOLAR BUTLER | BT1-40-I-T | Indirect Forced Circulation (IF) | 43.72 |  | BT1 | Glycol | Advanced Controller with a Vacation or Holiday Mode | Solar Storage with Tankless Auxiliary Water Heater | 40 | 1 | 1 | 65 | Z09 | [18 empty] | Los Angeles | FALSE | 30.13 |  | 2011-06-01: 2019-06-15; 2011-08-03: 2019-06-17; 2011-09-20: 2019-07-05 | 1928 | 4459 | Up-front Payment
SCG-013985 | Single Family Residential | Domestic Hot Water | Gas | Southern California Gas Company | Incentive:Paid | 4003 | 29.85 |  | 1 | 149 |  | 134 |  | 2019-06-19 13:13 | 2019-07-11 | TITANIUM POWER INC | Retrofit | Los Angeles | Los Angeles | 90018 | Host Customer is System Owner | 5 |  | 30004272 | Butler Sun Solutions, Inc. | SOLAR BUTLER | BT1-40-I-T | Indirect Forced Circulation (IF) | 43.72 |  | BT1 | Glycol | Advanced Controller with a Vacation or Holiday Mode | Solar Storage with Tankless Auxiliary Water Heater | 40 | 1 | 0.9 | 65 | Z08 | [18 empty] | Los Angeles | FALSE | 27.91 |  | 2011-06-01: 2019-06-17; 2011-08-03: 2019-06-19; 2011-09-20: 2019-07-11 | 1928 | 4159 | Up-front Payment
SCG-013986 | Single Family Residential | Domestic Hot Water | Gas | Southern California Gas Company | Incentive:Paid | 4197 | 29.85 |  | 1 | 148 |  | 141 |  | 2019-06-19 12:58 | 2019-07-15 | TITANIUM POWER INC | Retrofit | Los Angeles | Los Angeles | 90063 | Host Customer is System Owner | 4 |  | 30004272 | Butler Sun Solutions, Inc. | SOLAR BUTLER | BT1-40-I-T | Indirect Forced Circulation (IF) | 43.72 |  | BT1 | Glycol | Advanced Controller with a Vacation or Holiday Mode | Solar Storage with Tankless Auxiliary Water Heater | 40 | 1 | 0.95 | 55 | Z09 | [18 empty] | Los Angeles | FALSE | 28.78 |  | 2011-06-01: 2019-06-17; 2011-08-03: 2019-06-19; 2011-09-20: 2019-07-15 | 1928 | 4259 | Up-front Payment
SCG-013987 | Single Family Residential | Domestic Hot Water | Gas | Southern California Gas Company | Incentive:Paid | 4366 | 29.85 |  | 1 | 149 |  | 149 |  | 2019-06-19 13:37 | 2019-07-11 | TITANIUM POWER INC | Retrofit | Los Angeles | Los Angeles | 90018 | Host Customer is System Owner | 6 |  | 30004272 | Butler Sun Solutions, Inc. | SOLAR BUTLER | BT1-40-I-T | Indirect Forced Circulation (IF) | 43.72 |  | BT1 | Glycol | Advanced Controller with a Vacation or Holiday Mode | Solar Storage with Tankless Auxiliary Water Heater | 40 | 1 | 1 | 75 | Z08 | [18 empty] | Los Angeles | FALSE | 29.93 |  | 2011-06-01: 2019-06-17; 2011-08-03: 2019-06-19; 2011-09-20: 2019-07-11 | 1928 | 4459 | Up-front Payment
SCG-013988 | Single Family Residential | Domestic Hot Water | Gas | Southern California Gas Company | Incentive:Paid | 4197 | 29.85 |  | 1 | 148 |  | 141 |  | 2019-06-19 12:50 | 2019-07-11 | TITANIUM POWER INC | Retrofit | North Hollywood | Los Angeles | 91605 | Host Customer is System Owner | 6 |  | 30004272 | Butler Sun Solutions, Inc. | SOLAR BUTLER | BT1-40-I-T | Indirect Forced Circulation (IF) | 43.72 |  | BT1 | Glycol | Advanced Controller with a Vacation or Holiday Mode | Solar Storage with Tankless Auxiliary Water Heater | 40 | 1 | 0.95 | 75 | Z09 | [18 empty] | Los Angeles | FALSE | 28.78 |  | 2011-06-01: 2019-06-17; 2011-08-03: 2019-06-19; 2011-09-20: 2019-07-11 | 1928 | 4259 | Up-front Payment
SCG-013989 | Commercial/Multifamily Residential | Domestic Hot Water | Gas | Southern California Gas Company | Incentive:Paid | 33737 | 20.19 |  | 1 | 1671 |  | 1671 |  | 2019-09-23 17:30 | 2019-10-21 | PROMISE ENERGY INC | Retrofit | La Verne | Los Angeles | 91750 | Host Customer is System Owner | [7 empty] | 563.64 | 40.26 |  | Glycol | Steam Back | Solar Storage and Auxiliary Tanks are separate |  | 1 | 1 | 2660 | Z09 | 70 | Units | Apartments/Condos | 2010115A | 14 | 1 | 800 | 1 | 115 | 1 | 750000 | TRUE | 140 | 120 |  | SunEarth - SETR A503 TTR U + VFS 20-400 |  | SunEarth - SETR A503 TTR U + VFS 20-400 | La Verne | FALSE | 49.9 |  | 2019-06-17 |  | 2019-09-23 | 2019-10-21 | 2021-05-02 | 2021-05-06 | 1255 | 83390.49 | Up-front Payment
SCG-013990 | Commercial/Multifamily Residential | Domestic Hot Water | Gas | Southern California Gas Company | Incentive:Paid | 38139 | 20.19 |  | 1 | 1889 |  | 1889 |  | 2019-09-23 17:30 | 2019-10-21 | PROMISE ENERGY INC | Retrofit | La Verne | Los Angeles | 91750 | Host Customer is System Owner | [7 empty] | 563.64 | 40.26 |  | Glycol | Steam Back | Solar Storage and Auxiliary Tanks are separate |  | 1 | 1 | 2698 | Z09 | 71 | Units | Apartments/Condos | 2010115A | 14 | 1 | 800 | 1 | 115 | 1 | 750000 | TRUE | 140 | 120 |  | SunEarth - SETR A503 TTR U + VFS 20-400 |  | SunEarth - SETR A503 TTR U + VFS 20-400 | La Verne | FALSE | 44.15 |  | 2019-06-17 |  | 2019-09-23 | 2019-10-21 | 2021-05-02 | 2021-05-06 | 1255 | 83390.49 | Up-front Payment
SCG-013991 | Commercial/Multifamily Residential | Domestic Hot Water | Gas | Southern California Gas Company | Incentive:Paid | 97094 | 20.19 |  | 1 | 4809 |  | 4809 |  | 2019-06-19 17:39 | 2019-07-31 | PROMISE ENERGY INC | New Construction | Los Angeles | Los Angeles | 90001 | Host Customer is System Owner | [7 empty] | 1449.36 | 40.26 |  | Glycol | Steam Back | Solar Storage and Auxiliary Tanks are separate |  | 1 | 1 | 4033 | Z08 | 109 | Units | Apartments/Condos | 2010115A | 36 | 1 | 2000 | 4 | 670 | 2 | 999000 | TRUE | 140 | 120 |  | SunEarth - SETR A503 TTR U + VFS 20-400 |  | SunEarth - SETR A503 TTR U + VFS 20-400 | Los Angeles | FALSE | 44.45 |  | 2019-06-18 |  | 2019-06-19 | 2019-07-31 | 2021-05-26 | 2021-08-03 | 1177 | 213764.43 | Up-front Payment
PGE-013992 | Single Family Residential | Domestic Hot Water | Gas | Pacific Gas and Electric | Incentive:Paid | 4366 | 29.85 |  | 1 | 155 |  | 147 |  | 2019-08-14 17:05 | 2019-10-15 | BIG BLUE PLUMBING INC | Retrofit | Oakland | Alameda | 94611 | Host Customer is System Owner | 2 |  | 2007023A | HTP Comfort Solutions LLC | SOLAR SKIES | PR-80-40-GB | Indirect Forced Circulation (IF) | 39.83 |  | SS-40-FP | Glycol | Advanced Controller with a Vacation or Holiday Mode | Solar and Auxiliary Storage are the same Tank | 80 | 1 | 0.95 | 35 | Z03 | [18 empty] | Oakland | FALSE | 93.62 |  | 2019-06-18 | 2019-08-27 |  |  | 2019-08-14 | 2019-10-15 | 1829 | 14511.8 | Up-front Payment
PGE-013993 | Commercial/Multifamily Residential | Domestic Hot Water | Gas | Pacific Gas and Electric | Incentive:Paid | 122265 | 17.16 |  | 2 | 7125 |  | 7125 |  | 2020-07-29 10:59 | 2020-09-11 | SUN LIGHT & POWER | New Construction | San Jose | Santa Clara | 95118 | Host Customer is System Owner | [7 empty] | 1847.82 | 40.17 |  | Glycol | Pressure Stagnation Protection (PSP) | Solar Storage and Auxiliary Tanks are separate |  | 1 | 1 | 7035 | Z04 | 201 | Units | Apartments/Condos | 2010115A | 46 | 2 | 2750 | 1 | 1500 | 3 | 800000 | TRUE | 125 | 120 |  | Heliodyne - Delta-T Pro Ethernet |  | Heliodyne - Delta-T Pro Ethernet | City of San Jose | FALSE | 33.05 |  | 2020-06-12 | 2020-08-21 | 2020-07-29 | 2020-09-11 | 2022-03-04 | 2022-03-09 | 955 | 235492 | Up-front Payment
SCG-013994 | Single Family Residential | Domestic Hot Water | Gas | Southern California Gas Company | Incentive:Paid | 4366 | 29.85 |  | 1 | 148 |  | 148 |  | 2019-06-20 12:48 | 2019-07-12 | TITANIUM POWER INC | Retrofit | Los Angeles | Los Angeles | 90063 | Host Customer is System Owner | 5 |  | 30004272 | Butler Sun Solutions, Inc. | SOLAR BUTLER | BT1-40-I-T | Indirect Forced Circulation (IF) | 43.72 |  | BT1 | Glycol | Advanced Controller with a Vacation or Holiday Mode | Solar Storage with Tankless Auxiliary Water Heater | 40 | 1 | 1 | 65 | Z09 | [18 empty] | Los Angeles | FALSE | 30.13 |  | 2011-06-01: 2019-06-19; 2011-08-03: 2019-06-20; 2011-09-20: 2019-07-12 | 1928 | 4459 | Up-front Payment
SCG-013995 | Commercial/Multifamily Residential | Domestic Hot Water | Gas | Southern California Gas Company | Incentive:Paid | 33136 | 17.16 |  | 2 | 1931 |  | 1931 |  | 2019-12-03 08:43 | 2020-07-02 | PROMISE ENERGY INC | Retrofit | Los Angeles | Los Angeles | 90047 | Host Customer is System Owner | [7 empty] | 724.68 | 40.26 |  | Glycol | Steam Back | Solar Storage and Auxiliary Tanks are separate |  | 1 | 1 | 1400 | Z08 | 35 | Units | Apartments/Condos | 2010115A | 18 | 1 | 1100 | 1 | 200 | 2 | 199000 | TRUE | 140 | 120 |  | SunEarth - SETR A503 TTR U + VFS 20-400 |  | SunEarth - SETR A503 TTR U + VFS 20-400 | Los Angeles | FALSE | 74.57 |  | 2019-06-19 |  | 2019-12-03 | 2020-07-02 | 2021-03-11 | 2021-03-22 | 1311 | 144000 | Up-front Payment
SCG-013996 | Commercial/Multifamily Residential | Domestic Hot Water | Gas | Southern California Gas Company | Incentive:Paid | 32518 | 17.16 |  | 2 | 1895 |  | 1895 |  | 2019-12-03 08:42 | 2020-07-02 | PROMISE ENERGY INC | Retrofit | Los Angeles | Los Angeles | 90047 | Host Customer is System Owner | [7 empty] | 724.68 | 40.26 |  | Glycol | Steam Back | Solar Storage and Auxiliary Tanks are separate |  | 1 | 1 | 1400 | Z08 | 35 | Units | Apartments/Condos | 2010115A | 18 | 1 | 1000 | 1 | 200 | 2 | 199000 | TRUE | 140 | 120 |  | SunEarth - SETR A503 TTR U + VFS 20-400 |  | SunEarth - SETR A503 TTR U + VFS 20-400 | Los Angeles | FALSE | 75.99 |  | 2019-06-19 |  | 2019-12-03 | 2020-07-02 | 2021-03-11 | 2021-03-22 | 1311 | 144000 | Up-front Payment
SCG-013998 | Single Family Residential | Domestic Hot Water | Gas | Southern California Gas Company | Incentive:Paid | 3400 | 25.37 |  | 2 | 134 |  | 134 |  | 2019-08-12 06:42 | 2019-08-26 | ALL VALLEY SOLAR INC | Retrofit | Studio City | Studio City | 91604 | Host Customer is System Owner | 4 |  | 30004277 | SunEarth, Inc. | CASCADE | TRD-40-80-2G | Indirect Forced Circulation (IF) | 40.95 |  | TRB-40 | Automatic Drainback |  | Solar Storage and Auxiliary Tanks are separate | 80 | 1 | 1 | 55 | Z09 | [18 empty] | LADBS | FALSE | 133.73 |  | 2019-06-20 | 2019-08-26 |  |  | 2019-08-12 | 2019-08-26 | 1528 | 17920 | Up-front Payment
PGE-013999 | Low Income Multifamily Residential | Domestic Hot Water | Gas | Pacific Gas and Electric | Incentive:Paid | 232224 | 24.89 |  | 1 | 9330 |  | 9330 |  | 2020-06-25 14:14 | 2020-07-23 | SUN LIGHT & POWER | Retrofit | Oakland | Alameda | 94611 | Host Customer is System Owner | [7 empty] | 2657.16 | 40.26 |  | Glycol | Advanced Controller with a Vacation or Holiday Mode | Solar Storage and Auxiliary Tanks are separate |  | 1 | 1 | 7400 | Z03 | 200 | Units | Apartments/Condos | 2010115A | 66 | 2 | 3800 | 1 | 180 | 1 | 990000 | TRUE | 130 | 120 |  | Heliodyne - Delta-T Pro Ethernet |  | Heliodyne - Delta-T Pro Ethernet | City of Oakland | FALSE | 38.8 |  | 2020-06-25 | 2020-07-08 | 2020-06-25 | 2020-07-23 | 2020-11-19 | 2021-03-26 | 1303 | 361998 | Up-front Payment
SCG-014000 | Single Family Residential | Domestic Hot Water | Gas | Southern California Gas Company | Incentive:Paid | 3710 | 25.37 |  | 2 | 148 |  | 148 |  | 2019-06-24 12:36 | 2019-09-04 | TITANIUM POWER INC | Retrofit | North Hollywood | Los Angeles | 91606 | Host Customer is System Owner | 4 |  | 30004272 | Butler Sun Solutions, Inc. | SOLAR BUTLER | BT1-40-I-T | Indirect Forced Circulation (IF) | 43.72 |  | BT1 | Glycol | Advanced Controller with a Vacation or Holiday Mode | Solar Storage with Tankless Auxiliary Water Heater | 40 | 1 | 1 | 55 | Z09 | [18 empty] | Los Angeles | FALSE | 30.13 |  | 2011-06-01: 2019-06-20; 2011-08-03: 2019-06-24; 2011-09-20: 2019-09-04 | 1877 | 4459 | Up-front Payment
SCG-014001 | Single Family Residential | Domestic Hot Water | Gas | Southern California Gas Company | Incentive:Paid | 3710 | 25.37 |  | 2 | 148 |  | 148 |  | 2019-06-24 12:38 | 2019-09-04 | TITANIUM POWER INC | Retrofit | Arleta | Los Angeles | 91331 | Host Customer is System Owner | 4 |  | 30004272 | Butler Sun Solutions, Inc. | SOLAR BUTLER | BT1-40-I-T | Indirect Forced Circulation (IF) | 43.72 |  | BT1 | Glycol | Advanced Controller with a Vacation or Holiday Mode | Solar Storage with Tankless Auxiliary Water Heater | 40 | 1 | 1 | 55 | Z09 | [18 empty] | Los Angeles | FALSE | 30.13 |  | 2011-06-01: 2019-06-20; 2011-08-03: 2019-06-24; 2011-09-20: 2019-09-04 | 1877 | 4459 | Up-front Payment
SCG-014002 | Single Family Residential | Domestic Hot Water | Gas | Southern California Gas Company | Incentive:Paid | 4366 | 29.85 |  | 1 | 149 |  | 149 |  | 2019-06-24 14:28 | 2019-08-20 | TITANIUM POWER INC | Retrofit | Los Angeles | Los Angeles | 90016 | Host Customer is System Owner | 5 |  | 30004272 | Butler Sun Solutions, Inc. | SOLAR BUTLER | BT1-40-I-T | Indirect Forced Circulation (IF) | 43.72 |  | BT1 | Glycol | Advanced Controller with a Vacation or Holiday Mode | Solar Storage with Tankless Auxiliary Water Heater | 40 | 1 | 1 | 65 | Z08 | [18 empty] | Los Angeles | FALSE | 29.93 |  | 2011-06-01: 2019-06-20; 2011-08-03: 2019-06-24; 2011-09-20: 2019-08-20 | 1893 | 4459 | Up-front Payment
SCG-014003 | Single Family Residential | Domestic Hot Water | Gas | Southern California Gas Company | Incentive:Paid | 4366 | 29.85 |  | 1 | 148 |  | 148 |  | 2019-06-21 15:38 | 2019-07-26 | TITANIUM POWER INC | Retrofit | Los Angeles | Los Angeles | 90023 | Host Customer is System Owner | 4 |  | 30004272 | Butler Sun Solutions, Inc. | SOLAR BUTLER | BT1-40-I-T | Indirect Forced Circulation (IF) | 43.72 |  | BT1 | Glycol | Advanced Controller with a Vacation or Holiday Mode | Solar Storage with Tankless Auxiliary Water Heater | 40 | 1 | 1 | 55 | Z09 | [18 empty] | Los Angeles | FALSE | 30.13 |  | 2011-06-01: 2019-06-20; 2011-08-03: 2019-06-21; 2011-09-20: 2019-07-26 | 1914 | 4459 | Up-front Payment
SCG-014004 | Single Family Residential | Domestic Hot Water | Gas | Southern California Gas Company | Incentive:Paid | 4366 | 29.85 |  | 1 | 148 |  | 148 |  | 2019-06-24 13:52 | 2019-08-13 | TITANIUM POWER INC | Retrofit | Los Angeles | Los Angeles | 90023 | Host Customer is System Owner | 4 |  | 30004272 | Butler Sun Solutions, Inc. | SOLAR BUTLER | BT1-40-I-T | Indirect Forced Circulation (IF) | 43.72 |  | BT1 | Glycol | Advanced Controller with a Vacation or Holiday Mode | Solar Storage with Tankless Auxiliary Water Heater | 40 | 1 | 1 | 55 | Z09 | [18 empty] | Los Angeles | FALSE | 30.13 |  | 2011-06-01: 2019-06-20; 2011-08-03: 2019-06-24; 2011-09-20: 2019-08-13 | 1899 | 4459 | Up-front Payment
SCG-014005 | Single Family Residential | Domestic Hot Water | Gas | Southern California Gas Company | Incentive:Paid | 4366 | 29.85 |  | 1 | 148 |  | 148 |  | 2019-06-24 12:32 | 2019-08-13 | TITANIUM POWER INC | Retrofit | Los Angeles | Los Angeles | 90023 | Host Customer is System Owner | 4 |  | 30004272 | Butler Sun Solutions, Inc. | SOLAR BUTLER | BT1-40-I-T | Indirect Forced Circulation (IF) | 43.72 |  | BT1 | Glycol | Advanced Controller with a Vacation or Holiday Mode | Solar Storage with Tankless Auxiliary Water Heater | 40 | 1 | 1 | 55 | Z09 | [18 empty] | Los Angeles | FALSE | 30.13 |  | 2011-06-01: 2019-06-20; 2011-08-03: 2019-06-24; 2011-09-20: 2019-08-13 | 1900 | 4459 | Up-front Payment
SCG-014006 | Single Family Residential | Domestic Hot Water | Gas | Southern California Gas Company | Incentive:Paid | 4366 | 29.85 |  | 1 | 148 |  | 148 |  | 2019-06-24 12:28 | 2019-08-09 | TITANIUM POWER INC | Retrofit | Los Angeles | Los Angeles | 90023 | Host Customer is System Owner | 8 |  | 30004272 | Butler Sun Solutions, Inc. | SOLAR BUTLER | BT1-40-I-T | Indirect Forced Circulation (IF) | 43.72 |  | BT1 | Glycol | Advanced Controller with a Vacation or Holiday Mode | Solar Storage with Tankless Auxiliary Water Heater | 40 | 1 | 1 | 95 | Z09 | [18 empty] | Los Angeles | FALSE | 30.13 |  | 2011-06-01: 2019-06-20; 2011-08-03: 2019-06-24; 2011-09-20: 2019-08-09 | 1900 | 4459 | Up-front Payment
SCG-014007 | Single Family Residential | Domestic Hot Water | Gas | Southern California Gas Company | Incentive:Paid | 4366 | 29.85 |  | 1 | 148 |  | 148 |  | 2019-06-21 15:42 | 2019-07-29 | TITANIUM POWER INC | Retrofit | Mission Hills | Los Angeles | 91345 | Host Customer is System Owner | 5 |  | 30004272 | Butler Sun Solutions, Inc. | SOLAR BUTLER | BT1-40-I-T | Indirect Forced Circulation (IF) | 43.72 |  | BT1 | Glycol | Advanced Controller with a Vacation or Holiday Mode | Solar Storage with Tankless Auxiliary Water Heater | 40 | 1 | 1 | 65 | Z09 | [18 empty] | Los Angeles | FALSE | 30.13 |  | 2011-06-01: 2019-06-20; 2011-08-03: 2019-06-21; 2011-09-20: 2019-07-29 | 1914 | 4459 | Up-front Payment
SCG-014009 | Single Family Residential | Domestic Hot Water | Gas | Southern California Gas Company | Incentive:Paid | 3710 | 25.37 |  | 2 | 149 |  | 149 |  | 2019-06-27 12:20 | 2019-09-03 | DOCTOR PIPER INC | Retrofit | San Fernando | Los Angeles | 91340 | Host Customer is System Owner | 5 |  | 30004296 | SunEarth, Inc. | SOLARAY | TE40T-80-2G | Indirect Forced Circulation (IF) | 40.95 |  | TRB-40 | Glycol | Steam Back | Solar Storage and Auxiliary Tanks are separate | 80 | 1 | 1 | 65 | Z09 | [18 empty] | City of Los Angeles | FALSE | 36.22 |  | 2011-06-01: 2019-06-20; 2011-08-03: 2019-06-27; 2011-09-20: 2019-09-03 | 1878 | 5397 | Up-front Payment
SCG-014010 | Single Family Residential | Domestic Hot Water | Gas | Southern California Gas Company | Incentive:Paid | 4366 | 29.85 |  | 1 | 149 |  | 149 |  | 2019-06-20 15:38 | 2019-07-16 | DOCTOR PIPER INC | Retrofit | San Fernando | Los Angeles | 91340 | Host Customer is System Owner | 5 |  | 30004296 | SunEarth, Inc. | SOLARAY | TE40T-80-2G | Indirect Forced Circulation (IF) | 40.95 |  | TRB-40 | Glycol | Steam Back | Solar Storage and Auxiliary Tanks are separate | 80 | 1 | 1 | 65 | Z09 | [18 empty] | City of Los Angeles | FALSE | 36.22 |  | 2011-06-01: 2019-06-20; 2011-08-03: 2019-06-20; 2011-09-20: 2019-07-16 | 1926 | 5397 | Up-front Payment
SCG-014011 | Single Family Residential | Domestic Hot Water | Gas | Southern California Gas Company | Incentive:Paid | 4366 | 29.85 |  | 1 | 149 |  | 149 |  | 2019-06-20 16:11 | 2019-07-16 | DOCTOR PIPER INC | Retrofit | Winnetka | Los Angeles | 91306 | Host Customer is System Owner | 4 |  | 30004296 | SunEarth, Inc. | SOLARAY | TE40T-80-2G | Indirect Forced Circulation (IF) | 40.95 |  | TRB-40 | Glycol | Steam Back | Solar Storage and Auxiliary Tanks are separate | 80 | 1 | 1 | 55 | Z09 | [18 empty] | City of Los Angeles | FALSE | 36.22 |  | 2011-06-01: 2019-06-20; 2011-08-03: 2019-06-20; 2011-09-20: 2019-07-16 | 1926 | 5397 | Up-front Payment
SCG-014012 | Single Family Residential | Domestic Hot Water | Gas | Southern California Gas Company | Incentive:Paid | 4197 | 29.85 |  | 1 | 148 |  | 141 |  | 2019-06-20 16:32 | 2019-07-17 | DOCTOR PIPER INC | Retrofit | LOS ANGELES | Los Angeles | 90001 | Host Customer is System Owner | 5 |  | 30004296 | SunEarth, Inc. | SOLARAY | TE40T-80-2G | Indirect Forced Circulation (IF) | 40.95 |  | TRB-40 | Glycol | Steam Back | Solar Storage and Auxiliary Tanks are separate | 80 | 1 | 0.95 | 65 | Z08 | [18 empty] | City of Los Angeles | FALSE | 36.47 |  | 2011-06-01: 2019-06-20; 2011-08-03: 2019-06-20; 2011-09-20: 2019-07-17 | 1927 | 5397 | Up-front Payment
SCG-014013 | Single Family Residential | Domestic Hot Water | Gas | Southern California Gas Company | Incentive:Paid | 4366 | 29.85 |  | 1 | 151 |  | 151 |  | 2019-06-20 16:49 | 2019-07-19 | DOCTOR PIPER INC | Retrofit | Sylmar | Los Angeles | 91342 | Host Customer is System Owner | 4 |  | 30004247 | Heliodyne, Inc. | HELIOPAS | HPAS 1 410 G 80 AC D Z | Indirect Forced Circulation (IF) | 40.26 |  | 410 001 | Glycol | Steam Back | Solar Storage and Auxiliary Tanks are separate | 80 | 1 | 1 | 55 | Z09 | [18 empty] | City of Los Angeles | FALSE | 35.74 |  | 2011-06-01: 2019-06-20; 2011-08-03: 2019-06-20; 2011-09-20: 2019-07-19 | 1922 | 5397 | Up-front Payment
SCG-014014 | Single Family Residential | Domestic Hot Water | Gas | Southern California Gas Company | Incentive:Paid | 4225 | 29.85 |  | 1 | 149 |  | 142 |  | 2019-06-21 07:47 | 2019-07-15 | DOCTOR PIPER INC | Retrofit | Northridge | Los Angeles | 91324 | Host Customer is System Owner | 3 |  | 30004296 | SunEarth, Inc. | SOLARAY | TE40T-80-2G | Indirect Forced Circulation (IF) | 40.95 |  | TRB-40 | Glycol | Steam Back | Solar Storage and Auxiliary Tanks are separate | 80 | 1 | 0.95 | 45 | Z09 | [18 empty] | City of Los Angeles | FALSE | 36.22 |  | 2011-06-01: 2019-06-21; 2011-08-03: 2019-06-21; 2011-09-20: 2019-07-15 | 1928 | 5397 | Up-front Payment
SCG-014015 | Single Family Residential | Domestic Hot Water | Gas | Southern California Gas Company | Incentive:Paid | 4366 | 29.85 |  | 1 | 149 |  | 149 |  | 2019-06-21 07:58 | 2019-07-19 | DOCTOR PIPER INC | New Construction | Reseda | Los Angeles | 91335 | Host Customer is System Owner | 4 |  | 30004296 | SunEarth, Inc. | SOLARAY | TE40T-80-2G | Indirect Forced Circulation (IF) | 40.95 |  | TRB-40 | Glycol | Steam Back | Solar Storage and Auxiliary Tanks are separate | 80 | 1 | 1 | 55 | Z09 | [18 empty] | City of Los Angeles | FALSE | 36.22 |  | 2011-06-01: 2019-06-21; 2011-08-03: 2019-06-21; 2011-09-20: 2019-07-19 | 1922 | 5397 | Up-front Payment
SCG-014016 | Single Family Residential | Domestic Hot Water | Gas | Southern California Gas Company | Incentive:Paid | 4366 | 29.85 |  | 1 | 149 |  | 149 |  | 2019-06-21 09:05 | 2019-07-22 | DOCTOR PIPER INC | Retrofit | Sylmar | Los Angeles | 91342 | Host Customer is System Owner | 4 |  | 30004296 | SunEarth, Inc. | SOLARAY | TE40T-80-2G | Indirect Forced Circulation (IF) | 40.95 |  | TRB-40 | Glycol | Steam Back | Solar Storage and Auxiliary Tanks are separate | 80 | 1 | 1 | 55 | Z09 | [18 empty] | City of Los Angeles | FALSE | 36.22 |  | 2011-06-01: 2019-06-21; 2011-08-03: 2019-06-21; 2011-09-20: 2019-07-22 | 1921 | 5397 | Up-front Payment
SCG-014017 | Single Family Residential | Domestic Hot Water | Gas | Southern California Gas Company | Incentive:Paid | 4366 | 29.85 |  | 1 | 149 |  | 149 |  | 2019-06-21 09:24 | 2019-07-22 | DOCTOR PIPER INC | Retrofit | Panorama City | Los Angeles | 91402 | Host Customer is System Owner | 5 |  | 30004296 | SunEarth, Inc. | SOLARAY | TE40T-80-2G | Indirect Forced Circulation (IF) | 40.95 |  | TRB-40 | Glycol | Steam Back | Solar Storage and Auxiliary Tanks are separate | 80 | 1 | 1 | 65 | Z09 | [18 empty] | City of Los Angeles | FALSE | 36.22 |  | 2011-06-01: 2019-06-21; 2011-08-03: 2019-06-21; 2011-09-20: 2019-07-22 | 1921 | 5397 | Up-front Payment
PGE-014018 | Multifamily Residential - Disadvantaged Community | Domestic Hot Water | Gas | Pacific Gas and Electric | Incentive:Paid | 14194 | 20.19 |  | 1 | 703 |  | 703 |  | 2019-06-24 04:31 | 2019-06-27 | INTELLIGENT GREEN SOLUTIONS CA | Retrofit | Bakersfield | Kern | 93307 | Lease | [7 empty] | 294.9 | 29.49 |  | Glycol | Steam Back | Solar Storage and Auxiliary Tanks are separate |  | 1 | 1 | 480 | Z13 | 32 | Units | Hotels/Motels | 10002034 | 10 | 1 | 400 | 1 | 100 | 1 | 75000 | FALSE | 160 | 140 |  |  |  |  | Bakersfield | FALSE | 54.53 |  | 2019-06-21 |  | 2019-06-24 | 2019-06-27 | 2019-06-28 | 2019-06-28 | 1933 | 38337 | Up-front Payment
SCG-014020 | Single Family Residential | Domestic Hot Water | Gas | Southern California Gas Company | Incentive:Paid | 4366 | 29.85 |  | 1 | 148 |  | 148 |  | 2019-06-24 13:50 | 2019-08-09 | TITANIUM POWER INC | Retrofit | Los Angeles | Los Angeles | 90023 | Host Customer is System Owner | 6 |  | 30004272 | Butler Sun Solutions, Inc. | SOLAR BUTLER | BT1-40-I-T | Indirect Forced Circulation (IF) | 43.72 |  | BT1 | Glycol | Advanced Controller with a Vacation or Holiday Mode | Solar Storage with Tankless Auxiliary Water Heater | 40 | 1 | 1 | 75 | Z09 | [18 empty] | Los Angeles | FALSE | 30.13 |  | 2011-06-01: 2019-06-21; 2011-08-03: 2019-06-24; 2011-09-20: 2019-08-09 | 1900 | 4459 | Up-front Payment
SCG-014021 | Single Family Residential | Domestic Hot Water | Gas | Southern California Gas Company | Incentive:Canceled | 4366 | 29.85 |  | 1 | 148 |  | 148 |  | 2019-06-24 13:34 |  | TITANIUM POWER INC | Retrofit | Los Angeles | Los Angeles | 90023 | Host Customer is System Owner | 5 |  | 30004272 | Butler Sun Solutions, Inc. | SOLAR BUTLER | BT1-40-I-T | Indirect Forced Circulation (IF) | 43.72 |  | BT1 | Glycol | Advanced Controller with a Vacation or Holiday Mode | Solar Storage with Tankless Auxiliary Water Heater | 40 | 1 | 1 | 65 | Z09 | [18 empty] | Los Angeles | FALSE | 30.13 |  | 2011-06-01: 2019-06-21; 2011-06-21: 2019-06-28; 2011-08-03: 2019-06-24 | 1948 | 4459 | Up-front Payment
SCG-014022 | Single Family Residential | Domestic Hot Water | Gas | Southern California Gas Company | Incentive:Paid | 4197 | 29.85 |  | 1 | 148 |  | 141 |  | 2019-06-24 14:19 | 2019-08-09 | TITANIUM POWER INC | Retrofit | Los Angeles | Los Angeles | 90023 | Host Customer is System Owner | 6 |  | 30004272 | Butler Sun Solutions, Inc. | SOLAR BUTLER | BT1-40-I-T | Indirect Forced Circulation (IF) | 43.72 |  | BT1 | Glycol | Advanced Controller with a Vacation or Holiday Mode | Solar Storage with Tankless Auxiliary Water Heater | 40 | 1 | 0.95 | 75 | Z09 | [18 empty] | Los Angeles | FALSE | 29.45 |  | 2011-06-01: 2019-06-21; 2011-08-03: 2019-06-24; 2011-09-20: 2019-08-09 | 1900 | 4359 | Up-front Payment
SCG-014023 | Single Family Residential | Domestic Hot Water | Gas | Southern California Gas Company | Incentive:Paid | 4366 | 29.85 |  | 1 | 148 |  | 148 |  | 2019-06-24 14:17 | 2019-08-09 | TITANIUM POWER INC | Retrofit | Los Angeles | Los Angeles | 90023 | Host Customer is System Owner | 4 |  | 30004272 | Butler Sun Solutions, Inc. | SOLAR BUTLER | BT1-40-I-T | Indirect Forced Circulation (IF) | 43.72 |  | BT1 | Glycol | Advanced Controller with a Vacation or Holiday Mode | Solar Storage with Tankless Auxiliary Water Heater | 40 | 1 | 1 | 55 | Z09 | [18 empty] | Los Angeles | FALSE | 30.13 |  | 2011-06-01: 2019-06-21; 2011-08-03: 2019-06-24; 2011-09-20: 2019-08-09 | 1900 | 4459 | Up-front Payment
SCG-014024 | Single Family Residential | Domestic Hot Water | Gas | Southern California Gas Company | Incentive:Paid | 4197 | 29.85 |  | 1 | 148 |  | 141 |  | 2019-06-24 14:04 | 2019-08-12 | TITANIUM POWER INC | Retrofit | Los Angeles | Los Angeles | 90023 | Host Customer is System Owner | 4 |  | 30004272 | Butler Sun Solutions, Inc. | SOLAR BUTLER | BT1-40-I-T | Indirect Forced Circulation (IF) | 43.72 |  | BT1 | Glycol | Advanced Controller with a Vacation or Holiday Mode | Solar Storage with Tankless Auxiliary Water Heater | 40 | 1 | 0.95 | 55 | Z09 | [18 empty] | Los Angeles | FALSE | 29.45 |  | 2011-06-01: 2019-06-22; 2011-08-03: 2019-06-24; 2011-09-20: 2019-08-12 | 1900 | 4359 | Up-front Payment
SCG-014025 | Single Family Residential | Domestic Hot Water | Gas | Southern California Gas Company | Incentive:Paid | 4366 | 29.85 |  | 1 | 148 |  | 148 |  | 2019-06-24 14:08 | 2019-08-20 | TITANIUM POWER INC | Retrofit | Los Angeles | Los Angeles | 90023 | Host Customer is System Owner | 5 |  | 30004272 | Butler Sun Solutions, Inc. | SOLAR BUTLER | BT1-40-I-T | Indirect Forced Circulation (IF) | 43.72 |  | BT1 | Glycol | Advanced Controller with a Vacation or Holiday Mode | Solar Storage with Tankless Auxiliary Water Heater | 40 | 1 | 1 | 65 | Z09 | [18 empty] | Los Angeles | FALSE | 30.13 |  | 2011-06-01: 2019-06-22; 2011-08-03: 2019-06-24; 2011-09-20: 2019-08-20 | 1893 | 4459 | Up-front Payment
SCG-014026 | Single Family Residential | Domestic Hot Water | Gas | Southern California Gas Company | Incentive:Paid | 4197 | 29.85 |  | 1 | 148 |  | 141 |  | 2019-06-24 13:56 | 2019-08-12 | TITANIUM POWER INC | Retrofit | West Hills | Los Angeles | 91307 | Host Customer is System Owner | 4 |  | 30004272 | Butler Sun Solutions, Inc. | SOLAR BUTLER | BT1-40-I-T | Indirect Forced Circulation (IF) | 43.72 |  | BT1 | Glycol | Advanced Controller with a Vacation or Holiday Mode | Solar Storage with Tankless Auxiliary Water Heater | 40 | 1 | 0.95 | 55 | Z09 | [18 empty] | Los Angeles | FALSE | 29.45 |  | 2011-06-01: 2019-06-22; 2011-08-03: 2019-06-24; 2011-09-20: 2019-08-12 | 1900 | 4359 | Up-front Payment
SCG-014027 | Single Family Residential | Domestic Hot Water | Gas | Southern California Gas Company | Incentive:Paid | 4366 | 29.85 |  | 1 | 148 |  | 148 |  | 2019-06-24 14:05 | 2019-08-12 | TITANIUM POWER INC | Retrofit | San Fernando | Los Angeles | 91340 | Host Customer is System Owner | 6 |  | 30004272 | Butler Sun Solutions, Inc. | SOLAR BUTLER | BT1-40-I-T | Indirect Forced Circulation (IF) | 43.72 |  | BT1 | Glycol | Advanced Controller with a Vacation or Holiday Mode | Solar Storage with Tankless Auxiliary Water Heater | 40 | 1 | 1 | 75 | Z09 | [18 empty] | Los Angeles | FALSE | 30.13 |  | 2011-06-01: 2019-06-22; 2011-08-03: 2019-06-24; 2011-09-20: 2019-08-12 | 1900 | 4459 | Up-front Payment
SCG-014028 | Single Family Residential | Domestic Hot Water | Gas | Southern California Gas Company | Incentive:Paid | 4366 | 29.85 |  | 1 | 148 |  | 148 |  | 2019-06-24 17:17 | 2019-08-12 | TITANIUM POWER INC | Retrofit | Winnetka | Los Angeles | 91306 | Host Customer is System Owner | 6 |  | 30004272 | Butler Sun Solutions, Inc. | SOLAR BUTLER | BT1-40-I-T | Indirect Forced Circulation (IF) | 43.72 |  | BT1 | Glycol | Advanced Controller with a Vacation or Holiday Mode | Solar Storage with Tankless Auxiliary Water Heater | 40 | 1 | 1 | 75 | Z09 | [18 empty] | Los Angeles | FALSE | 30.13 |  | 2011-06-01: 2019-06-22; 2011-08-03: 2019-06-24; 2011-09-20: 2019-08-12 | 1899 | 4459 | Up-front Payment
SCG-014029 | Single Family Residential | Domestic Hot Water | Gas | Southern California Gas Company | Incentive:Paid | 4366 | 29.85 |  | 1 | 148 |  | 148 |  | 2019-06-24 14:01 | 2019-08-12 | TITANIUM POWER INC | Retrofit | North HIlls | Los Angeles | 91343 | Host Customer is System Owner | 5 |  | 30004272 | Butler Sun Solutions, Inc. | SOLAR BUTLER | BT1-40-I-T | Indirect Forced Circulation (IF) | 43.72 |  | BT1 | Glycol | Advanced Controller with a Vacation or Holiday Mode | Solar Storage with Tankless Auxiliary Water Heater | 40 | 1 | 1 | 65 | Z09 | [18 empty] | Los Angeles | FALSE | 30.13 |  | 2011-06-01: 2019-06-22; 2011-08-03: 2019-06-24; 2011-09-20: 2019-08-12 | 1899 | 4459 | Up-front Payment
SCG-014030 | Single Family Residential | Domestic Hot Water | Gas | Southern California Gas Company | Incentive:Paid | 4197 | 29.85 |  | 1 | 148 |  | 141 |  | 2019-06-24 16:52 | 2019-08-12 | TITANIUM POWER INC | Retrofit | Mission Hills | Los Angeles | 91345 | Host Customer is System Owner | 4 |  | 30004272 | Butler Sun Solutions, Inc. | SOLAR BUTLER | BT1-40-I-T | Indirect Forced Circulation (IF) | 43.72 |  | BT1 | Glycol | Advanced Controller with a Vacation or Holiday Mode | Solar Storage with Tankless Auxiliary Water Heater | 40 | 1 | 0.95 | 55 | Z09 | [18 empty] | Los Angeles | FALSE | 29.45 |  | 2011-06-01: 2019-06-22; 2011-08-03: 2019-06-24; 2011-09-20: 2019-08-12 | 1899 | 4359 | Up-front Payment
SCG-014031 | Single Family Residential | Domestic Hot Water | Gas | Southern California Gas Company | Incentive:Paid | 4366 | 29.85 |  | 1 | 148 |  | 148 |  | 2019-06-24 13:58 | 2019-08-13 | TITANIUM POWER INC | Retrofit | Los Angeles | Los Angeles | 90023 | Owner/Tenant | 4 |  | 30004272 | Butler Sun Solutions, Inc. | SOLAR BUTLER | BT1-40-I-T | Indirect Forced Circulation (IF) | 43.72 |  | BT1 | Glycol | Advanced Controller with a Vacation or Holiday Mode | Solar Storage with Tankless Auxiliary Water Heater | 40 | 1 | 1 | 55 | Z09 | [18 empty] | Los Angeles | FALSE | 30.13 |  | 2011-06-01: 2019-06-22; 2011-08-03: 2019-06-24; 2011-09-20: 2019-08-13 | 1899 | 4459 | Up-front Payment
SCG-014034 | Commercial/Multifamily Residential | Domestic Hot Water | Gas | Southern California Gas Company | Incentive:Paid | 6824 | 20.19 |  | 1 | 338 |  | 338 |  | 2019-08-31 14:21 | 2019-09-03 | INTELLIGENT GREEN SOLUTIONS CA | Retrofit | Ivanhoe | Tulare | 93235 | Lease | [7 empty] | 235.92 | 29.49 |  | Glycol | Steam Back | Solar Storage and Auxiliary Tanks are separate |  | 1 | 1 | 192 | Z13 | 80 | Full meals served | Meal Service Restaurant | 10002034 | 8 | 1 | 300 | 1 | 30 | 1 | 30000 | FALSE | 160 | 140 |  |  |  |  | County of Tulare | FALSE | 90.74 |  | 2019-06-23 |  | 2019-08-31 | 2019-09-03 | 2019-09-17 | 2019-09-23 | 1858 | 30670 | Up-front Payment
PGE-014036 | Multifamily Residential - Disadvantaged Community | Domestic Hot Water | Gas | Pacific Gas and Electric | Incentive:Paid | 13729 | 20.19 |  | 1 | 680 |  | 680 |  | 2019-06-24 04:45 | 2019-06-27 | INTELLIGENT GREEN SOLUTIONS CA | Retrofit | Bakersfield | Kern | 93307 | Lease | [7 empty] | 294.9 | 29.49 |  | Glycol | Steam Back | Solar Storage and Auxiliary Tanks are separate |  | 1 | 1 | 450 | Z13 | 30 | Units | Hotels/Motels | 10002034 | 10 | 1 | 400 | 1 | 100 | 1 | 75000 | FALSE | 160 | 140 |  |  |  |  | Bakersfield | FALSE | 56.38 |  | 2019-06-23 | 2019-06-27 | 2019-06-24 | 2019-06-27 | 2019-06-28 | 2019-06-28 | 1933 | 38337 | Up-front Payment
SCG-014037 | Single Family Residential | Domestic Hot Water | Gas | Southern California Gas Company | Incentive:Paid | 2207 | 25.37 |  | 2 | 87 |  | 87 |  | 2019-06-25 10:04 | 2019-09-05 | TITANIUM POWER INC | Retrofit | Los Angeles | Los Angeles | 90003 | Host Customer is System Owner | 5 |  | 30004078 | GREENoneTEC Solarindustrie GmbH | Solpal Plus | Solpal Plus L-G | Direct Integral Collector Storage (DI) | 25.66 |  | Solpal Plus L |  |  | Solar Storage and Auxiliary Tanks are separate |  | 1 | 1 | 65 | Z08 | [18 empty] | Los Angeles | FALSE | 30.56 |  | 2011-06-01: 2019-06-24; 2011-08-03: 2019-06-25; 2011-09-20: 2019-09-05 | 1873 | 2659 | Up-front Payment
SCG-014038 | Single Family Residential | Domestic Hot Water | Gas | Southern California Gas Company | Incentive:Paid | 2207 | 25.37 |  | 2 | 87 |  | 87 |  | 2019-06-26 15:02 | 2019-09-12 | TITANIUM POWER INC | Retrofit | Los Angeles | Los Angeles | 90018 | Host Customer is System Owner | 4 |  | 30004078 | GREENoneTEC Solarindustrie GmbH | Solpal Plus | Solpal Plus L-G | Direct Integral Collector Storage (DI) | 25.66 |  | Solpal Plus L |  |  | Solar Storage and Auxiliary Tanks are separate |  | 1 | 1 | 55 | Z08 | [18 empty] | Los Angeles | FALSE | 30.56 |  | 2011-06-01: 2019-06-24; 2011-08-03: 2019-06-26; 2011-09-20: 2019-09-12 | 1864 | 2659 | Up-front Payment
SCG-014039 | Single Family Residential | Domestic Hot Water | Gas | Southern California Gas Company | Incentive:Paid | 2207 | 25.37 |  | 2 | 87 |  | 87 |  | 2019-06-25 10:03 | 2019-09-06 | TITANIUM POWER INC | Retrofit | Los Angeles | Los Angeles | 90011 | Host Customer is System Owner | 4 |  | 30004078 | GREENoneTEC Solarindustrie GmbH | Solpal Plus | Solpal Plus L-G | Direct Integral Collector Storage (DI) | 25.66 |  | Solpal Plus L |  |  | Solar Storage and Auxiliary Tanks are separate | 51 | 1 | 1 | 55 | Z08 | [18 empty] | Los Angeles | FALSE | 30.56 |  | 2011-06-01: 2019-06-24; 2011-08-03: 2019-06-25; 2011-09-20: 2019-09-06 | 1874 | 2659 | Up-front Payment
SCG-014040 | Single Family Residential | Domestic Hot Water | Gas | Southern California Gas Company | Incentive:Paid | 2207 | 25.37 |  | 2 | 87 |  | 87 |  | 2019-06-26 14:01 | 2019-09-12 | TITANIUM POWER INC | Retrofit | Los Angeles | Los Angeles | 90016 | Host Customer is System Owner | 4 |  | 30004078 | GREENoneTEC Solarindustrie GmbH | Solpal Plus | Solpal Plus L-G | Direct Integral Collector Storage (DI) | 25.66 |  | Solpal Plus L |  |  | Solar Storage and Auxiliary Tanks are separate | 51 | 1 | 1 | 55 | Z08 | [18 empty] | Los Angeles | FALSE | 30.56 |  | 2011-06-01: 2019-06-24; 2011-08-03: 2019-06-26; 2011-09-20: 2019-09-12 | 1864 | 2659 | Up-front Payment
SCG-014041 | Single Family Residential | Domestic Hot Water | Gas | Southern California Gas Company | Incentive:Paid | 2207 | 25.37 |  | 2 | 87 |  | 87 |  | 2019-06-25 09:59 | 2019-09-06 | TITANIUM POWER INC | Retrofit | Los Angeles | Los Angeles | 90062 | Host Customer is System Owner | 6 |  | 30004078 | GREENoneTEC Solarindustrie GmbH | Solpal Plus | Solpal Plus L-G | Direct Integral Collector Storage (DI) | 25.66 |  | Solpal Plus L |  |  | Solar Storage and Auxiliary Tanks are separate | 51 | 1 | 1 | 75 | Z08 | [18 empty] | Los Angeles | FALSE | 30.56 |  | 2011-06-01: 2019-06-24; 2011-08-03: 2019-06-25; 2011-09-20: 2019-09-06 | 1866 | 2659 | Up-front Payment
SCG-014042 | Single Family Residential | Domestic Hot Water | Gas | Southern California Gas Company | Incentive:Paid | 3710 | 25.37 |  | 2 | 148 |  | 148 |  | 2019-06-25 10:07 | 2019-09-06 | TITANIUM POWER INC | Retrofit | Los angeles | Los Angeles | 90023 | Host Customer is System Owner | 4 |  | 30004272 | Butler Sun Solutions, Inc. | SOLAR BUTLER | BT1-40-I-T | Indirect Forced Circulation (IF) | 43.72 |  | BT1 | Glycol | Advanced Controller with a Vacation or Holiday Mode | Solar Storage with Tankless Auxiliary Water Heater | 40 | 1 | 1 | 55 | Z09 | [18 empty] | Los Angeles | FALSE | 30.13 |  | 2011-06-01: 2019-06-24; 2011-08-03: 2019-06-25; 2011-09-20: 2019-09-06 | 1866 | 4459 | Up-front Payment
SCG-014043 | Single Family Residential | Domestic Hot Water | Gas | Southern California Gas Company | Incentive:Paid | 3567 | 25.37 |  | 2 | 148 |  | 141 |  | 2019-06-25 10:02 | 2019-09-06 | TITANIUM POWER INC | Retrofit | Los Angeles | Los Angeles | 90023 | Host Customer is System Owner | 4 |  | 30004272 | Butler Sun Solutions, Inc. | SOLAR BUTLER | BT1-40-I-T | Indirect Forced Circulation (IF) | 43.72 |  | BT1 | Glycol | Advanced Controller with a Vacation or Holiday Mode | Solar Storage with Tankless Auxiliary Water Heater | 40 | 1 | 0.95 | 55 | Z09 | [18 empty] | Los Angeles | FALSE | 29.45 |  | 2011-06-01: 2019-06-24; 2011-08-03: 2019-06-25; 2011-09-20: 2019-09-06 | 1866 | 4359 | Up-front Payment
SCG-014044 | Single Family Residential | Domestic Hot Water | Gas | Southern California Gas Company | Incentive:Paid | 3710 | 25.37 |  | 2 | 148 |  | 148 |  | 2019-06-26 13:54 | 2019-09-10 | TITANIUM POWER INC | Retrofit | Los Angeles | Los Angeles | 90023 | Host Customer is System Owner | 4 |  | 30004272 | Butler Sun Solutions, Inc. | SOLAR BUTLER | BT1-40-I-T | Indirect Forced Circulation (IF) | 43.72 |  | BT1 | Glycol | Advanced Controller with a Vacation or Holiday Mode | Solar Storage with Tankless Auxiliary Water Heater | 40 | 1 | 1 | 55 | Z09 | [18 empty] | Los Angeles | FALSE | 30.13 |  | 2011-06-01: 2019-06-24; 2011-08-03: 2019-06-26; 2011-09-20: 2019-09-10 | 1868 | 4459 | Up-front Payment
SCG-014045 | Single Family Residential | Domestic Hot Water | Gas | Southern California Gas Company | Incentive:Paid | 3567 | 25.37 |  | 2 | 148 |  | 141 |  | 2019-06-25 10:09 | 2019-09-10 | TITANIUM POWER INC | Retrofit | Los Angeles | Los Angeles | 90023 | Host Customer is System Owner | 5 |  | 30004272 | Butler Sun Solutions, Inc. | SOLAR BUTLER | BT1-40-I-T | Indirect Forced Circulation (IF) | 43.72 |  | BT1 | Glycol | Advanced Controller with a Vacation or Holiday Mode | Solar Storage with Tankless Auxiliary Water Heater | 40 | 1 | 0.95 | 65 | Z09 | [18 empty] | Los Angeles | FALSE | 29.45 |  | 2011-06-01: 2019-06-24; 2011-08-03: 2019-06-25; 2011-09-20: 2019-09-10 | 1868 | 4359 | Up-front Payment
SCG-014046 | Single Family Residential | Domestic Hot Water | Gas | Southern California Gas Company | Incentive:Paid | 3710 | 25.37 |  | 2 | 148 |  | 148 |  | 2019-06-26 13:56 | 2019-09-12 | TITANIUM POWER INC | Retrofit | Los Angels | Los Angeles | 90023 | Host Customer is System Owner | 5 |  | 30004272 | Butler Sun Solutions, Inc. | SOLAR BUTLER | BT1-40-I-T | Indirect Forced Circulation (IF) | 43.72 |  | BT1 | Glycol | Advanced Controller with a Vacation or Holiday Mode | Solar Storage with Tankless Auxiliary Water Heater | 40 | 1 | 1 | 65 | Z09 | [18 empty] | Los Angeles | FALSE | 30.13 |  | 2011-06-01: 2019-06-24; 2011-08-03: 2019-06-26; 2011-09-20: 2019-09-12 | 1866 | 4459 | Up-front Payment
SCG-014047 | Single Family Residential | Domestic Hot Water | Gas | Southern California Gas Company | Incentive:Paid | 3247 | 25.37 |  | 2 | 128 |  | 128 |  | 2019-06-25 14:50 | 2019-09-09 | TITANIUM POWER INC | Retrofit | Los Angeles | Los Angeles | 90065 | Host Customer is System Owner | 4 |  | 30004079 | GREENoneTEC Solarindustrie GmbH | Solpal Plus | Solpal Plus L-GT | Direct Integral Collector Storage (DI) | 25.66 |  | Solpal Plus L |  |  | Solar Storage with Tankless Auxiliary Water Heater | 51 | 1 | 1 | 55 | Z09 | [18 empty] | Los Angeles | FALSE | 30.15 |  | 2011-06-01: 2019-06-25; 2011-08-03: 2019-06-25; 2011-09-20: 2019-09-09 | 1872 | 3859 | Up-front Payment
SCG-014048 | Single Family Residential | Domestic Hot Water | Gas | Southern California Gas Company | Incentive:Paid | 3247 | 25.37 |  | 2 | 128 |  | 128 |  | 2019-06-25 14:46 | 2019-09-09 | TITANIUM POWER INC | Retrofit | Los Angeles | Los Angeles | 90065 | Host Customer is System Owner | 4 |  | 30004079 | GREENoneTEC Solarindustrie GmbH | Solpal Plus | Solpal Plus L-GT | Direct Integral Collector Storage (DI) | 25.66 |  | Solpal Plus L |  |  | Solar Storage with Tankless Auxiliary Water Heater | 51 | 1 | 1 | 55 | Z09 | [18 empty] | Los Angeles | FALSE | 30.15 |  | 2011-06-01: 2019-06-25; 2011-08-03: 2019-06-25; 2011-09-20: 2019-09-09 | 1872 | 3859 | Up-front Payment
SCG-014049 | Single Family Residential | Domestic Hot Water | Gas | Southern California Gas Company | Incentive:Paid | 3247 | 25.37 |  | 2 | 128 |  | 128 |  | 2019-06-25 14:43 | 2019-09-09 | TITANIUM POWER INC | Retrofit | Los Angeles | Los Angeles | 90065 | Host Customer is System Owner | 4 |  | 30004079 | GREENoneTEC Solarindustrie GmbH | Solpal Plus | Solpal Plus L-GT | Direct Integral Collector Storage (DI) | 25.66 |  | Solpal Plus L |  |  | Solar Storage with Tankless Auxiliary Water Heater | 51 | 1 | 1 | 55 | Z09 | [18 empty] | Los Angeles | FALSE | 30.15 |  | 2011-06-01: 2019-06-25; 2011-08-03: 2019-06-25; 2011-09-20: 2019-09-09 | 1872 | 3859 | Up-front Payment
SCG-014050 | Single Family Residential | Domestic Hot Water | Gas | Southern California Gas Company | Incentive:Paid | 3222 | 25.37 |  | 2 | 127 |  | 127 |  | 2019-06-25 14:39 | 2019-09-09 | TITANIUM POWER INC | Retrofit | Los Angeles | Los Angeles | 90011 | Host Customer is System Owner | 7 |  | 30004079 | GREENoneTEC Solarindustrie GmbH | Solpal Plus | Solpal Plus L-GT | Direct Integral Collector Storage (DI) | 25.66 |  | Solpal Plus L |  |  | Solar Storage with Tankless Auxiliary Water Heater | 51 | 1 | 1 | 85 | Z08 | [18 empty] | Los Angeles | FALSE | 29.6 |  | 2011-06-01: 2019-06-25; 2011-08-03: 2019-06-25; 2011-09-20: 2019-09-09 | 1872 | 3759 | Up-front Payment
SCG-014051 | Single Family Residential | Domestic Hot Water | Gas | Southern California Gas Company | Incentive:Paid | 2097 | 25.37 |  | 2 | 87 |  | 83 |  | 2019-06-25 14:37 | 2019-09-09 | TITANIUM POWER INC | Retrofit | Los Angeles | Los Angeles | 90011 | Host Customer is System Owner | 4 |  | 30004078 | GREENoneTEC Solarindustrie GmbH | Solpal Plus | Solpal Plus L-G | Direct Integral Collector Storage (DI) | 25.66 |  | Solpal Plus L |  |  | Solar Storage and Auxiliary Tanks are separate | 51 | 1 | 0.95 | 55 | Z08 | [18 empty] | Los Angeles | FALSE | 29.41 |  | 2011-06-01: 2019-06-25; 2011-08-03: 2019-06-25; 2011-09-20: 2019-09-09 | 1872 | 2559 | Up-front Payment
SCG-014052 | Single Family Residential | Domestic Hot Water | Gas | Southern California Gas Company | Incentive:Paid | 2207 | 25.37 |  | 2 | 87 |  | 87 |  | 2019-06-26 10:37 | 2019-09-13 | TITANIUM POWER INC | Retrofit | Los Angeles | Los Angeles | 90062 | Host Customer is System Owner | 4 |  | 30004078 | GREENoneTEC Solarindustrie GmbH | Solpal Plus | Solpal Plus L-G | Direct Integral Collector Storage (DI) | 25.66 |  | Solpal Plus L |  |  | Solar Storage and Auxiliary Tanks are separate | 51 | 1 | 1 | 55 | Z08 | [18 empty] | Los Angeles | FALSE | 30.56 |  | 2011-06-01: 2019-06-25; 2011-08-03: 2019-06-26; 2011-09-20: 2019-09-13 | 1866 | 2659 | Up-front Payment
SCG-014053 | Single Family Residential | Domestic Hot Water | Gas | Southern California Gas Company | Incentive:Paid | 3222 | 25.37 |  | 2 | 127 |  | 127 |  | 2019-06-26 13:38 | 2019-09-13 | TITANIUM POWER INC | Retrofit | Los Angeles | Los Angeles | 90011 | Host Customer is System Owner | 5 |  | 30004079 | GREENoneTEC Solarindustrie GmbH | Solpal Plus | Solpal Plus L-GT | Direct Integral Collector Storage (DI) | 25.66 |  | Solpal Plus L |  |  | Solar Storage with Tankless Auxiliary Water Heater | 51 | 1 | 1 | 65 | Z08 | [18 empty] | Los Angeles | FALSE | 29.6 |  | 2011-06-01: 2019-06-25; 2011-08-03: 2019-06-26; 2011-09-20: 2019-09-13 | 1866 | 3759 | Up-front Payment
SCG-014054 | Single Family Residential | Domestic Hot Water | Gas | Southern California Gas Company | Incentive:Paid | 3222 | 25.37 |  | 2 | 127 |  | 127 |  | 2019-06-25 14:34 | 2019-09-09 | TITANIUM POWER INC | Retrofit | Los Angeles | Los Angeles | 90011 | Host Customer is System Owner | 4 |  | 30004079 | GREENoneTEC Solarindustrie GmbH | Solpal Plus | Solpal Plus L-GT | Direct Integral Collector Storage (DI) | 25.66 |  | Solpal Plus L |  |  | Solar Storage with Tankless Auxiliary Water Heater | 51 | 1 | 1 | 55 | Z08 | [18 empty] | Los Angeles | FALSE | 29.6 |  | 2011-06-01: 2019-06-25; 2011-08-03: 2019-06-25; 2011-09-20: 2019-09-09 | 1872 | 3759 | Up-front Payment
SCG-014055 | Single Family Residential | Domestic Hot Water | Gas | Southern California Gas Company | Incentive:Paid | 3222 | 25.37 |  | 2 | 127 |  | 127 |  | 2019-06-25 14:27 | 2019-09-09 | TITANIUM POWER INC | Retrofit | Los Angeles | Los Angeles | 90011 | Host Customer is System Owner | 6 |  | 30004079 | GREENoneTEC Solarindustrie GmbH | Solpal Plus | Solpal Plus L-GT | Direct Integral Collector Storage (DI) | 25.66 |  | Solpal Plus L |  |  | Solar Storage with Tankless Auxiliary Water Heater | 51 | 1 | 1 | 75 | Z08 | [18 empty] | Los Angeles | FALSE | 29.6 |  | 2011-06-01: 2019-06-25; 2011-08-03: 2019-06-25; 2011-09-20: 2019-09-09 | 1872 | 3759 | Up-front Payment
PGE-014056 | Low Income Multifamily Residential | Domestic Hot Water | Gas | Pacific Gas and Electric | Incentive:Canceled | 49366 | 24.89 |  | 1 | 2066 |  | 1983 |  | 2019-06-27 14:46 | 2019-07-03 | SUN LIGHT & POWER | Retrofit | San Francisco | San Francisco | 94102 | Host Customer is System Owner | [7 empty] | 562.38 | 40.17 |  | Drainback | Pressure Stagnation Protection (PSP) | Solar Storage and Auxiliary Tanks are separate |  | 0.96 | 1 | 1976 | Z03 | 52 | Units | Apartments/Condos | 2010115A | 14 | 2 | 700 | 1 | 240 | 2 | 600000 | TRUE | 125 | 125 |  | Heliodyne - Delta-T Pro Ethernet |  | Heliodyne - Delta-T Pro Ethernet |  | FALSE | 49.16 |  | 2019-06-27 | 2019-07-02 | 2019-06-27 | 2019-07-03 |  |  | 1942 | 101570 | Up-front Payment
PGE-014057 | Single Family Residential | Domestic Hot Water | Gas | Pacific Gas and Electric | Incentive:Paid | 3933 | 29.85 |  | 1 | 155 |  | 132 |  | 2019-07-03 14:22 | 2019-07-25 | AZTEC SOLAR INC | Retrofit | Sacramento | Sacramento | 95834 | Host Customer is System Owner | 5 |  | 2001001E | SunEarth, Inc. | SOLARAY | TE64P-80-2G | Indirect Forced Circulation (IF) | 65.67 |  | EP-32 / EP-32-0.75 | Glycol | Advanced Controller with a Vacation or Holiday Mode | Solar Storage and Auxiliary Tanks are separate | 80 | 1 | 0.85 | 65 | Z12 | [18 empty] | City of Sacramento | FALSE | 71.98 |  | 2019-06-26 | 2019-07-05 |  |  | 2019-07-03 | 2019-07-25 | 1892 | 11156.49 | Up-front Payment
SCG-014058 | Single Family Residential - Disadvantaged Community | Domestic Hot Water | Gas | Southern California Gas Company | Incentive:Paid | 2597 | 29.85 |  | 1 | 87 |  | 87 |  | 2019-07-01 14:15 | 2019-09-16 | TITANIUM POWER INC | Retrofit | Los Angeles | Los Angeles | 90044 | Host Customer is System Owner | 4 |  | 30004078 | GREENoneTEC Solarindustrie GmbH | Solpal Plus | Solpal Plus L-G | Direct Integral Collector Storage (DI) | 25.66 |  | Solpal Plus L |  |  | Solar Storage and Auxiliary Tanks are separate | 51 | 1 | 1 | 55 | Z08 | [18 empty] | Los Angeles | FALSE | 30.56 |  | 2011-06-01: 2019-06-26; 2011-08-03: 2019-07-01; 2011-09-20: 2019-09-16 | 1867 | 2659 | Up-front Payment
PGE-014059 | Low Income Multifamily Residential | Domestic Hot Water | Gas | Pacific Gas and Electric | Incentive:Paid | 213531 | 24.89 |  | 1 | 8579 |  | 8579 |  | 2019-10-18 16:29 | 2019-12-12 | SOLARIX SYSTEMS | New Construction | San Francisco | San Francisco | 94103 | Host Customer is System Owner | [7 empty] | 2818.2 | 40.26 |  | Glycol | Pressure Stagnation Protection (PSP) | Solar Storage and Auxiliary Tanks are separate |  | 1 | 1 | 5809 | Z03 | 157 | Units | Apartments/Condos | 2010115A | 70 | 2 | 4250 | 1 | 595 | 5 | 1999500 | TRUE | 140 | 120 |  | Heliodyne - Delta-T Pro Ethernet |  | Heliodyne - Delta-T Pro Ethernet | CIty of San Francisco | FALSE | 26.23 |  | 2019-06-27 | 2019-11-14 | 2019-10-18 | 2019-12-12 | 2021-02-09 | 2021-10-26 | 1083 | 225000 | Up-front Payment
SCG-014060 | Single Family Residential | Domestic Hot Water | Gas | Southern California Gas Company | Incentive:Paid | 3710 | 25.37 |  | 2 | 148 |  | 148 |  | 2019-06-27 15:25 | 2019-08-29 | TITANIUM POWER INC | Retrofit | Lake View Terrace | Los Angeles | 91342 | Host Customer is System Owner | 6 |  | 30004272 | Butler Sun Solutions, Inc. | SOLAR BUTLER | BT1-40-I-T | Indirect Forced Circulation (IF) | 43.72 |  | BT1 | Glycol | Advanced Controller with a Vacation or Holiday Mode | Solar Storage with Tankless Auxiliary Water Heater | 40 | 1 | 1 | 75 | Z09 | [18 empty] | Los Angeles | FALSE | 25.4 |  | 2011-06-01: 2019-06-27; 2011-08-03: 2019-06-27; 2011-09-20: 2019-08-29 | 1878 | 3759 | Up-front Payment
SCG-014061 | Single Family Residential | Domestic Hot Water | Gas | Southern California Gas Company | Incentive:Paid | 3710 | 25.37 |  | 2 | 148 |  | 148 |  | 2019-06-27 15:24 | 2019-08-28 | TITANIUM POWER INC | Retrofit | Los Angeles | Los Angeles | 90023 | Host Customer is System Owner | 5 |  | 30004272 | Butler Sun Solutions, Inc. | SOLAR BUTLER | BT1-40-I-T | Indirect Forced Circulation (IF) | 43.72 |  | BT1 | Glycol | Advanced Controller with a Vacation or Holiday Mode | Solar Storage with Tankless Auxiliary Water Heater | 40 | 1 | 1 | 65 | Z09 | [18 empty] | Los Angeles | FALSE | 25.4 |  | 2011-06-01: 2019-06-27; 2011-08-03: 2019-06-27; 2011-09-20: 2019-08-28 | 1878 | 3759 | Up-front Payment
SCG-014062 | Commercial/Multifamily Residential | Domestic Hot Water | Gas | Southern California Gas Company | Incentive:Paid | 32950 | 20.19 |  | 1 | 1632 |  | 1632 |  | 2019-06-28 07:37 | 2019-06-28 | EVOLUTION ENERGY SOLUTIONS L L C | Retrofit | Santa Moinca | Los Angeles | 90404 | Host Customer is System Owner | [7 empty] | 450.45 | 40.95 |  | Drainback | Drainback (Water) | Solar Storage and Auxiliary Tanks are separate |  | 1 | 1 | 880 | Z06 | 22 | Units | Apartments/Condos | TRB-40 | 11 | 1 | 800 | 1 | 200 | 2 | 399000 | TRUE | 140 | 140 |  |  |  |  | City of Santa Monica | FALSE | 20.19 |  | 2019-06-27 |  | 2019-06-28 | 2019-06-28 | 2021-02-16 | 2021-03-16 | 1318 | 32950 | Up-front Payment
SCG-014063 | Single Family Residential | Domestic Hot Water | Gas | Southern California Gas Company | Incentive:Paid | 3710 | 25.37 |  | 2 | 149 |  | 149 |  | 2019-07-01 14:24 | 2019-09-04 | TITANIUM POWER INC | Retrofit | Los Angeles | Los Angeles | 90003 | Host Customer is System Owner | 4 |  | 30004272 | Butler Sun Solutions, Inc. | SOLAR BUTLER | BT1-40-I-T | Indirect Forced Circulation (IF) | 43.72 |  | BT1 | Glycol | Advanced Controller with a Vacation or Holiday Mode | Solar Storage with Tankless Auxiliary Water Heater | 40 | 1 | 1 | 55 | Z08 | [18 empty] | Los Angeles | FALSE | 25.23 |  | 2011-06-01: 2019-06-27; 2011-08-03: 2019-07-01; 2011-09-20: 2019-09-04 | 1878 | 3759 | Up-front Payment
SCG-014064 | Commercial/Multifamily Residential | Domestic Hot Water | Gas | Southern California Gas Company | Incentive:Paid | 127762 | 20.19 |  | 1 | 6328 |  | 6328 |  | 2019-07-12 08:50 | 2019-08-27 | EVOLUTION ENERGY SOLUTIONS L L C | Retrofit | La Habra | Los Angeles | 90631 | Host Customer is System Owner | [7 empty] | 1638 | 40.95 |  | Drainback | Drainback (Water) | Solar Storage and Auxiliary Tanks are separate |  | 1 | 1 | 3572 | Z08 | 94 | Units | Apartments/Condos | TRB-40 | 40 | 1 | 3400 | 2 | 230 | 2 | 1150000 | TRUE | 140 | 140 |  | SunEarth - SETR A503 TTR U + VFS 10-200 |  | Enovative Group, Inc. - AutoHot DS-100AR | La Habra | FALSE | 20.19 |  | 2019-06-27 |  | 2019-07-12 | 2019-08-27 | 2020-01-29 | 2020-02-19 | 1710 | 127762 | Up-front Payment
SCG-014065 | Commercial/Multifamily Residential | Domestic Hot Water | Gas | Southern California Gas Company | Incentive:Paid | 93136 | 20.19 |  | 1 | 4613 |  | 4613 |  | 2019-07-12 08:47 | 2019-08-15 | EVOLUTION ENERGY SOLUTIONS L L C | Retrofit | La Habra | Los Angeles | 90631 | Host Customer is System Owner | [7 empty] | 1310.4 | 40.95 |  | Drainback | Drainback (Water) | Solar Storage and Auxiliary Tanks are separate |  | 1 | 1 | 2204 | Z08 | 58 | Units | Apartments/Condos | TRB-40 | 32 | 1 | 2800 | 1 | 115 | 1 | 650000 | TRUE | 140 | 140 |  | SunEarth - SETR A503 TTR U + VFS 10-200 |  | Enovative Group, Inc. - AutoHot DS-100AR | La Habra | FALSE | 20.19 |  | 2019-06-27 |  | 2019-07-12 | 2019-08-15 | 2020-01-29 | 2020-02-19 | 1710 | 93136 | Up-front Payment
SCG-014066 | Single Family Residential | Domestic Hot Water | Gas | Southern California Gas Company | Incentive:Paid | 1422 | 25.37 |  | 2 | 59 |  | 56 |  | 2019-06-27 16:35 | 2019-09-11 | SUNTREK INDUSTRIES INC | Retrofit | Dana Point | Orange | 92629 | Host Customer is System Owner | 4 |  | 30003825 | SunEarth, Inc. | CopperHeart | CP-40G | Direct Integral Collector Storage (DI) | 24.96 |  | CP-40 |  |  | Solar Storage and Auxiliary Tanks are separate | 40 | 1 | 0.95 | 55 | Z06 | [18 empty] | Dana Point | FALSE | 396.61 |  | 2011-06-01: 2019-06-27; 2011-08-03: 2019-06-27; 2011-09-20: 2019-09-11 | 1868 | 23400 | Up-front Payment
SCG-014067 | Commercial/Multifamily Residential | Domestic Hot Water | Gas | Southern California Gas Company | Incentive:Paid | 75379 | 20.19 |  | 1 | 3930 |  | 3734 |  | 2019-07-12 08:46 | 2019-08-15 | EVOLUTION ENERGY SOLUTIONS L L C | Retrofit | La Habra | Los Angeles | 90631 | Host Customer is System Owner | [7 empty] | 1146.6 | 40.95 |  | Drainback | Drainback (Water) | Solar Storage and Auxiliary Tanks are separate |  | 0.95 | 1 | 2052 | Z08 | 54 | Units | Apartments/Condos | TRB-40 | 28 | 1 | 2000 | 1 | 115 | 1 | 650000 | TRUE | 140 | 140 |  | SunEarth - SETR A503 TTR U + VFS 10-200 |  | Enovative Group, Inc. - AutoHot DS-100AR | LA HABRA | FALSE | 19.18 |  | 2019-06-27 |  | 2019-07-12 | 2019-08-15 | 2020-02-05 | 2020-02-19 | 1710 | 75379 | Up-front Payment
SCG-014069 | Commercial/Multifamily Residential | Domestic Hot Water | Gas | Southern California Gas Company | Incentive:Paid | 46417 | 20.19 |  | 1 | 2299 |  | 2299 |  | 2019-07-12 08:51 | 2019-08-27 | EVOLUTION ENERGY SOLUTIONS L L C | Retrofit | La Habra | Los Angeles | 90631 | Host Customer is System Owner | [7 empty] | 573.3 | 40.95 |  | Drainback | Drainback (Water) | Solar Storage and Auxiliary Tanks are separate |  | 1 | 1 | 1440 | Z08 | 36 | Units | Apartments/Condos | TRB-40 | 14 | 1 | 1100 | 1 | 115 | 1 | 399000 | TRUE | 140 | 140 |  | SunEarth - SETR A503 TTR U + VFS 10-200 |  | Enovative Group, Inc. - AutoHot DS-100AR | La Habra | FALSE | 20.36 |  | 2019-06-27 |  | 2019-07-12 | 2019-08-27 | 2020-01-29 | 2020-02-19 | 1709 | 46817 | Up-front Payment
SCG-014070 | Single Family Residential | Domestic Hot Water | Gas | Southern California Gas Company | Incentive:Paid | 1497 | 25.37 |  | 2 | 59 |  | 59 |  | 2019-07-17 15:02 | 2020-07-21 | SUNTREK INDUSTRIES INC | Retrofit | Aliso Viejo | Orange | 92656 | Host Customer is System Owner | 4 |  | 30003825 | SunEarth, Inc. | CopperHeart | CP-40G | Direct Integral Collector Storage (DI) | 24.96 |  | CP-40 |  |  | Solar Storage and Auxiliary Tanks are separate | 40 | 1 | 1 | 55 | Z06 | [18 empty] | Aliso Viejo | FALSE | 139.83 |  | 2011-06-01: 2019-06-27; 2011-08-03: 2019-07-17; 2011-09-20: 2020-07-21 | 1552 | 8250 | Up-front Payment
SCG-014071 | Single Family Residential | Domestic Hot Water | Gas | Southern California Gas Company | Incentive:Paid | 3567 | 25.37 |  | 2 | 148 |  | 141 |  | 2019-07-01 13:50 | 2019-09-04 | TITANIUM POWER INC | Retrofit | Los Angeles | Los Angeles | 90023 | Host Customer is System Owner | 4 |  | 30004272 | Butler Sun Solutions, Inc. | SOLAR BUTLER | BT1-40-I-T | Indirect Forced Circulation (IF) | 43.72 |  | BT1 | Glycol | Advanced Controller with a Vacation or Holiday Mode | Solar Storage with Tankless Auxiliary Water Heater | 40 | 1 | 0.95 | 55 | Z09 | [18 empty] | Los Angeles | FALSE | 24.72 |  | 2011-06-01: 2019-06-27; 2011-08-03: 2019-07-01; 2011-09-20: 2019-09-04 | 1874 | 3659 | Up-front Payment
SCG-014072 | Single Family Residential | Domestic Hot Water | Gas | Southern California Gas Company | Incentive:Paid | 3710 | 25.37 |  | 2 | 148 |  | 148 |  | 2019-06-29 09:06 | 2019-09-04 | TITANIUM POWER INC | Retrofit | Pomona | Pomona | 91766 | Host Customer is System Owner | 8 |  | 30004272 | Butler Sun Solutions, Inc. | SOLAR BUTLER | BT1-40-I-T | Indirect Forced Circulation (IF) | 43.72 |  | BT1 | Glycol | Advanced Controller with a Vacation or Holiday Mode | Solar Storage with Tankless Auxiliary Water Heater | 40 | 1 | 1 | 95 | Z09 | [18 empty] | Pomona | FALSE | 25.54 |  | 2011-06-01: 2019-06-27; 2011-08-03: 2019-06-29; 2011-09-20: 2019-09-04 | 1874 | 3780 | Up-front Payment
SCG-014073 | Single Family Residential | Domestic Hot Water | Gas | Southern California Gas Company | Incentive:Paid | 3710 | 25.37 |  | 2 | 148 |  | 148 |  | 2019-06-29 08:15 | 2019-09-04 | TITANIUM POWER INC | Retrofit | Pomona | Pomona | 91766 | Host Customer is System Owner | 9 |  | 30004272 | Butler Sun Solutions, Inc. | SOLAR BUTLER | BT1-40-I-T | Indirect Forced Circulation (IF) | 43.72 |  | BT1 | Glycol | Advanced Controller with a Vacation or Holiday Mode | Solar Storage with Tankless Auxiliary Water Heater | 40 | 1 | 1 | 105 | Z09 | [18 empty] | Pomona | FALSE | 25.54 |  | 2011-06-01: 2019-06-27; 2011-08-03: 2019-06-29; 2011-09-20: 2019-09-04 | 1874 | 3780 | Up-front Payment
SCG-014074 | Single Family Residential | Domestic Hot Water | Gas | Southern California Gas Company | Incentive:Paid | 3567 | 25.37 |  | 2 | 148 |  | 141 |  | 2019-06-28 09:13 | 2019-09-04 | TITANIUM POWER INC | Retrofit | Los Angeles | Los Angeles | 90023 | Host Customer is System Owner | 8 |  | 30004272 | Butler Sun Solutions, Inc. | SOLAR BUTLER | BT1-40-I-T | Indirect Forced Circulation (IF) | 43.72 |  | BT1 | Glycol | Advanced Controller with a Vacation or Holiday Mode | Solar Storage with Tankless Auxiliary Water Heater | 40 | 1 | 0.95 | 95 | Z09 | [18 empty] | Los Angeles | FALSE | 24.72 |  | 2011-06-01: 2019-06-27; 2011-08-03: 2019-06-28; 2011-09-20: 2019-09-04 | 1878 | 3659 | Up-front Payment
SCG-014075 | Single Family Residential | Domestic Hot Water | Gas | Southern California Gas Company | Incentive:Paid | 3710 | 25.37 |  | 2 | 148 |  | 148 |  | 2019-06-28 09:13 | 2019-09-03 | TITANIUM POWER INC | Retrofit | Los Angeles | Los Angeles | 90023 | Host Customer is System Owner | 4 |  | 30004272 | Butler Sun Solutions, Inc. | SOLAR BUTLER | BT1-40-I-T | Indirect Forced Circulation (IF) | 43.72 |  | BT1 | Glycol | Advanced Controller with a Vacation or Holiday Mode | Solar Storage with Tankless Auxiliary Water Heater | 40 | 1 | 1 | 55 | Z09 | [18 empty] | Los Angeles | FALSE | 25.4 |  | 2011-06-01: 2019-06-27; 2011-08-03: 2019-06-28; 2011-09-20: 2019-09-03 | 1878 | 3759 | Up-front Payment
SCG-014076 | Single Family Residential | Domestic Hot Water | Gas | Southern California Gas Company | Incentive:Paid | 3710 | 25.37 |  | 2 | 148 |  | 148 |  | 2019-07-01 13:43 | 2019-09-04 | TITANIUM POWER INC | Retrofit | Los Angeles | Los Angeles | 90023 | Host Customer is System Owner | 4 |  | 30004272 | Butler Sun Solutions, Inc. | SOLAR BUTLER | BT1-40-I-T | Indirect Forced Circulation (IF) | 43.72 |  | BT1 | Glycol | Advanced Controller with a Vacation or Holiday Mode | Solar Storage with Tankless Auxiliary Water Heater | 40 | 1 | 1 | 55 | Z09 | [18 empty] | Los Angeles | FALSE | 25.4 |  | 2011-06-01: 2019-06-27; 2011-08-03: 2019-07-01; 2011-09-20: 2019-09-04 | 1874 | 3759 | Up-front Payment
SCG-014077 | Commercial Pools | Pool Heating | Gas | Southern California Gas Company | Incentive:Paid | 3864 | 7 |  | 1 | 552 |  | 552 |  | 2019-10-21 13:39 | 2019-10-24 | ENVIRONMENTAL SOLAR DESIGN INC | Retrofit | Pasadena | Los Angeles | 91106 | Host Customer is System Owner | [7 empty] | 292 | 29.2 |  | Manual Drainback |  |  |  | 1 | 1 |  | Z09 |  |  |  | 10001884 | 10 | 1 | [5 empty] | FALSE | [6 empty] | City of Pasadena | FALSE | 26.92 |  | 2019-10-17 |  | 2019-10-21 | 2019-10-24 | 2019-10-29 | 2019-10-30 | 1804 | 14860 | Up-front Payment
SCG-014079 | Commercial/Multifamily Residential | Domestic Hot Water | Gas | Southern California Gas Company | Incentive:Paid | 46013 | 20.19 |  | 1 | 2279 |  | 2279 |  | 2019-07-31 11:38 | 2019-08-07 | SUNTREK INDUSTRIES INC | Retrofit | Orange | Orange | 92865 | Host Customer is System Owner | [7 empty] | 602.55 | 40.17 |  | Glycol | Advanced Controller with a Vacation or Holiday Mode | Solar Storage and Auxiliary Tanks are separate |  | 1 | 1 | 1760 | Z08 | 44 | Units | Apartments/Condos | 2010115A | 15 | 1 | 720 | 6 | 119 | 1 | 400000 | TRUE | 130 | 130 |  | SunEarth - SETR A503 TTR U + VFS 20-400 |  | SunEarth - SETR A503 TTR U + VFS 20-400 | Orange | FALSE | 39.23 |  | 2019-06-28 |  | 2019-07-31 | 2019-08-07 | 2019-11-14 | 2019-12-10 | 1780 | 89400 | Up-front Payment
SCG-014080 | Single Family Residential | Domestic Hot Water | Gas | Southern California Gas Company | Incentive:Paid | 3567 | 25.37 |  | 2 | 148 |  | 141 |  | 2019-07-03 07:57 | 2020-06-08 | TITANIUM POWER INC | Retrofit | Los Angeles | Los Angeles | 90063 | Host Customer is System Owner | 5 |  | 30004272 | Butler Sun Solutions, Inc. | SOLAR BUTLER | BT1-40-I-T | Indirect Forced Circulation (IF) | 43.72 |  | BT1 | Glycol | Advanced Controller with a Vacation or Holiday Mode | Solar Storage with Tankless Auxiliary Water Heater | 40 | 1 | 0.95 | 65 | Z09 | [18 empty] | Los Angeles | FALSE | 24.72 |  | 2011-06-01: 2019-07-02; 2011-08-03: 2019-07-03; 2011-09-20: 2020-06-08 | 1593 | 3659 | Up-front Payment
SCG-014081 | Single Family Residential | Domestic Hot Water | Gas | Southern California Gas Company | Incentive:Paid | 3710 | 25.37 |  | 2 | 148 |  | 148 |  | 2019-07-03 07:52 | 2020-06-08 | TITANIUM POWER INC | Retrofit | Los Angeles | Los Angeles | 90063 | Host Customer is System Owner | 4 |  | 30004272 | Butler Sun Solutions, Inc. | SOLAR BUTLER | BT1-40-I-T | Indirect Forced Circulation (IF) | 43.72 |  | BT1 | Glycol | Advanced Controller with a Vacation or Holiday Mode | Solar Storage with Tankless Auxiliary Water Heater | 40 | 1 | 1 | 55 | Z09 | [18 empty] | Los Angeles | FALSE | 25.4 |  | 2011-06-01: 2019-07-02; 2011-08-03: 2019-07-03; 2011-09-20: 2020-06-08 | 1593 | 3759 | Up-front Payment
SCG-014082 | Single Family Residential | Domestic Hot Water | Gas | Southern California Gas Company | Incentive:Paid | 3567 | 25.37 |  | 2 | 148 |  | 141 |  | 2019-07-03 07:59 | 2020-06-08 | TITANIUM POWER INC | Retrofit | Los Angeles | Los Angeles | 90063 | Host Customer is System Owner | 5 |  | 30004272 | Butler Sun Solutions, Inc. | SOLAR BUTLER | BT1-40-I-T | Indirect Forced Circulation (IF) | 43.72 |  | BT1 | Glycol | Advanced Controller with a Vacation or Holiday Mode | Solar Storage with Tankless Auxiliary Water Heater | 40 | 1 | 0.95 | 65 | Z09 | [18 empty] | Los Angeles | FALSE | 24.72 |  | 2011-06-01: 2019-07-02; 2011-08-03: 2019-07-03; 2011-09-20: 2020-06-08 | 1593 | 3659 | Up-front Payment
SCG-014083 | Single Family Residential | Domestic Hot Water | Gas | Southern California Gas Company | Incentive:Paid | 1852 | 25.37 |  | 2 | 73 |  | 73 |  | 2019-07-03 13:51 | 2020-06-08 | TITANIUM POWER INC | Retrofit | Los Angeles | Los Angeles | 90016 | Host Customer is System Owner | 4 |  | 30004257 | Butler Sun Solutions, Inc. | SOLAR BUTLER | B-BT1-40-I | Indirect Forced Circulation (IF) | 43.72 |  | BT1 | Glycol | Advanced Controller with a Vacation or Holiday Mode | Solar Storage and Auxiliary Tanks are separate | 40 | 1 | 1 | 55 | Z08 | [18 empty] | Los Angeles | FALSE | 26.84 |  | 2011-06-01: 2019-07-02; 2011-08-03: 2019-07-03; 2011-09-20: 2020-06-08 | 1593 | 1959 | Up-front Payment
SCG-014084 | Single Family Residential | Domestic Hot Water | Gas | Southern California Gas Company | Incentive:Paid | 1801 | 25.37 |  | 2 | 71 |  | 71 |  | 2019-07-03 13:58 | 2020-06-08 | TITANIUM POWER INC | Retrofit | Los Angeles | Los Angeles | 90023 | Host Customer is System Owner | 5 |  | 30004257 | Butler Sun Solutions, Inc. | SOLAR BUTLER | B-BT1-40-I | Indirect Forced Circulation (IF) | 43.72 |  | BT1 | Glycol | Advanced Controller with a Vacation or Holiday Mode | Solar Storage and Auxiliary Tanks are separate | 40 | 1 | 1 | 65 | Z09 | [18 empty] | Los Angeles | FALSE | 27.59 |  | 2011-06-01: 2019-07-02; 2011-08-03: 2019-07-03; 2011-09-20: 2020-06-08 | 1593 | 1959 | Up-front Payment
SCG-014085 | Single Family Residential | Domestic Hot Water | Gas | Southern California Gas Company | Incentive:Paid | 1711 | 25.37 |  | 2 | 71 |  | 67 |  | 2019-07-03 13:54 | 2019-09-26 | TITANIUM POWER INC | Retrofit | los angeles | Los Angeles | 90023 | Host Customer is System Owner | 4 |  | 30004257 | Butler Sun Solutions, Inc. | SOLAR BUTLER | B-BT1-40-I | Indirect Forced Circulation (IF) | 43.72 |  | BT1 | Glycol | Advanced Controller with a Vacation or Holiday Mode | Solar Storage and Auxiliary Tanks are separate | 40 | 1 | 0.95 | 55 | Z09 | [18 empty] | Los Angeles | FALSE | 24.77 |  | 2011-06-01: 2019-07-02; 2011-08-03: 2019-07-03; 2011-09-20: 2019-09-26 | 1857 | 1759 | Up-front Payment
SCG-014086 | Single Family Residential | Domestic Hot Water | Gas | Southern California Gas Company | Incentive:Paid | 3567 | 25.37 |  | 2 | 148 |  | 141 |  | 2019-07-03 13:50 | 2019-09-26 | TITANIUM POWER INC | Retrofit | San Fernando | Los Angeles | 91342 | Host Customer is System Owner | 5 |  | 30004272 | Butler Sun Solutions, Inc. | SOLAR BUTLER | BT1-40-I-T | Indirect Forced Circulation (IF) | 43.72 |  | BT1 | Glycol | Advanced Controller with a Vacation or Holiday Mode | Solar Storage with Tankless Auxiliary Water Heater | 40 | 1 | 0.95 | 65 | Z09 | [18 empty] | Los Angeles | FALSE | 24.72 |  | 2011-06-01: 2019-07-02; 2011-08-03: 2019-07-03; 2011-09-20: 2019-09-26 | 1857 | 3659 | Up-front Payment
SCG-014087 | Single Family Residential | Domestic Hot Water | Gas | Southern California Gas Company | Incentive:Paid | 3710 | 25.37 |  | 2 | 148 |  | 148 |  | 2019-07-03 13:49 | 2019-09-19 | TITANIUM POWER INC | Retrofit | Los Angeles | Los Angeles | 90023 | Host Customer is System Owner | 6 |  | 30004272 | Butler Sun Solutions, Inc. | SOLAR BUTLER | BT1-40-I-T | Indirect Forced Circulation (IF) | 43.72 |  | BT1 | Glycol | Advanced Controller with a Vacation or Holiday Mode | Solar Storage with Tankless Auxiliary Water Heater | 40 | 1 | 1 | 75 | Z09 | [18 empty] | Los Angeles | FALSE | 25.4 |  | 2011-06-01: 2019-07-02; 2011-08-03: 2019-07-03; 2011-09-20: 2019-09-19 | 1859 | 3759 | Up-front Payment
SCG-014088 | Single Family Residential | Domestic Hot Water | Gas | Southern California Gas Company | Incentive:Paid | 3710 | 25.37 |  | 2 | 148 |  | 148 |  | 2019-07-03 13:55 | 2019-09-19 | TITANIUM POWER INC | Retrofit | Los Angeles | Los Angeles | 90023 | Host Customer is System Owner | 7 |  | 30004272 | Butler Sun Solutions, Inc. | SOLAR BUTLER | BT1-40-I-T | Indirect Forced Circulation (IF) | 43.72 |  | BT1 | Glycol | Advanced Controller with a Vacation or Holiday Mode | Solar Storage with Tankless Auxiliary Water Heater | 40 | 1 | 1 | 85 | Z09 | [18 empty] | Los Angeles | FALSE | 25.4 |  | 2011-06-01: 2019-07-02; 2011-08-03: 2019-07-03; 2011-09-20: 2019-09-19 | 1859 | 3759 | Up-front Payment
SCG-014089 | Single Family Residential | Domestic Hot Water | Gas | Southern California Gas Company | Incentive:Paid | 3710 | 25.37 |  | 2 | 148 |  | 148 |  | 2019-07-03 13:48 | 2019-09-20 | TITANIUM POWER INC | Retrofit | Los Angeles | Los Angeles | 90023 | Host Customer is System Owner | 4 |  | 30004272 | Butler Sun Solutions, Inc. | SOLAR BUTLER | BT1-40-I-T | Indirect Forced Circulation (IF) | 43.72 |  | BT1 | Glycol | Advanced Controller with a Vacation or Holiday Mode | Solar Storage with Tankless Auxiliary Water Heater | 40 | 1 | 1 | 55 | Z09 | [18 empty] | Los Angeles | FALSE | 25.4 |  | 2011-06-01: 2019-07-02; 2011-08-03: 2019-07-03; 2011-09-20: 2019-09-20 | 1860 | 3759 | Up-front Payment
SCG-014090 | Single Family Residential | Domestic Hot Water | Gas | Southern California Gas Company | Incentive:Paid | 3710 | 25.37 |  | 2 | 148 |  | 148 |  | 2019-07-03 13:45 | 2019-09-20 | TITANIUM POWER INC | Retrofit | Los Angeles | Los Angeles | 90023 | Host Customer is System Owner | 4 |  | 30004272 | Butler Sun Solutions, Inc. | SOLAR BUTLER | BT1-40-I-T | Indirect Forced Circulation (IF) | 43.72 |  | BT1 | Glycol | Advanced Controller with a Vacation or Holiday Mode | Solar Storage with Tankless Auxiliary Water Heater | 40 | 1 | 1 | 55 | Z09 | [18 empty] | Los Angeles | FALSE | 25.4 |  | 2011-06-01: 2019-07-02; 2011-08-03: 2019-07-03; 2011-09-20: 2019-09-20 | 1860 | 3759 | Up-front Payment
SCG-014091 | Single Family Residential | Domestic Hot Water | Gas | Southern California Gas Company | Incentive:Paid | 3567 | 25.37 |  | 2 | 148 |  | 141 |  | 2019-07-08 08:07 | 2020-06-15 | TITANIUM POWER INC | Retrofit | Los Angeles | Los Angeles | 90023 | Host Customer is System Owner | 4 |  | 30004272 | Butler Sun Solutions, Inc. | SOLAR BUTLER | BT1-40-I-T | Indirect Forced Circulation (IF) | 43.72 |  | BT1 | Glycol | Advanced Controller with a Vacation or Holiday Mode | Solar Storage with Tankless Auxiliary Water Heater | 40 | 1 | 0.95 | 55 | Z09 | [18 empty] | Los Angeles | FALSE | 24.72 |  | 2011-06-01: 2019-07-03; 2011-08-03: 2019-07-08; 2011-09-20: 2020-06-15 | 1587 | 3659 | Up-front Payment
SCG-014092 | Single Family Residential | Domestic Hot Water | Gas | Southern California Gas Company | Incentive:Paid | 3710 | 25.37 |  | 2 | 148 |  | 148 |  | 2019-07-08 08:12 | 2020-06-15 | TITANIUM POWER INC | Retrofit | Los Angeles | Los Angeles | 90023 | Host Customer is System Owner | 4 |  | 30004272 | Butler Sun Solutions, Inc. | SOLAR BUTLER | BT1-40-I-T | Indirect Forced Circulation (IF) | 43.72 |  | BT1 | Glycol | Advanced Controller with a Vacation or Holiday Mode | Solar Storage with Tankless Auxiliary Water Heater | 40 | 1 | 1 | 55 | Z09 | [18 empty] | Los Angeles | FALSE | 25.4 |  | 2011-06-01: 2019-07-03; 2011-08-03: 2019-07-08; 2011-09-20: 2020-06-15 | 1587 | 3759 | Up-front Payment
SCG-014093 | Single Family Residential | Domestic Hot Water | Gas | Southern California Gas Company | Incentive:Paid | 3567 | 25.37 |  | 2 | 148 |  | 141 |  | 2019-07-08 08:11 | 2020-06-15 | TITANIUM POWER INC | Retrofit | Los Angeles | Los Angeles | 90023 | Host Customer is System Owner | 5 |  | 30004272 | Butler Sun Solutions, Inc. | SOLAR BUTLER | BT1-40-I-T | Indirect Forced Circulation (IF) | 43.72 |  | BT1 | Glycol | Advanced Controller with a Vacation or Holiday Mode | Solar Storage with Tankless Auxiliary Water Heater | 40 | 1 | 0.95 | 65 | Z09 | [18 empty] | Los Angeles | FALSE | 24.72 |  | 2011-06-01: 2019-07-03; 2011-08-03: 2019-07-08; 2011-09-20: 2020-06-15 | 1587 | 3659 | Up-front Payment
SCG-014094 | Single Family Residential | Domestic Hot Water | Gas | Southern California Gas Company | Incentive:Paid | 3710 | 25.37 |  | 2 | 148 |  | 148 |  | 2019-07-08 08:09 | 2020-06-15 | TITANIUM POWER INC | Retrofit | Los Angeles | Los Angeles | 90023 | Host Customer is System Owner | 6 |  | 30004272 | Butler Sun Solutions, Inc. | SOLAR BUTLER | BT1-40-I-T | Indirect Forced Circulation (IF) | 43.72 |  | BT1 | Glycol | Advanced Controller with a Vacation or Holiday Mode | Solar Storage with Tankless Auxiliary Water Heater | 40 | 1 | 1 | 75 | Z09 | [18 empty] | Los Angeles | FALSE | 25.4 |  | 2011-06-01: 2019-07-03; 2011-08-03: 2019-07-08; 2011-09-20: 2020-06-15 | 1587 | 3759 | Up-front Payment
SCG-014095 | Single Family Residential | Domestic Hot Water | Gas | Southern California Gas Company | Incentive:Paid | 3710 | 25.37 |  | 2 | 148 |  | 148 |  | 2019-07-08 07:53 | 2020-06-15 | TITANIUM POWER INC | Retrofit | Los Angeles | Los Angeles | 90023 | Host Customer is System Owner | 5 |  | 30004272 | Butler Sun Solutions, Inc. | SOLAR BUTLER | BT1-40-I-T | Indirect Forced Circulation (IF) | 43.72 |  | BT1 | Glycol | Advanced Controller with a Vacation or Holiday Mode | Solar Storage with Tankless Auxiliary Water Heater | 40 | 1 | 1 | 65 | Z09 | [18 empty] | Los Angeles | FALSE | 25.4 |  | 2011-06-01: 2019-07-03; 2011-08-03: 2019-07-08; 2011-09-20: 2020-06-15 | 1587 | 3759 | Up-front Payment
SCG-014096 | Single Family Residential | Domestic Hot Water | Gas | Southern California Gas Company | Incentive:Paid | 3710 | 25.37 |  | 2 | 148 |  | 148 |  | 2019-07-06 09:33 | 2020-06-11 | TITANIUM POWER INC | Retrofit | Los Angeles | Los Angeles | 90023 | Host Customer is System Owner | 4 |  | 30004272 | Butler Sun Solutions, Inc. | SOLAR BUTLER | BT1-40-I-T | Indirect Forced Circulation (IF) | 43.72 |  | BT1 | Glycol | Advanced Controller with a Vacation or Holiday Mode | Solar Storage with Tankless Auxiliary Water Heater | 40 | 1 | 1 | 55 | Z09 | [18 empty] | Los Angeles | FALSE | 25.4 |  | 2011-06-01: 2019-07-03; 2011-08-03: 2019-07-06; 2011-09-20: 2020-06-11 | 1591 | 3759 | Up-front Payment
SCG-014097 | Single Family Residential | Domestic Hot Water | Gas | Southern California Gas Company | Incentive:Paid | 3710 | 25.37 |  | 2 | 149 |  | 149 |  | 2019-07-06 09:41 | 2020-06-11 | TITANIUM POWER INC | Retrofit | Los Angeles | Los Angeles | 90047 | Host Customer is System Owner | 5 |  | 30004272 | Butler Sun Solutions, Inc. | SOLAR BUTLER | BT1-40-I-T | Indirect Forced Circulation (IF) | 43.72 |  | BT1 | Glycol | Advanced Controller with a Vacation or Holiday Mode | Solar Storage with Tankless Auxiliary Water Heater | 40 | 1 | 1 | 65 | Z08 | [18 empty] | Los Angeles | FALSE | 25.23 |  | 2011-06-01: 2019-07-03; 2011-08-03: 2019-07-06; 2011-09-20: 2020-06-11 | 1591 | 3759 | Up-front Payment
SCG-014098 | Single Family Residential | Domestic Hot Water | Gas | Southern California Gas Company | Incentive:Paid | 3710 | 25.37 |  | 2 | 148 |  | 148 |  | 2019-07-06 09:37 | 2020-06-11 | TITANIUM POWER INC | Retrofit | Los Angeles | Los Angeles | 90026 | Host Customer is System Owner | 7 |  | 30004272 | Butler Sun Solutions, Inc. | SOLAR BUTLER | BT1-40-I-T | Indirect Forced Circulation (IF) | 43.72 |  | BT1 | Glycol | Advanced Controller with a Vacation or Holiday Mode | Solar Storage with Tankless Auxiliary Water Heater | 40 | 1 | 1 | 85 | Z09 | [18 empty] | Los Angeles | FALSE | 25.4 |  | 2011-06-01: 2019-07-03; 2011-08-03: 2019-07-06; 2011-09-20: 2020-06-11 | 1591 | 3759 | Up-front Payment
SCG-014099 | Single Family Residential | Domestic Hot Water | Gas | Southern California Gas Company | Incentive:Paid | 3567 | 25.37 |  | 2 | 148 |  | 141 |  | 2019-07-08 13:22 | 2020-06-15 | TITANIUM POWER INC | Retrofit | Los Angeels | Los Angeles | 90023 | Host Customer is System Owner | 4 |  | 30004272 | Butler Sun Solutions, Inc. | SOLAR BUTLER | BT1-40-I-T | Indirect Forced Circulation (IF) | 43.72 |  | BT1 | Glycol | Advanced Controller with a Vacation or Holiday Mode | Solar Storage with Tankless Auxiliary Water Heater | 40 | 1 | 0.95 | 55 | Z09 | [18 empty] | Los Angeles | FALSE | 24.72 |  | 2011-06-01: 2019-07-03; 2011-08-03: 2019-07-08; 2011-09-20: 2020-06-15 | 1591 | 3659 | Up-front Payment
SCG-014100 | Single Family Residential | Domestic Hot Water | Gas | Southern California Gas Company | Incentive:Paid | 3710 | 25.37 |  | 2 | 148 |  | 148 |  | 2019-07-08 13:04 | 2020-06-12 | TITANIUM POWER INC | Retrofit | Los Angeles | Los Angeles | 90019 | Host Customer is System Owner | 4 |  | 30004272 | Butler Sun Solutions, Inc. | SOLAR BUTLER | BT1-40-I-T | Indirect Forced Circulation (IF) | 43.72 |  | BT1 | Glycol | Advanced Controller with a Vacation or Holiday Mode | Solar Storage with Tankless Auxiliary Water Heater | 40 | 1 | 1 | 55 | Z09 | [18 empty] | Los Angeles | FALSE | 25.4 |  | 2011-06-01: 2019-07-03; 2011-08-03: 2019-07-08; 2011-09-20: 2020-06-12 | 1591 | 3759 | Up-front Payment
SCG-014101 | Single Family Residential | Domestic Hot Water | Gas | Southern California Gas Company | Incentive:Paid | 3710 | 25.37 |  | 2 | 149 |  | 149 |  | 2019-07-06 09:39 | 2020-06-09 | TITANIUM POWER INC | Retrofit | Los Angeles | Los Angeles | 90043 | Host Customer is System Owner | 4 |  | 30004272 | Butler Sun Solutions, Inc. | SOLAR BUTLER | BT1-40-I-T | Indirect Forced Circulation (IF) | 43.72 |  | BT1 | Glycol | Advanced Controller with a Vacation or Holiday Mode | Solar Storage with Tankless Auxiliary Water Heater | 40 | 1 | 1 | 55 | Z08 | [18 empty] | Los Angeles | FALSE | 25.23 |  | 2011-06-01: 2019-07-03; 2011-08-03: 2019-07-06; 2011-09-20: 2020-06-09 | 1593 | 3759 | Up-front Payment
SCG-014102 | Single Family Residential | Domestic Hot Water | Gas | Southern California Gas Company | Incentive:Paid | 2258 | 25.37 |  | 2 | 89 |  | 89 |  | 2019-07-06 09:21 | 2020-06-10 | TITANIUM POWER INC | Retrofit | Pacoima | Los Angeles | 91331 | Host Customer is System Owner | 5 |  | 30004078 | GREENoneTEC Solarindustrie GmbH | Solpal Plus | Solpal Plus L-G | Direct Integral Collector Storage (DI) | 25.66 |  | Solpal Plus L |  |  | Solar Storage and Auxiliary Tanks are separate | 51 | 1 | 1 | 65 | Z09 | [18 empty] | Los Angeles | FALSE | 25.38 |  | 2011-06-01: 2019-07-03; 2011-08-03: 2019-07-06; 2011-09-20: 2020-06-10 | 1593 | 2259 | Up-front Payment
SCG-014103 | Single Family Residential | Domestic Hot Water | Gas | Southern California Gas Company | Incentive:Paid | 2207 | 25.37 |  | 2 | 87 |  | 87 |  | 2019-07-06 09:16 | 2020-06-10 | TITANIUM POWER INC | Retrofit | Los Angeles | Los Angeles | 90011 | Host Customer is System Owner | 4 |  | 30004078 | GREENoneTEC Solarindustrie GmbH | Solpal Plus | Solpal Plus L-G | Direct Integral Collector Storage (DI) | 25.66 |  | Solpal Plus L |  |  | Solar Storage and Auxiliary Tanks are separate | 51 | 1 | 1 | 55 | Z08 | [18 empty] | Los Angeles | FALSE | 25.97 |  | 2011-06-01: 2019-07-03; 2011-08-03: 2019-07-06; 2011-09-20: 2020-06-10 | 1593 | 2259 | Up-front Payment
SCG-014104 | Single Family Residential | Domestic Hot Water | Gas | Southern California Gas Company | Incentive:Paid | 2207 | 25.37 |  | 2 | 87 |  | 87 |  | 2019-07-06 09:20 | 2020-06-10 | TITANIUM POWER INC | Retrofit | Los Angeles | Los Angeles | 90011 | Host Customer is System Owner | 5 |  | 30004078 | GREENoneTEC Solarindustrie GmbH | Solpal Plus | Solpal Plus L-G | Direct Integral Collector Storage (DI) | 25.66 |  | Solpal Plus L |  |  | Solar Storage and Auxiliary Tanks are separate | 51 | 1 | 1 | 65 | Z08 | [18 empty] | Los Angeles | FALSE | 25.97 |  | 2011-06-01: 2019-07-03; 2011-08-03: 2019-07-06; 2011-09-20: 2020-06-10 | 1593 | 2259 | Up-front Payment
SCG-014105 | Single Family Residential | Domestic Hot Water | Gas | Southern California Gas Company | Incentive:Paid | 3710 | 25.37 |  | 2 | 149 |  | 149 |  | 2019-07-08 13:30 | 2020-06-12 | TITANIUM POWER INC | Retrofit | Los Angeles | Los Angeles | 90062 | Host Customer is System Owner | 6 |  | 30004272 | Butler Sun Solutions, Inc. | SOLAR BUTLER | BT1-40-I-T | Indirect Forced Circulation (IF) | 43.72 |  | BT1 | Glycol | Advanced Controller with a Vacation or Holiday Mode | Solar Storage with Tankless Auxiliary Water Heater | 40 | 1 | 1 | 75 | Z08 | [18 empty] | Los Angeles | FALSE | 25.23 |  | 2011-06-01: 2019-07-03; 2011-08-03: 2019-07-08; 2011-09-20: 2020-06-12 | 1591 | 3759 | Up-front Payment
SCG-014106 | Single Family Residential | Domestic Hot Water | Gas | Southern California Gas Company | Incentive:Paid | 3710 | 25.37 |  | 2 | 149 |  | 149 |  | 2019-07-08 13:12 | 2020-06-12 | TITANIUM POWER INC | Retrofit | Los Angeles | Los Angeles | 90037 | Host Customer is System Owner | 4 |  | 30004272 | Butler Sun Solutions, Inc. | SOLAR BUTLER | BT1-40-I-T | Indirect Forced Circulation (IF) | 43.72 |  | BT1 | Glycol | Advanced Controller with a Vacation or Holiday Mode | Solar Storage with Tankless Auxiliary Water Heater | 40 | 1 | 1 | 55 | Z08 | [18 empty] | Los Angeles | FALSE | 25.23 |  | 2011-06-01: 2019-07-03; 2011-08-03: 2019-07-08; 2011-09-20: 2020-06-12 | 1591 | 3759 | Up-front Payment
SCG-014107 | Single Family Residential | Domestic Hot Water | Gas | Southern California Gas Company | Incentive:Paid | 3567 | 25.37 |  | 2 | 148 |  | 141 |  | 2019-07-08 13:36 | 2020-06-12 | TITANIUM POWER INC | Retrofit | Los Angeles | Los Angeles | 90023 | Host Customer is System Owner | 5 |  | 30004272 | Butler Sun Solutions, Inc. | SOLAR BUTLER | BT1-40-I-T | Indirect Forced Circulation (IF) | 43.72 |  | BT1 | Glycol | Advanced Controller with a Vacation or Holiday Mode | Solar Storage with Tankless Auxiliary Water Heater | 40 | 1 | 0.95 | 65 | Z09 | [18 empty] | Los Angeles | FALSE | 24.72 |  | 2011-06-01: 2019-07-03; 2011-08-03: 2019-07-08; 2011-09-20: 2020-06-12 | 1591 | 3659 | Up-front Payment
SCG-014108 | Single Family Residential | Domestic Hot Water | Gas | Southern California Gas Company | Incentive:Paid | 3710 | 25.37 |  | 2 | 148 |  | 148 |  | 2019-07-10 15:52 | 2020-06-24 | TITANIUM POWER INC | Retrofit | Los Angeles | Los Angeles | 90023 | Host Customer is System Owner | 4 |  | 30004272 | Butler Sun Solutions, Inc. | SOLAR BUTLER | BT1-40-I-T | Indirect Forced Circulation (IF) | 43.72 |  | BT1 | Glycol | Advanced Controller with a Vacation or Holiday Mode | Solar Storage with Tankless Auxiliary Water Heater | 40 | 1 | 1 | 55 | Z09 | [18 empty] | Los Angeles | FALSE | 25.4 |  | 2011-06-01: 2019-07-03; 2011-08-03: 2019-07-10; 2011-09-20: 2020-06-24 | 1577 | 3759 | Up-front Payment
SCG-014110 | Single Family Residential | Domestic Hot Water | Gas | Southern California Gas Company | Incentive:Paid | 3710 | 25.37 |  | 2 | 148 |  | 148 |  | 2019-07-06 09:22 | 2020-06-10 | TITANIUM POWER INC | Retrofit | Los Angeles | Los Angeles | 90023 | Host Customer is System Owner | 4 |  | 30004272 | Butler Sun Solutions, Inc. | SOLAR BUTLER | BT1-40-I-T | Indirect Forced Circulation (IF) | 43.72 |  | BT1 | Glycol | Advanced Controller with a Vacation or Holiday Mode | Solar Storage with Tankless Auxiliary Water Heater | 40 | 1 | 1 | 55 | Z09 | [18 empty] | Los Angeles | FALSE | 25.4 |  | 2011-06-01: 2019-07-03; 2011-08-03: 2019-07-06; 2011-09-20: 2020-06-10 | 1593 | 3759 | Up-front Payment
SCG-014113 | Commercial Pools | Pool Heating | Gas | Southern California Gas Company | Incentive:Paid | 11473 | 7 |  | 1 | 1639 |  | 1639 |  | 2019-09-25 16:47 | 2019-10-01 | ENVIRONMENTAL SOLAR DESIGN INC | Retrofit | Los Angeles | Los Angeles | 90038 | Host Customer is System Owner | [7 empty] | 917.7 | 48.3 |  | Manual Drainback |  |  |  | 1 | 1 |  | Z08 |  |  |  | 10001884 | 19 | 2 | [5 empty] | FALSE |  |  |  | SunEarth - SETR A503 TTR U + VFS 20-400 |  | SunEarth - SETR A503 TTR U + VFS 20-400 | Los Angeles Building & Safety | FALSE | 14.25 |  | 2019-09-20 |  | 2019-09-25 | 2019-10-01 | 2019-10-02 | 2019-10-08 | 1826 | 23360 | Up-front Payment
SCG-014117 | Single Family Residential | Domestic Hot Water | Gas | Southern California Gas Company | Incentive:Paid | 3710 | 25.37 |  | 2 | 148 |  | 148 |  | 2019-07-09 08:17 | 2020-06-19 | TITANIUM POWER INC | Retrofit | Los Angeles | Los Angeles | 90023 | Host Customer is System Owner | 4 |  | 30004272 | Butler Sun Solutions, Inc. | SOLAR BUTLER | BT1-40-I-T | Indirect Forced Circulation (IF) | 43.72 |  | BT1 | Glycol | Advanced Controller with a Vacation or Holiday Mode | Solar Storage with Tankless Auxiliary Water Heater | 40 | 1 | 1 | 55 | Z09 | [18 empty] | Los Angeles | FALSE | 25.4 |  | 2011-06-01: 2019-07-08; 2011-08-03: 2019-07-09; 2011-09-20: 2020-06-19 | 1579 | 3759 | Up-front Payment
SCG-014118 | Single Family Residential | Domestic Hot Water | Gas | Southern California Gas Company | Incentive:Paid | 3710 | 25.37 |  | 2 | 149 |  | 149 |  | 2019-07-09 08:18 | 2020-06-19 | TITANIUM POWER INC | Retrofit | Los Angeles | Los Angeles | 90044 | Host Customer is System Owner | 4 |  | 30004272 | Butler Sun Solutions, Inc. | SOLAR BUTLER | BT1-40-I-T | Indirect Forced Circulation (IF) | 43.72 |  | BT1 | Glycol | Advanced Controller with a Vacation or Holiday Mode | Solar Storage with Tankless Auxiliary Water Heater | 40 | 1 | 1 | 55 | Z08 | [18 empty] | Los Angeles | FALSE | 25.23 |  | 2011-06-01: 2019-07-08; 2011-08-03: 2019-07-09; 2011-09-20: 2020-06-19 | 1579 | 3759 | Up-front Payment
SCG-014119 | Single Family Residential | Domestic Hot Water | Gas | Southern California Gas Company | Incentive:Paid | 3710 | 25.37 |  | 2 | 148 |  | 148 |  | 2019-07-10 12:32 | 2020-06-24 | TITANIUM POWER INC | Retrofit | Los Angeles | Los Angeles | 90063 | Host Customer is System Owner | 4 |  | 30004272 | Butler Sun Solutions, Inc. | SOLAR BUTLER | BT1-40-I-T | Indirect Forced Circulation (IF) | 43.72 |  | BT1 | Glycol | Advanced Controller with a Vacation or Holiday Mode | Solar Storage with Tankless Auxiliary Water Heater | 40 | 1 | 1 | 55 | Z09 | [18 empty] | Los Angeles | FALSE | 25.4 |  | 2011-06-01: 2019-07-08; 2011-08-03: 2019-07-10; 2011-09-20: 2020-06-24 | 1579 | 3759 | Up-front Payment
SCG-014120 | Single Family Residential | Domestic Hot Water | Gas | Southern California Gas Company | Incentive:Paid | 3710 | 25.37 |  | 2 | 148 |  | 148 |  | 2019-07-09 08:20 | 2020-06-19 | TITANIUM POWER INC | Retrofit | Los Angeles | Los Angeles | 90026 | Host Customer is System Owner | 4 |  | 30004272 | Butler Sun Solutions, Inc. | SOLAR BUTLER | BT1-40-I-T | Indirect Forced Circulation (IF) | 43.72 |  | BT1 | Glycol | Advanced Controller with a Vacation or Holiday Mode | Solar Storage with Tankless Auxiliary Water Heater | 40 | 1 | 1 | 55 | Z09 | [18 empty] | Los Angeles | FALSE | 25.4 |  | 2011-06-01: 2019-07-08; 2011-08-03: 2019-07-09; 2011-09-20: 2020-06-19 | 1579 | 3759 | Up-front Payment
SCG-014121 | Single Family Residential | Domestic Hot Water | Gas | Southern California Gas Company | Incentive:Paid | 3710 | 25.37 |  | 2 | 148 |  | 148 |  | 2019-07-09 14:20 | 2020-06-19 | TITANIUM POWER INC | Retrofit | Los Angeles | Los Angeles | 90023 | Host Customer is System Owner | 7 |  | 30004272 | Butler Sun Solutions, Inc. | SOLAR BUTLER | BT1-40-I-T | Indirect Forced Circulation (IF) | 43.72 |  | BT1 | Glycol | Advanced Controller with a Vacation or Holiday Mode | Solar Storage with Tankless Auxiliary Water Heater | 40 | 1 | 1 | 85 | Z09 | [18 empty] | Los Angeles | FALSE | 25.4 |  | 2011-06-01: 2019-07-08; 2011-08-03: 2019-07-09; 2011-09-20: 2020-06-19 | 1579 | 3759 | Up-front Payment
SCG-014122 | Single Family Residential | Domestic Hot Water | Gas | Southern California Gas Company | Incentive:Paid | 3710 | 25.37 |  | 2 | 148 |  | 148 |  | 2019-07-10 07:48 | 2020-06-25 | TITANIUM POWER INC | Retrofit | Los Angeles | Los Angeles | 90023 | Host Customer is System Owner | 5 |  | 30004272 | Butler Sun Solutions, Inc. | SOLAR BUTLER | BT1-40-I-T | Indirect Forced Circulation (IF) | 43.72 |  | BT1 | Glycol | Advanced Controller with a Vacation or Holiday Mode | Solar Storage with Tankless Auxiliary Water Heater | 40 | 1 | 1 | 65 | Z09 | [18 empty] | Los Angeles | FALSE | 25.4 |  | 2011-06-01: 2019-07-09; 2011-08-03: 2019-07-10; 2011-09-20: 2020-06-25 | 1579 | 3759 | Up-front Payment
PGE-014123 | Commercial/Multifamily Residential | Domestic Hot Water | Gas | Pacific Gas and Electric | Incentive:Paid | 120173 | 17.16 |  | 2 | 7146 |  | 7003 |  | 2019-08-19 15:09 | 2019-09-12 | OXYPOWER INC | Retrofit | San Francisco | San Francisco | 94102 | Host Customer is System Owner | [7 empty] | 2029.86 | 32.22 |  | Glycol | Pressure Stagnation Protection (PSP) | Solar Storage and Auxiliary Tanks are separate |  | 0.98 | 1 | 4440 | Z03 | 120 | Units | Apartments/Condos | 2010115D | 63 | 1 | 3509 | 1 | 240 | 2 | 399900 | TRUE | 130 | 130 |  | Heliodyne - Delta-T Pro Ethernet |  | Heliodyne - Delta-T Pro Ethernet | City and County of San Francisco | FALSE | 39.04 |  | 2019-08-15 | 2019-08-22 | 2019-08-19 | 2019-09-12 | 2020-10-09 | 2020-11-13 | 1425 | 278962 | Up-front Payment
SCG-014124 | Single Family Residential | Domestic Hot Water | Gas | Southern California Gas Company | Incentive:Paid | 3710 | 25.37 |  | 2 | 148 |  | 148 |  | 2019-07-11 13:22 | 2020-06-26 | TITANIUM POWER INC | Retrofit | Los Angeles | Los Angeles | 90023 | Host Customer is System Owner | 8 |  | 30004272 | Butler Sun Solutions, Inc. | SOLAR BUTLER | BT1-40-I-T | Indirect Forced Circulation (IF) | 43.72 |  | BT1 | Glycol | Advanced Controller with a Vacation or Holiday Mode | Solar Storage with Tankless Auxiliary Water Heater | 40 | 1 | 1 | 95 | Z09 | [18 empty] | Los Angeles | FALSE | 25.4 |  | 2011-06-01: 2019-07-10; 2011-08-03: 2019-07-11; 2011-09-20: 2020-06-26 | 1573 | 3759 | Up-front Payment
PGE-014125 | Low Income Single Family Residential | Domestic Hot Water | Gas | Pacific Gas and Electric | Incentive:Paid | 5240 | 36.9 |  | 1 | 142 |  | 142 |  | 2019-07-11 12:46 | 2019-08-05 | TITANIUM POWER INC | Retrofit | Bakersfield | Bakersfield | 93306 | Host Customer is System Owner | 4 |  | 30004272 | Butler Sun Solutions, Inc. | SOLAR BUTLER | BT1-40-I-T | Indirect Forced Circulation (IF) | 43.72 |  | BT1 | Glycol | Advanced Controller with a Vacation or Holiday Mode | Solar Storage with Tankless Auxiliary Water Heater | 40 | 1 | 1 | 55 | Z13 | [18 empty] | Bakersfield | FALSE | 37.32 |  | 2019-07-10 | 2019-07-17 |  |  | 2019-07-11 | 2019-08-05 | 1892 | 5300 | Up-front Payment
PGE-014126 | Low Income Single Family Residential | Domestic Hot Water | Gas | Pacific Gas and Electric | Incentive:Paid | 5240 | 36.9 |  | 1 | 142 |  | 142 |  | 2019-07-11 12:48 | 2019-08-05 | TITANIUM POWER INC | Retrofit | Bakersfield | Bakersfield | 93306 | Host Customer is System Owner | 4 |  | 30004272 | Butler Sun Solutions, Inc. | SOLAR BUTLER | BT1-40-I-T | Indirect Forced Circulation (IF) | 43.72 |  | BT1 | Glycol | Advanced Controller with a Vacation or Holiday Mode | Solar Storage with Tankless Auxiliary Water Heater | 40 | 1 | 1 | 55 | Z13 | [18 empty] | Bakersfield | FALSE | 37.32 |  | 2019-07-10 | 2019-07-17 |  |  | 2019-07-11 | 2019-08-05 | 1892 | 5300 | Up-front Payment
PGE-014127 | Low Income Single Family Residential | Domestic Hot Water | Gas | Pacific Gas and Electric | Incentive:Paid | 5397 | 36.9 |  | 1 | 164 |  | 164 |  | 2019-07-11 12:48 | 2019-08-05 | TITANIUM POWER INC | Retrofit | Bakerfield | Bakersfield | 93305 | Host Customer is System Owner | 6 |  | 30004298 | Butler Sun Solutions, Inc. | Titanium Power | Power Pack 2 GT Butler | Indirect Forced Circulation (IF) | 43.72 |  | BT1 | Glycol | Advanced Controller with a Vacation or Holiday Mode | Solar Storage with Tankless Auxiliary Water Heater | 52 | 1 | 1 | 75 | Z13 | [18 empty] | Bakersfield | FALSE | 33.23 |  | 2019-07-10 | 2019-07-17 |  |  | 2019-07-11 | 2019-08-05 | 1892 | 5450 | Up-front Payment
SCG-014128 | Single Family Residential | Domestic Hot Water | Gas | Southern California Gas Company | Incentive:Paid | 3710 | 25.37 |  | 2 | 148 |  | 148 |  | 2019-07-11 13:28 | 2020-06-26 | TITANIUM POWER INC | Retrofit | Los Angeles | Los Angeles | 90023 | Host Customer is System Owner | 7 |  | 30004272 | Butler Sun Solutions, Inc. | SOLAR BUTLER | BT1-40-I-T | Indirect Forced Circulation (IF) | 43.72 |  | BT1 | Glycol | Advanced Controller with a Vacation or Holiday Mode | Solar Storage with Tankless Auxiliary Water Heater | 40 | 1 | 1 | 85 | Z09 | [18 empty] | Los Angeles | FALSE | 25.4 |  | 2011-06-01: 2019-07-10; 2011-08-03: 2019-07-11; 2011-09-20: 2020-06-26 | 1573 | 3759 | Up-front Payment
SCG-014129 | Single Family Residential | Domestic Hot Water | Gas | Southern California Gas Company | Incentive:Paid | 3710 | 25.37 |  | 2 | 149 |  | 149 |  | 2019-07-12 14:46 | 2020-07-08 | TITANIUM POWER INC | Retrofit | Los Angeles | Los Angeles | 90016 | Host Customer is System Owner | 4 |  | 30004272 | Butler Sun Solutions, Inc. | SOLAR BUTLER | BT1-40-I-T | Indirect Forced Circulation (IF) | 43.72 |  | BT1 | Glycol | Advanced Controller with a Vacation or Holiday Mode | Solar Storage with Tankless Auxiliary Water Heater | 40 | 1 | 1 | 55 | Z08 | [18 empty] | Los Angeles | FALSE | 25.23 |  | 2011-06-01: 2019-07-11; 2011-08-03: 2019-07-12; 2011-09-20: 2020-07-08 | 1563 | 3759 | Up-front Payment
SCG-014130 | Single Family Residential | Domestic Hot Water | Gas | Southern California Gas Company | Incentive:Paid | 3591 | 25.37 |  | 2 | 149 |  | 142 |  | 2019-07-15 13:31 | 2020-07-15 | TITANIUM POWER INC | Retrofit | Los Angeles | Los Angeles | 90016 | Host Customer is System Owner | 4 |  | 30004272 | Butler Sun Solutions, Inc. | SOLAR BUTLER | BT1-40-I-T | Indirect Forced Circulation (IF) | 43.72 |  | BT1 | Glycol | Advanced Controller with a Vacation or Holiday Mode | Solar Storage with Tankless Auxiliary Water Heater | 40 | 1 | 0.95 | 55 | Z08 | [18 empty] | Los Angeles | FALSE | 24.56 |  | 2011-06-01: 2019-07-12; 2011-08-03: 2019-07-15; 2011-09-20: 2020-07-15 | 1559 | 3659 | Up-front Payment
SCG-014131 | Single Family Residential | Domestic Hot Water | Gas | Southern California Gas Company | Incentive:Paid | 3710 | 25.37 |  | 2 | 148 |  | 148 |  | 2019-07-15 13:33 | 2020-07-15 | TITANIUM POWER INC | Retrofit | Los Angeles | Los Angeles | 90023 | Host Customer is System Owner | 4 |  | 30004272 | Butler Sun Solutions, Inc. | SOLAR BUTLER | BT1-40-I-T | Indirect Forced Circulation (IF) | 43.72 |  | BT1 | Glycol | Advanced Controller with a Vacation or Holiday Mode | Solar Storage with Tankless Auxiliary Water Heater | 40 | 1 | 1 | 55 | Z09 | [18 empty] | Los Angeles | FALSE | 25.4 |  | 2011-06-01: 2019-07-12; 2011-08-03: 2019-07-15; 2011-09-20: 2020-07-15 | 1559 | 3759 | Up-front Payment
SCG-014132 | Single Family Residential | Domestic Hot Water | Gas | Southern California Gas Company | Incentive:Paid | 3710 | 25.37 |  | 2 | 148 |  | 148 |  | 2019-07-15 13:34 | 2020-07-15 | TITANIUM POWER INC | Retrofit | Los Angeles | Los Angeles | 90023 | Host Customer is System Owner | 4 |  | 30004272 | Butler Sun Solutions, Inc. | SOLAR BUTLER | BT1-40-I-T | Indirect Forced Circulation (IF) | 43.72 |  | BT1 | Glycol | Advanced Controller with a Vacation or Holiday Mode | Solar Storage with Tankless Auxiliary Water Heater | 40 | 1 | 1 | 55 | Z09 | [18 empty] | Los Angeles | FALSE | 25.4 |  | 2011-06-01: 2019-07-12; 2011-08-03: 2019-07-15; 2011-09-20: 2020-07-15 | 1559 | 3759 | Up-front Payment
SCG-014133 | Single Family Residential | Domestic Hot Water | Gas | Southern California Gas Company | Incentive:Paid | 3710 | 25.37 |  | 2 | 149 |  | 149 |  | 2019-07-15 13:29 | 2020-07-16 | TITANIUM POWER INC | Retrofit | Los Angeles | Los Angeles | 90059 | Host Customer is System Owner | 7 |  | 30004272 | Butler Sun Solutions, Inc. | SOLAR BUTLER | BT1-40-I-T | Indirect Forced Circulation (IF) | 43.72 |  | BT1 | Glycol | Advanced Controller with a Vacation or Holiday Mode | Solar Storage with Tankless Auxiliary Water Heater | 40 | 1 | 1 | 85 | Z08 | [18 empty] | Los Angeles | FALSE | 25.23 |  | 2011-06-01: 2019-07-12; 2011-08-03: 2019-07-15; 2011-09-20: 2020-07-16 | 1559 | 3759 | Up-front Payment
SCG-014134 | Commercial Pools | Pool Heating | Gas | Southern California Gas Company | Incentive:Paid | 4000 | 7 |  | 1 | 759 |  | 759 |  | 2020-02-03 11:35 | 2020-02-03 | ENVIRONMENTAL SOLAR DESIGN INC | Retrofit | Studio City | Los Angeles | 91604 | Host Customer is System Owner | [7 empty] | 386.4 | 48.3 |  | Manual Drainback |  |  |  | 1 | 1 |  | Z09 |  |  |  | 10001884 | 8 | 1 | [5 empty] | FALSE | [6 empty] | Los Angeles Building & Safety | FALSE | 10.54 |  | 2020-01-27 |  | 2020-02-03 | 2020-02-03 | 2020-09-22 | 2020-09-24 | 1453 | 8000 | Up-front Payment
SCG-014135 | Single Family Residential | Domestic Hot Water | Gas | Southern California Gas Company | Incentive:Paid | 3710 | 25.37 |  | 2 | 149 |  | 149 |  | 2019-07-17 15:04 | 2020-07-21 | TITANIUM POWER INC | Retrofit | Los Angeles | Los Angeles | 90003 | Host Customer is System Owner | 4 |  | 30004272 | Butler Sun Solutions, Inc. | SOLAR BUTLER | BT1-40-I-T | Indirect Forced Circulation (IF) | 43.72 |  | BT1 | Glycol | Advanced Controller with a Vacation or Holiday Mode | Solar Storage with Tankless Auxiliary Water Heater | 40 | 1 | 1 | 55 | Z08 | [18 empty] | Los Angeles | FALSE | 25.23 |  | 2011-06-01: 2019-07-15; 2011-08-03: 2019-07-17; 2011-09-20: 2020-07-21 | 1552 | 3759 | Up-front Payment
SCG-014136 | Single Family Residential | Domestic Hot Water | Gas | Southern California Gas Company | Incentive:Paid | 3710 | 25.37 |  | 2 | 149 |  | 149 |  | 2019-07-17 13:43 | 2020-07-22 | TITANIUM POWER INC | Retrofit | Los Angeles | Los Angeles | 90003 | Host Customer is System Owner | 7 |  | 30004272 | Butler Sun Solutions, Inc. | SOLAR BUTLER | BT1-40-I-T | Indirect Forced Circulation (IF) | 43.72 |  | BT1 | Glycol | Advanced Controller with a Vacation or Holiday Mode | Solar Storage with Tankless Auxiliary Water Heater | 40 | 1 | 1 | 85 | Z08 | [18 empty] | Los Angeles | FALSE | 25.23 |  | 2011-06-01: 2019-07-15; 2011-08-03: 2019-07-17; 2011-09-20: 2020-07-22 | 1552 | 3759 | Up-front Payment
SCG-014137 | Single Family Residential | Domestic Hot Water | Gas | Southern California Gas Company | Incentive:Paid | 3710 | 25.37 |  | 2 | 148 |  | 148 |  | 2019-07-17 13:45 | 2020-07-22 | TITANIUM POWER INC | Retrofit | Los Angeles | Los Angeles | 90023 | Host Customer is System Owner | 5 |  | 30004272 | Butler Sun Solutions, Inc. | SOLAR BUTLER | BT1-40-I-T | Indirect Forced Circulation (IF) | 43.72 |  | BT1 | Glycol | Advanced Controller with a Vacation or Holiday Mode | Solar Storage with Tankless Auxiliary Water Heater | 40 | 1 | 1 | 65 | Z09 | [18 empty] | Los Angeles | FALSE | 25.4 |  | 2011-06-01: 2019-07-15; 2011-08-03: 2019-07-17; 2011-09-20: 2020-07-22 | 1552 | 3759 | Up-front Payment
SCG-014138 | Single Family Residential | Domestic Hot Water | Gas | Southern California Gas Company | Incentive:Paid | 3567 | 25.37 |  | 2 | 148 |  | 141 |  | 2019-07-17 15:06 | 2020-07-22 | TITANIUM POWER INC | Retrofit | Los Angeles | Los Angeles | 90039 | Host Customer is System Owner | 6 |  | 30004272 | Butler Sun Solutions, Inc. | SOLAR BUTLER | BT1-40-I-T | Indirect Forced Circulation (IF) | 43.72 |  | BT1 | Glycol | Advanced Controller with a Vacation or Holiday Mode | Solar Storage with Tankless Auxiliary Water Heater | 40 | 1 | 0.95 | 75 | Z09 | [18 empty] | Los Angeles | FALSE | 24.72 |  | 2011-06-01: 2019-07-16; 2011-08-03: 2019-07-17; 2011-09-20: 2020-07-22 | 1552 | 3659 | Up-front Payment
SCG-014139 | Single Family Residential | Domestic Hot Water | Gas | Southern California Gas Company | Incentive:Paid | 3710 | 25.37 |  | 2 | 148 |  | 148 |  | 2019-07-17 15:11 | 2020-07-23 | TITANIUM POWER INC | Retrofit | Los Angeles | Los Angeles | 90039 | Host Customer is System Owner | 4 |  | 30004272 | Butler Sun Solutions, Inc. | SOLAR BUTLER | BT1-40-I-T | Indirect Forced Circulation (IF) | 43.72 |  | BT1 | Glycol | Advanced Controller with a Vacation or Holiday Mode | Solar Storage with Tankless Auxiliary Water Heater | 40 | 1 | 1 | 55 | Z09 | [18 empty] | Los Angeles | FALSE | 25.4 |  | 2011-06-01: 2019-07-16; 2011-08-03: 2019-07-17; 2011-09-20: 2020-07-23 | 1549 | 3759 | Up-front Payment
SCG-014140 | Single Family Residential | Domestic Hot Water | Gas | Southern California Gas Company | Incentive:Paid | 3710 | 25.37 |  | 2 | 148 |  | 148 |  | 2019-07-22 12:47 | 2020-09-14 | TITANIUM POWER INC | Retrofit | Los Angeles | Los Angeles | 90039 | Host Customer is System Owner | 4 |  | 30004272 | Butler Sun Solutions, Inc. | SOLAR BUTLER | BT1-40-I-T | Indirect Forced Circulation (IF) | 43.72 |  | BT1 | Glycol | Advanced Controller with a Vacation or Holiday Mode | Solar Storage with Tankless Auxiliary Water Heater | 40 | 1 | 1 | 55 | Z09 | [18 empty] | Los Angeles | FALSE | 25.4 |  | 2011-06-01: 2019-07-16; 2011-08-03: 2019-07-22; 2011-09-20: 2020-09-14 | 1493 | 3759 | Up-front Payment
SCG-014141 | Single Family Residential | Domestic Hot Water | Gas | Southern California Gas Company | Incentive:Paid | 3710 | 25.37 |  | 2 | 148 |  | 148 |  | 2019-07-17 15:09 | 2020-07-23 | TITANIUM POWER INC | Retrofit | Los Angeles | Los Angeles | 90039 | Host Customer is System Owner | 4 |  | 30004272 | Butler Sun Solutions, Inc. | SOLAR BUTLER | BT1-40-I-T | Indirect Forced Circulation (IF) | 43.72 |  | BT1 | Glycol | Advanced Controller with a Vacation or Holiday Mode | Solar Storage with Tankless Auxiliary Water Heater | 40 | 1 | 1 | 55 | Z09 | [18 empty] | Los Angeles | FALSE | 25.4 |  | 2011-06-01: 2019-07-16; 2011-08-03: 2019-07-17; 2011-09-20: 2020-07-23 | 1549 | 3759 | Up-front Payment
SCG-014142 | Single Family Residential | Domestic Hot Water | Gas | Southern California Gas Company | Incentive:Paid | 3710 | 25.37 |  | 2 | 149 |  | 149 |  | 2019-07-17 15:08 | 2020-07-23 | TITANIUM POWER INC | Retrofit | Los Angeles | Los Angeles | 90003 | Host Customer is System Owner | 4 |  | 30004272 | Butler Sun Solutions, Inc. | SOLAR BUTLER | BT1-40-I-T | Indirect Forced Circulation (IF) | 43.72 |  | BT1 | Glycol | Advanced Controller with a Vacation or Holiday Mode | Solar Storage with Tankless Auxiliary Water Heater | 40 | 1 | 1 | 55 | Z08 | [18 empty] | Los Angeles | FALSE | 25.23 |  | 2011-06-01: 2019-07-16; 2011-08-03: 2019-07-17; 2011-09-20: 2020-07-23 | 1549 | 3759 | Up-front Payment
SCG-014143 | Single Family Residential | Domestic Hot Water | Gas | Southern California Gas Company | Incentive:Paid | 3710 | 25.37 |  | 2 | 149 |  | 149 |  | 2019-07-17 15:05 | 2020-07-23 | TITANIUM POWER INC | Retrofit | Los Angeles | Los Angeles | 90003 | Host Customer is System Owner | 4 |  | 30004272 | Butler Sun Solutions, Inc. | SOLAR BUTLER | BT1-40-I-T | Indirect Forced Circulation (IF) | 43.72 |  | BT1 | Glycol | Advanced Controller with a Vacation or Holiday Mode | Solar Storage with Tankless Auxiliary Water Heater | 40 | 1 | 1 | 55 | Z08 | [18 empty] | Los Angeles | FALSE | 25.23 |  | 2011-06-01: 2019-07-16; 2011-08-03: 2019-07-17; 2011-09-20: 2020-07-23 | 1549 | 3759 | Up-front Payment
SCG-014144 | Single Family Residential | Domestic Hot Water | Gas | Southern California Gas Company | Incentive:Paid | 3710 | 25.37 |  | 2 | 149 |  | 149 |  | 2019-07-17 15:07 | 2020-07-23 | TITANIUM POWER INC | Retrofit | Los Angeles | Los Angeles | 90003 | Host Customer is System Owner | 4 |  | 30004272 | Butler Sun Solutions, Inc. | SOLAR BUTLER | BT1-40-I-T | Indirect Forced Circulation (IF) | 43.72 |  | BT1 | Glycol | Advanced Controller with a Vacation or Holiday Mode | Solar Storage with Tankless Auxiliary Water Heater | 40 | 1 | 1 | 55 | Z08 | [18 empty] | Los Angeles | FALSE | 25.23 |  | 2011-06-01: 2019-07-16; 2011-08-03: 2019-07-17; 2011-09-20: 2020-07-23 | 1549 | 3759 | Up-front Payment
PGE-014145 | Multifamily Residential - Disadvantaged Community | Domestic Hot Water | Gas | Pacific Gas and Electric | Incentive:Paid | 69030 | 20.19 |  | 1 | 3419 |  | 3419 |  | 2019-12-03 06:21 | 2019-12-03 | CORONA SOLAR | Retrofit | San Francisco | San Francisco | 94110 | Host Customer is System Owner | [7 empty] | 982.8 | 40.95 |  | Glycol | Advanced Controller with a Vacation or Holiday Mode | Solar Storage and Auxiliary Tanks are separate |  | 1 | 1 | 2204 | Z03 | 58 | Units | Apartments/Condos | 10001803 | 24 | 1 | 1250 | 1 | 500 | 1 | 500000 | TRUE | 140 | 135 |  | Maktinta Energy - Solar Brain MKTCT1006 |  | Maktinta Energy - Solar Brain MKTCT1006 | San Francisco | FALSE | 50.16 |  | 2019-07-16 | 2019-11-19 | 2019-12-03 | 2019-12-03 | 2020-12-03 | 2021-08-05 | 1172 | 171500 | Up-front Payment
SCG-014146 | Commercial Pools | Pool Heating | Gas | Southern California Gas Company | Incentive:Paid | 23588 | 7 |  | 1 | 4219 |  | 4219 |  | 2019-07-23 16:04 | 2019-07-24 | ELECTRO-THERMAL EQUIPMENT CORP | Retrofit | Los Angeles | Los Angeles | 90293 | Host Customer is System Owner | [7 empty] | 1865.2 | 46.63 |  | Drainback |  |  |  | 1 | 1 |  | Z06 |  |  |  | PP 48 (2" Model) | 40 | 2 | [5 empty] | FALSE |  |  |  | SETR A503 TTR U + VFS 20-400 |  | SETR A503 TTR U + VFS 20-400 | Los Aneles | FALSE | 11.18 |  | 2019-07-22 |  | 2019-07-23 | 2019-07-24 | 2020-02-26 | 2020-03-18 | 1679 | 47176 | Up-front Payment
SCG-014148 | Commercial Pools | Pool Heating | Gas | Southern California Gas Company | Incentive:Paid | 4326 | 7 |  | 1 | 618 |  | 618 |  | 2019-07-23 16:05 | 2019-07-24 | ELECTRO-THERMAL EQUIPMENT CORP | Retrofit | Los Angeles | Los Angeles | 90293 | Host Customer is System Owner | [7 empty] | 255.84 | 42.64 |  | Drainback |  |  |  | 1 | 1 |  | Z06 |  |  |  | 10001781 | 6 | 1 | [5 empty] | FALSE | [6 empty] | Los Angeles | FALSE | 24.87 |  | 2019-07-22 |  | 2019-07-23 | 2019-07-24 | 2020-02-26 | 2020-03-26 | 1671 | 15368 | Up-front Payment
SCG-014149 | Single Family Residential | Domestic Hot Water | Gas | Southern California Gas Company | Incentive:Paid | 3710 | 25.37 |  | 2 | 148 |  | 148 |  | 2019-07-19 10:27 | 2020-07-24 | TITANIUM POWER INC | Retrofit | Los Angeles | Los Angeles | 90023 | Host Customer is System Owner | 4 |  | 30004272 | Butler Sun Solutions, Inc. | SOLAR BUTLER | BT1-40-I-T | Indirect Forced Circulation (IF) | 43.72 |  | BT1 | Glycol | Advanced Controller with a Vacation or Holiday Mode | Solar Storage with Tankless Auxiliary Water Heater | 40 | 1 | 1 | 55 | Z09 | [18 empty] | Los Angeles | FALSE | 25.4 |  | 2011-06-01: 2019-07-17; 2011-08-03: 2019-07-19; 2011-09-20: 2020-07-24 | 1549 | 3759 | Up-front Payment
SCG-014150 | Single Family Residential | Domestic Hot Water | Gas | Southern California Gas Company | Incentive:Paid | 3591 | 25.37 |  | 2 | 149 |  | 142 |  | 2019-07-19 10:25 | 2020-07-24 | TITANIUM POWER INC | Retrofit | Los Angeles | Los Angeles | 90044 | Host Customer is System Owner | 7 |  | 30004272 | Butler Sun Solutions, Inc. | SOLAR BUTLER | BT1-40-I-T | Indirect Forced Circulation (IF) | 43.72 |  | BT1 | Glycol | Advanced Controller with a Vacation or Holiday Mode | Solar Storage with Tankless Auxiliary Water Heater | 40 | 1 | 0.95 | 85 | Z08 | [18 empty] | Los Angeles | FALSE | 24.56 |  | 2011-06-01: 2019-07-17; 2011-08-03: 2019-07-19; 2011-09-20: 2020-07-24 | 1549 | 3659 | Up-front Payment
SCG-014152 | Single Family Residential | Domestic Hot Water | Gas | Southern California Gas Company | Incentive:Paid | 3710 | 25.37 |  | 2 | 148 |  | 148 |  | 2019-07-19 10:22 | 2020-07-24 | TITANIUM POWER INC | Retrofit | Los Angeles | Los Angeles | 90023 | Host Customer is System Owner | 4 |  | 30004272 | Butler Sun Solutions, Inc. | SOLAR BUTLER | BT1-40-I-T | Indirect Forced Circulation (IF) | 43.72 |  | BT1 | Glycol | Advanced Controller with a Vacation or Holiday Mode | Solar Storage with Tankless Auxiliary Water Heater | 40 | 1 | 1 | 55 | Z09 | [18 empty] | Los Angeles | FALSE | 25.4 |  | 2011-06-01: 2019-07-17; 2011-08-03: 2019-07-19; 2011-09-20: 2020-07-24 | 1549 | 3759 | Up-front Payment
SCG-014153 | Single Family Residential | Domestic Hot Water | Gas | Southern California Gas Company | Incentive:Paid | 3710 | 25.37 |  | 2 | 149 |  | 149 |  | 2019-07-19 10:21 | 2020-07-27 | TITANIUM POWER INC | Retrofit | Los Angeles | Los Angeles | 90003 | Host Customer is System Owner | 9 |  | 30004272 | Butler Sun Solutions, Inc. | SOLAR BUTLER | BT1-40-I-T | Indirect Forced Circulation (IF) | 43.72 |  | BT1 | Glycol | Advanced Controller with a Vacation or Holiday Mode | Solar Storage with Tankless Auxiliary Water Heater | 40 | 1 | 1 | 105 | Z08 | [18 empty] | Los Angeles | FALSE | 25.23 |  | 2011-06-01: 2019-07-17; 2011-08-03: 2019-07-19; 2011-09-20: 2020-07-27 | 1549 | 3759 | Up-front Payment
SCG-014154 | Single Family Residential | Domestic Hot Water | Gas | Southern California Gas Company | Incentive:Paid | 3710 | 25.37 |  | 2 | 149 |  | 149 |  | 2019-07-19 10:24 | 2020-07-17 | TITANIUM POWER INC | Retrofit | Los Angeles | Los Angeles | 90044 | Host Customer is System Owner | 4 |  | 30004272 | Butler Sun Solutions, Inc. | SOLAR BUTLER | BT1-40-I-T | Indirect Forced Circulation (IF) | 43.72 |  | BT1 | Glycol | Advanced Controller with a Vacation or Holiday Mode | Solar Storage with Tankless Auxiliary Water Heater | 40 | 1 | 1 | 55 | Z08 | [18 empty] | Los Angeles | FALSE | 25.23 |  | 2011-06-01: 2019-07-17; 2011-08-03: 2019-07-19; 2011-09-20: 2020-07-17 | 1556 | 3759 | Up-front Payment
SCG-014155 | Single Family Residential | Domestic Hot Water | Gas | Southern California Gas Company | Incentive:Paid | 3710 | 25.37 |  | 2 | 149 |  | 149 |  | 2019-07-19 10:18 | 2020-07-17 | TITANIUM POWER INC | Retrofit | Los Angeles | Los Angeles | 90044 | Host Customer is System Owner | 5 |  | 30004272 | Butler Sun Solutions, Inc. | SOLAR BUTLER | BT1-40-I-T | Indirect Forced Circulation (IF) | 43.72 |  | BT1 | Glycol | Advanced Controller with a Vacation or Holiday Mode | Solar Storage with Tankless Auxiliary Water Heater | 40 | 1 | 1 | 65 | Z08 | [18 empty] | Los Angeles | FALSE | 25.23 |  | 2011-06-01: 2019-07-17; 2011-08-03: 2019-07-19; 2011-09-20: 2020-07-17 | 1556 | 3759 | Up-front Payment
PGE-014156 | Low Income Multifamily Residential | Domestic Hot Water | Gas | Pacific Gas and Electric | Incentive:Canceled | 44659 | 24.89 |  | 1 | 1869 |  | 1794 |  | 2019-07-25 13:39 | 2019-09-04 |  | Retrofit | San Francisco | San Francisco | 94102 | Host Customer is System Owner | [7 empty] | 482.04 | 40.17 |  | Drainback | Pressure Stagnation Protection (PSP) | Solar Storage and Auxiliary Tanks are separate |  | 0.96 | 1 | 2090 | Z03 | 55 | Units | Apartments/Condos | 2010115A | 12 | 2 | 720 | 1 | 120 | 1 | 598000 | TRUE | 125 | 125 |  | Heliodyne - Delta-T Pro Ethernet |  | Heliodyne - Delta-T Pro Ethernet |  | FALSE | 52.62 |  | 2019-07-18 | 2019-08-12 | 2019-07-25 | 2019-09-04 |  |  | 1879 | 98338 | Up-front Payment
PGE-014157 | Low Income Multifamily Residential | Domestic Hot Water | Gas | Pacific Gas and Electric | Incentive:Paid | 108670 | 24.89 |  | 1 | 4366 |  | 4366 |  | 2019-08-02 16:49 | 2019-09-12 | SUN LIGHT & POWER | New Construction | Redwood City | San Mateo | 94603 | Host Customer is System Owner | [7 empty] | 1285.44 | 40.17 |  | Glycol | Pressure Stagnation Protection (PSP) | Solar Storage and Auxiliary Tanks are separate |  | 1 | 1 | 4329 | Z03 | 117 | Units | Apartments/Condos | 2010115A | 32 | 2 | 1950 | 1 | 476 | 4 | 1559600 | TRUE | 130 | 120 |  | Heliodyne - Delta-T Pro Ethernet |  | Heliodyne - Delta-T Pro Ethernet | Redwood City | FALSE | 53.33 |  | 2019-07-26 | 2019-08-15 | 2019-08-02 | 2019-09-12 | 2021-09-08 | 2021-09-22 | 1115 | 232840 | Up-front Payment
SCG-014158 | Commercial/Multifamily Residential | Domestic Hot Water | Gas | Southern California Gas Company | Incentive:Canceled | 65941 | 20.19 |  | 1 | 3266 |  | 3266 |  | 2019-09-16 12:01 | 2019-09-30 | CALIFORNIA SOLAR INTEGRATORS INC | New Construction | Los Angeles | Los Angeles | 90020 | Host Customer is System Owner | [7 empty] | 778.05 | 40.95 |  | Glycol | Steam Back | Solar Storage and Auxiliary Tanks are separate |  | 1 | 1 | 2736 | Z09 | 72 | Units | Apartments/Condos | TRB-40 | 19 | 1 | 1450 | 1 | 44 | 1 | 798000 | TRUE | 120 | 140 |  | SunEarth - SETRA503 TTR U + Series 200 |  | SunEarth - SETRA503 TTR U + Series 200 | Los Angeles | FALSE | 41.15 |  | 2019-07-22 |  | 2019-09-16 | 2019-09-30 | 2023-09-20 |  | 402 | 134412 | Up-front Payment
SCG-014160 | Single Family Residential | Domestic Hot Water | Gas | Southern California Gas Company | Incentive:Paid | 3710 | 25.37 |  | 2 | 149 |  | 149 |  | 2019-07-23 14:36 | 2020-07-29 | TITANIUM POWER INC | Retrofit | Los Angeles | Los Angeles | 90047 | Host Customer is System Owner | 4 |  | 30004272 | Butler Sun Solutions, Inc. | SOLAR BUTLER | BT1-40-I-T | Indirect Forced Circulation (IF) | 43.72 |  | BT1 | Glycol | Advanced Controller with a Vacation or Holiday Mode | Solar Storage with Tankless Auxiliary Water Heater | 40 | 1 | 1 | 55 | Z08 | [18 empty] | Los Angeles | FALSE | 25.23 |  | 2011-06-01: 2019-07-22; 2011-08-03: 2019-07-23; 2011-09-20: 2020-07-29 | 1545 | 3759 | Up-front Payment
SCG-014161 | Single Family Residential | Domestic Hot Water | Gas | Southern California Gas Company | Incentive:Paid | 3591 | 25.37 |  | 2 | 149 |  | 142 |  | 2019-07-23 14:39 | 2020-07-30 | TITANIUM POWER INC | Retrofit | Los Angeles | Los Angeles | 90047 | Host Customer is System Owner | 4 |  | 30004272 | Butler Sun Solutions, Inc. | SOLAR BUTLER | BT1-40-I-T | Indirect Forced Circulation (IF) | 43.72 |  | BT1 | Glycol | Advanced Controller with a Vacation or Holiday Mode | Solar Storage with Tankless Auxiliary Water Heater | 40 | 1 | 0.95 | 55 | Z08 | [18 empty] | Los Angeles | FALSE | 24.56 |  | 2011-06-01: 2019-07-22; 2011-08-03: 2019-07-23; 2011-09-20: 2020-07-30 | 1492 | 3659 | Up-front Payment
SCG-014162 | Single Family Residential | Domestic Hot Water | Gas | Southern California Gas Company | Incentive:Paid | 3710 | 25.37 |  | 2 | 148 |  | 148 |  | 2019-07-23 14:39 | 2020-07-30 | TITANIUM POWER INC | Retrofit | Los Angeles | Los Angeles | 90063 | Host Customer is System Owner | 5 |  | 30004272 | Butler Sun Solutions, Inc. | SOLAR BUTLER | BT1-40-I-T | Indirect Forced Circulation (IF) | 43.72 |  | BT1 | Glycol | Advanced Controller with a Vacation or Holiday Mode | Solar Storage with Tankless Auxiliary Water Heater | 40 | 1 | 1 | 65 | Z09 | [18 empty] | Los Angeles | FALSE | 25.4 |  | 2011-06-01: 2019-07-22; 2011-08-03: 2019-07-23; 2011-09-20: 2020-07-30 | 1538 | 3759 | Up-front Payment
SCG-014163 | Single Family Residential | Domestic Hot Water | Gas | Southern California Gas Company | Incentive:Paid | 3591 | 25.37 |  | 2 | 149 |  | 142 |  | 2019-07-23 14:35 | 2020-07-30 | TITANIUM POWER INC | Retrofit | Los Angeles | Los Angeles | 90018 | Host Customer is System Owner | 5 |  | 30004272 | Butler Sun Solutions, Inc. | SOLAR BUTLER | BT1-40-I-T | Indirect Forced Circulation (IF) | 43.72 |  | BT1 | Glycol | Advanced Controller with a Vacation or Holiday Mode | Solar Storage with Tankless Auxiliary Water Heater | 40 | 1 | 0.95 | 65 | Z08 | [18 empty] | Los Angeles | FALSE | 24.56 |  | 2011-06-01: 2019-07-22; 2011-08-03: 2019-07-23; 2011-09-20: 2020-07-30 | 1538 | 3659 | Up-front Payment
SCG-014164 | Single Family Residential | Domestic Hot Water | Gas | Southern California Gas Company | Incentive:Paid | 3710 | 25.37 |  | 2 | 148 |  | 148 |  | 2019-07-23 14:38 | 2020-07-30 | TITANIUM POWER INC | Retrofit | Pomona | Pomona | 91767 | Host Customer is System Owner | 4 |  | 30004272 | Butler Sun Solutions, Inc. | SOLAR BUTLER | BT1-40-I-T | Indirect Forced Circulation (IF) | 43.72 |  | BT1 | Glycol | Advanced Controller with a Vacation or Holiday Mode | Solar Storage with Tankless Auxiliary Water Heater | 40 | 1 | 1 | 55 | Z09 | [18 empty] | Pomona | FALSE | 25.54 |  | 2011-06-01: 2019-07-22; 2011-08-03: 2019-07-23; 2011-09-20: 2020-07-30 | 1538 | 3780 | Up-front Payment
PGE-014165 | Low Income Single Family Residential | Domestic Hot Water | Gas | Pacific Gas and Electric | Incentive:Paid | 5397 | 36.9 |  | 1 | 164 |  | 164 |  | 2019-07-23 14:49 | 2019-08-05 | TITANIUM POWER INC | Retrofit | Bakersfield | Bakersfield | 93306 | Host Customer is System Owner | 5 |  | 30004298 | Butler Sun Solutions, Inc. | Titanium Power | Power Pack 2 GT Butler | Indirect Forced Circulation (IF) | 43.72 |  | BT1 | Glycol | Advanced Controller with a Vacation or Holiday Mode | Solar Storage with Tankless Auxiliary Water Heater | 52 | 1 | 1 | 65 | Z13 | [18 empty] | Bakersfield | FALSE | 33.23 |  | 2011-06-01: 2019-07-22; 2011-08-03: 2019-07-23; 2011-09-20: 2019-08-05 | 1892 | 5450 | Up-front Payment
PGE-014166 | Low Income Single Family Residential | Domestic Hot Water | Gas | Pacific Gas and Electric | Incentive:Paid | 5240 | 36.9 |  | 1 | 142 |  | 142 |  | 2019-07-23 14:50 | 2019-08-05 | TITANIUM POWER INC | Retrofit | Bakersfield | Bakersfield | 93306 | Host Customer is System Owner | 6 |  | 30004272 | Butler Sun Solutions, Inc. | SOLAR BUTLER | BT1-40-I-T | Indirect Forced Circulation (IF) | 43.72 |  | BT1 | Glycol | Advanced Controller with a Vacation or Holiday Mode | Solar Storage with Tankless Auxiliary Water Heater | 40 | 1 | 1 | 75 | Z13 | [18 empty] | Bakersfiled | FALSE | 37.32 |  | 2011-06-01: 2019-07-22; 2011-08-03: 2019-07-23; 2011-09-20: 2019-08-05 | 1892 | 5300 | Up-front Payment
PGE-014167 | Low Income Single Family Residential | Domestic Hot Water | Gas | Pacific Gas and Electric | Incentive:Paid | 5397 | 36.9 |  | 1 | 164 |  | 164 |  | 2019-07-23 14:49 | 2019-08-05 | TITANIUM POWER INC | Retrofit | Bakersfield | Bakersfield | 93306 | Host Customer is System Owner | 5 |  | 30004298 | Butler Sun Solutions, Inc. | Titanium Power | Power Pack 2 GT Butler | Indirect Forced Circulation (IF) | 43.72 |  | BT1 | Glycol | Advanced Controller with a Vacation or Holiday Mode | Solar Storage with Tankless Auxiliary Water Heater | 52 | 1 | 1 | 65 | Z13 | [18 empty] | Bakersfield | FALSE | 33.23 |  | 2011-06-01: 2019-07-22; 2011-08-03: 2019-07-23; 2011-09-20: 2019-08-05 | 1892 | 5450 | Up-front Payment
SCG-014169 | Single Family Residential | Domestic Hot Water | Gas | Southern California Gas Company | Incentive:Paid | 3710 | 25.37 |  | 2 | 149 |  | 149 |  | 2019-07-25 13:09 | 2020-08-04 | TITANIUM POWER INC | Retrofit | Los Angeles | Los Angeles | 90059 | Host Customer is System Owner | 5 |  | 30004272 | Butler Sun Solutions, Inc. | SOLAR BUTLER | BT1-40-I-T | Indirect Forced Circulation (IF) | 43.72 |  | BT1 | Glycol | Advanced Controller with a Vacation or Holiday Mode | Solar Storage with Tankless Auxiliary Water Heater | 40 | 1 | 1 | 65 | Z08 | [18 empty] | Los Angeles | FALSE | 25.23 |  | 2011-06-01: 2019-07-23; 2011-08-03: 2019-07-25; 2011-09-20: 2020-08-04 | 1538 | 3759 | Up-front Payment
PGE-014170 | Low Income Single Family Residential | Domestic Hot Water | Gas | Pacific Gas and Electric | Incentive:Paid | 5240 | 36.9 |  | 1 | 142 |  | 142 |  | 2019-07-25 13:13 | 2019-08-08 | TITANIUM POWER INC | Retrofit | Bakersfield | Bakersfield | 93306 | Host Customer is System Owner | 4 |  | 30004272 | Butler Sun Solutions, Inc. | SOLAR BUTLER | BT1-40-I-T | Indirect Forced Circulation (IF) | 43.72 |  | BT1 | Glycol | Advanced Controller with a Vacation or Holiday Mode | Solar Storage with Tankless Auxiliary Water Heater | 40 | 1 | 1 | 55 | Z13 | [18 empty] | Bakersfield | FALSE | 37.32 |  | 2011-06-01: 2019-07-23; 2011-08-03: 2019-07-25; 2011-09-20: 2019-08-08 | 1892 | 5300 | Up-front Payment
PGE-014171 | Commercial/Multifamily Residential | Domestic Hot Water | Gas | Pacific Gas and Electric | Incentive:Paid | 100122 | 20.19 |  | 1 | 4959 |  | 4959 |  | 2019-08-09 05:14 | 2019-09-12 | SOLARIX SYSTEMS | New Construction | Emeryville | Alameda | 94608 | Host Customer is System Owner | [7 empty] | 1409.1 | 40.26 |  | Glycol | Pressure Stagnation Protection (PSP) | Solar Storage and Auxiliary Tanks are separate |  | 1 | 1 | 3885 | Z03 | 105 | Units | Apartments/Condos | 2010115A | 35 | 1 | 1950 | 1 | 335 | 1 | 399999 | TRUE | 130 | 120 |  | Heliodyne - Delta-T Pro Ethernet |  | Heliodyne - Delta-T Pro Ethernet | City of Emeryville | FALSE | 35.09 |  | 2019-07-24 | 2019-08-22 | 2019-08-09 | 2019-09-12 | 2021-08-25 | 2021-08-26 | 1151 | 174000 | Up-front Payment
SCG-014172 | Commercial/Multifamily Residential | Domestic Hot Water | Gas | Southern California Gas Company | Incentive:Paid | 15304 | 20.19 |  | 1 | 758 |  | 758 |  | 2019-08-27 17:00 | 2019-08-28 | CALIFORNIA SOLAR INTEGRATORS INC | New Construction | Anaheim | Anaheim | 92805 | Host Customer is System Owner | [7 empty] | 163.8 | 40.95 |  | Glycol | Steam Back | Solar Storage and Auxiliary Tanks are separate |  | 1 | 1 | 2052 | Z08 | 54 | Units | Apartments/Condos | TRB-40 | 4 | 1 | 305 | 1 | 238 | 2 | 600000 | TRUE | 120 | 140 |  |  |  |  | City of Anaheim | FALSE | 76.21 |  | 2019-07-24 |  | 2019-08-27 | 2019-08-28 | 2021-12-13 | 2021-12-13 | 1034 | 57767 | Up-front Payment
SCG-014173 | Single Family Residential | Domestic Hot Water | Gas | Southern California Gas Company | Incentive:Paid | 3710 | 25.37 |  | 2 | 149 |  | 149 |  | 2019-07-26 15:09 | 2020-08-05 | TITANIUM POWER INC | Retrofit | Los Angeles | Los Angeles | 90001 | Host Customer is System Owner | 4 |  | 30004272 | Butler Sun Solutions, Inc. | SOLAR BUTLER | BT1-40-I-T | Indirect Forced Circulation (IF) | 43.72 |  | BT1 | Glycol | Advanced Controller with a Vacation or Holiday Mode | Solar Storage with Tankless Auxiliary Water Heater | 40 | 1 | 1 | 55 | Z08 | [18 empty] | Los Angeles | FALSE | 25.23 |  | 2011-06-01: 2019-07-25; 2011-08-03: 2019-07-26; 2011-09-20: 2020-08-05 | 1538 | 3759 | Up-front Payment
PGE-014174 | Low Income Single Family Residential | Domestic Hot Water | Gas | Pacific Gas and Electric | Incentive:Paid | 5397 | 36.9 |  | 1 | 164 |  | 164 |  | 2019-07-26 15:07 | 2019-08-14 | TITANIUM POWER INC | Retrofit | Bakersfield | Bakersfield | 93306 | Host Customer is System Owner | 4 |  | 30004298 | Butler Sun Solutions, Inc. | Titanium Power | Power Pack 2 GT Butler | Indirect Forced Circulation (IF) | 43.72 |  | BT1 | Glycol | Advanced Controller with a Vacation or Holiday Mode | Solar Storage with Tankless Auxiliary Water Heater | 52 | 1 | 1 | 55 | Z13 | [18 empty] | Bakersfield | FALSE | 33.23 |  | 2019-07-25 | 2019-08-08 |  |  | 2019-07-26 | 2019-08-14 | 1871 | 5450 | Up-front Payment
PGE-014175 | Low Income Single Family Residential | Domestic Hot Water | Gas | Pacific Gas and Electric | Incentive:Paid | 5397 | 36.9 |  | 1 | 164 |  | 164 |  | 2019-07-26 15:06 | 2019-08-12 | TITANIUM POWER INC | Retrofit | Bakersfield | Bakersfield | 93306 | Host Customer is System Owner | 6 |  | 30004298 | Butler Sun Solutions, Inc. | Titanium Power | Power Pack 2 GT Butler | Indirect Forced Circulation (IF) | 43.72 |  | BT1 | Glycol | Advanced Controller with a Vacation or Holiday Mode | Solar Storage with Tankless Auxiliary Water Heater | 52 | 1 | 1 | 75 | Z13 | [18 empty] | Bakersfield | FALSE | 33.23 |  | 2019-07-25 | 2019-08-08 |  |  | 2019-07-26 | 2019-08-12 | 1892 | 5450 | Up-front Payment
PGE-014176 | Low Income Single Family Residential | Domestic Hot Water | Gas | Pacific Gas and Electric | Incentive:Paid | 5397 | 36.9 |  | 1 | 164 |  | 164 |  | 2019-07-26 14:58 | 2019-08-09 | TITANIUM POWER INC | Retrofit | Bakersfield | Bakersfield | 93306 | Host Customer is System Owner | 7 |  | 30004298 | Butler Sun Solutions, Inc. | Titanium Power | Power Pack 2 GT Butler | Indirect Forced Circulation (IF) | 43.72 |  | BT1 | Glycol | Advanced Controller with a Vacation or Holiday Mode | Solar Storage with Tankless Auxiliary Water Heater | 52 | 1 | 1 | 85 | Z13 | [18 empty] | Bakersfield | FALSE | 33.23 |  | 2019-07-25 | 2019-08-08 |  |  | 2019-07-26 | 2019-08-09 | 1892 | 5450 | Up-front Payment
PGE-014177 | Low Income Single Family Residential | Domestic Hot Water | Gas | Pacific Gas and Electric | Incentive:Paid | 5397 | 36.9 |  | 1 | 164 |  | 164 |  | 2019-07-29 15:34 | 2019-08-12 | TITANIUM POWER INC | Retrofit | Bakersfield | Bakersfield | 93306 | Host Customer is System Owner | 7 |  | 30004298 | Butler Sun Solutions, Inc. | Titanium Power | Power Pack 2 GT Butler | Indirect Forced Circulation (IF) | 43.72 |  | BT1 | Glycol | Advanced Controller with a Vacation or Holiday Mode | Solar Storage with Tankless Auxiliary Water Heater | 52 | 1 | 1 | 85 | Z13 | [18 empty] | Bakersfield | FALSE | 33.23 |  | 2011-06-01: 2019-07-26; 2011-08-03: 2019-07-29; 2011-09-20: 2019-08-12 | 1892 | 5450 | Up-front Payment
PGE-014178 | Low Income Single Family Residential | Domestic Hot Water | Gas | Pacific Gas and Electric | Incentive:Paid | 5397 | 36.9 |  | 1 | 164 |  | 164 |  | 2019-07-29 15:41 | 2019-08-14 | TITANIUM POWER INC | Retrofit | Bakersfield | Bakersfield | 93307 | Host Customer is System Owner | 4 |  | 30004298 | Butler Sun Solutions, Inc. | Titanium Power | Power Pack 2 GT Butler | Indirect Forced Circulation (IF) | 43.72 |  | BT1 | Glycol | Advanced Controller with a Vacation or Holiday Mode | Solar Storage with Tankless Auxiliary Water Heater | 52 | 1 | 1 | 55 | Z13 | [18 empty] | Bakersfield | FALSE | 33.23 |  | 2019-07-26 | 2019-08-12 |  |  | 2019-07-29 | 2019-08-14 | 1871 | 5450 | Up-front Payment
SCG-014179 | Single Family Residential | Domestic Hot Water | Gas | Southern California Gas Company | Incentive:Paid | 1801 | 25.37 |  | 2 | 71 |  | 71 |  | 2019-08-12 13:34 | 2020-08-12 | TITANIUM POWER INC | Retrofit | Los Angeles | Los Angeles | 90023 | Host Customer is System Owner | 6 |  | 30004257 | Butler Sun Solutions, Inc. | SOLAR BUTLER | B-BT1-40-I | Indirect Forced Circulation (IF) | 43.72 |  | BT1 | Glycol | Advanced Controller with a Vacation or Holiday Mode | Solar Storage and Auxiliary Tanks are separate | 40 | 1 | 1 | 75 | Z09 | [18 empty] | Los Angeles | FALSE | 30.41 |  | 2011-06-01: 2019-07-26; 2011-08-03: 2019-08-12; 2011-09-20: 2020-08-12 | 1528 | 2159 | Up-front Payment
SCG-014180 | Commercial/Multifamily Residential | Domestic Hot Water | Gas | Southern California Gas Company | Incentive:Paid | 58410 | 20.19 |  | 1 | 3139 |  | 3139 |  | 2019-08-16 14:12 | 2019-08-27 | EVOLUTION ENERGY SOLUTIONS L L C | Retrofit | Canoga Park | Los Angeles | 91304 | Host Customer is System Owner | [7 empty] | 859.95 | 40.95 |  | Drainback |  | Solar Storage and Auxiliary Tanks are separate |  | 1 | 1 | 1600 | Z09 | 40 | Units | Apartments/Condos | TRB-40 | 21 | 1 | 2000 | 1 | 115 | 1 | 500000 | TRUE | 140 | 140 |  | SunEarth - SETR A503 TTR U + VFS 10-200 |  | Enovative Group, Inc. - AutoHot DS-100AR | Los Angeles | FALSE | 20.19 |  | 2019-07-29 |  | 2019-08-16 | 2019-08-27 | 2020-01-22 | 2020-02-24 | 1704 | 63376 | Up-front Payment
PGE-014181 | Low Income Single Family Residential | Domestic Hot Water | Gas | Pacific Gas and Electric | Incentive:Paid | 5397 | 36.9 |  | 1 | 164 |  | 164 |  | 2019-07-30 14:59 | 2019-09-04 | TITANIUM POWER INC | Retrofit | Bakersfield | Bakersfield | 93306 | Host Customer is System Owner | 4 |  | 30004298 | Butler Sun Solutions, Inc. | Titanium Power | Power Pack 2 GT Butler | Indirect Forced Circulation (IF) | 43.72 |  | BT1 | Glycol | Advanced Controller with a Vacation or Holiday Mode | Solar Storage with Tankless Auxiliary Water Heater | 52 | 1 | 1 | 55 | Z13 | [18 empty] | Bakersfield | FALSE | 33.23 |  | 2019-07-29 | 2019-08-12 |  |  | 2019-07-30 | 2019-09-04 | 1864 | 5450 | Up-front Payment
PGE-014182 | Low Income Single Family Residential | Domestic Hot Water | Gas | Pacific Gas and Electric | Incentive:Paid | 4366 | 36.9 |  | 1 | 164 |  | 164 |  | 2019-07-30 15:02 | 2019-08-28 | TITANIUM POWER INC | Retrofit | Bakersfield | Bakersfield | 93306 | Host Customer is System Owner | 4 |  | 30004298 | Butler Sun Solutions, Inc. | Titanium Power | Power Pack 2 GT Butler | Indirect Forced Circulation (IF) | 43.72 |  | BT1 | Glycol | Advanced Controller with a Vacation or Holiday Mode | Solar Storage with Tankless Auxiliary Water Heater | 52 | 1 | 1 | 55 | Z13 | [18 empty] | Bakersfield | FALSE | 33.23 |  | 2019-07-29 | 2019-08-12 |  |  | 2019-07-30 | 2019-08-28 | 1871 | 5450 | Up-front Payment
PGE-014183 | Low Income Multifamily Residential | Domestic Hot Water | Gas | Pacific Gas and Electric | Incentive:Paid | 50527 | 24.89 |  | 1 | 2030 |  | 2030 |  | 2019-08-01 15:31 | 2019-09-04 | AZTEC SOLAR INC | New Construction | Stockton | San Joaquin | 95202 | Host Customer is System Owner | [7 empty] | 723.06 | 40.17 |  | Glycol | Steam Back | Solar Storage and Auxiliary Tanks are separate |  | 1 | 1 | 1938 | Z12 | 51 | Units | Apartments/Condos | 2010115A | 18 | 1 | 1068 | 2 | 260 | 2 | 799998 | TRUE | 130 | 120 |  | Heliodyne - Delta-T Pro Ethernet |  | Heliodyne - Delta-T Pro Ethernet | City of Stockton | FALSE | 67 |  | 2019-07-31 | 2019-08-22 | 2019-08-01 | 2019-09-04 | 2019-09-06 | 2019-10-21 | 1814 | 136000 | Up-front Payment
PGE-014184 | Low Income Multifamily Residential | Domestic Hot Water | Gas | Pacific Gas and Electric | Incentive:Paid | 91371 | 24.89 |  | 1 | 3671 |  | 3671 |  | 2019-09-12 08:59 | 2019-10-02 | SUN LIGHT & POWER | New Construction | San Mateo | San Mateo | 94403 | Host Customer is System Owner | [7 empty] | 1285.44 | 40.17 |  | Glycol | Pressure Stagnation Protection (PSP) | Solar Storage and Auxiliary Tanks are separate |  | 1 | 1 | 2584 | Z03 | 68 | Units | Apartments/Condos | 2010115A | 32 | 2 | 1389 | 3 | 390 | 1 | 798000 | TRUE | 140 | 125 |  | Heliodyne - Delta-T Pro Ethernet |  | Heliodyne - Delta-T Pro Ethernet | City of San Mateo | FALSE | 65.08 |  | 2019-09-12 | 2019-09-27 | 2019-09-12 | 2019-10-02 | 2020-11-17 | 2020-11-18 | 1432 | 238924 | Up-front Payment
PGE-014185 | Low Income Single Family Residential | Domestic Hot Water | Gas | Pacific Gas and Electric | Incentive:Paid | 5397 | 36.9 |  | 1 | 164 |  | 164 |  | 2019-08-03 10:16 | 2019-08-19 | TITANIUM POWER INC | Retrofit | Bakersfield | Bakersfield | 93306 | Host Customer is System Owner | 5 |  | 30004298 | Butler Sun Solutions, Inc. | Titanium Power | Power Pack 2 GT Butler | Indirect Forced Circulation (IF) | 43.72 |  | BT1 | Glycol | Advanced Controller with a Vacation or Holiday Mode | Solar Storage with Tankless Auxiliary Water Heater | 52 | 1 | 1 | 65 | Z13 | [18 empty] | Bakersfield | FALSE | 33.23 |  | 2011-06-01: 2019-08-01; 2011-08-03: 2019-08-03; 2011-09-20: 2019-08-19 | 1871 | 5450 | Up-front Payment
PGE-014186 | Single Family Residential - Disadvantaged Community | Domestic Hot Water | Gas | Pacific Gas and Electric | Incentive:Paid | 4366 | 29.85 |  | 1 | 164 |  | 164 |  | 2019-08-05 13:59 | 2019-09-20 | TITANIUM POWER INC | Retrofit | Bakersfield | Bakersfield | 93306 | Host Customer is System Owner | 5 |  | 30004298 | Butler Sun Solutions, Inc. | Titanium Power | Power Pack 2 GT Butler | Indirect Forced Circulation (IF) | 43.72 |  | BT1 | Glycol | Advanced Controller with a Vacation or Holiday Mode | Solar Storage with Tankless Auxiliary Water Heater | 52 | 1 | 1 | 65 | Z13 | [18 empty] | Bakersfield | FALSE | 33.23 |  | 2019-08-01 | 2019-08-22 |  |  | 2019-08-05 | 2019-09-20 | 1843 | 5450 | Up-front Payment
PGE-014187 | Low Income Single Family Residential | Domestic Hot Water | Gas | Pacific Gas and Electric | Incentive:Paid | 5397 | 36.9 |  | 1 | 164 |  | 164 |  | 2019-08-03 10:14 | 2019-08-19 | TITANIUM POWER INC | Retrofit | Bakersfield | Bakersfield | 93306 | Host Customer is System Owner | 5 |  | 30004298 | Butler Sun Solutions, Inc. | Titanium Power | Power Pack 2 GT Butler | Indirect Forced Circulation (IF) | 43.72 |  | BT1 | Glycol | Advanced Controller with a Vacation or Holiday Mode | Solar Storage with Tankless Auxiliary Water Heater | 52 | 1 | 1 | 65 | Z13 | [18 empty] | Bakersfield | FALSE | 33.23 |  | 2011-06-01: 2019-08-01; 2011-08-03: 2019-08-03; 2011-09-20: 2019-08-19 | 1871 | 5450 | Up-front Payment
PGE-014188 | Low Income Single Family Residential | Domestic Hot Water | Gas | Pacific Gas and Electric | Incentive:Paid | 4366 | 36.9 |  | 1 | 164 |  | 164 |  | 2019-08-03 10:13 | 2019-09-12 | TITANIUM POWER INC | Retrofit | Bakersfield | Bakersfield | 93306 | Host Customer is System Owner | 4 |  | 30004298 | Butler Sun Solutions, Inc. | Titanium Power | Power Pack 2 GT Butler | Indirect Forced Circulation (IF) | 43.72 |  | BT1 | Glycol | Advanced Controller with a Vacation or Holiday Mode | Solar Storage with Tankless Auxiliary Water Heater | 52 | 1 | 1 | 55 | Z13 | [18 empty] | Bakersfield | FALSE | 33.23 |  | 2019-08-01 | 2019-08-19 |  |  | 2019-08-03 | 2019-09-12 | 1864 | 5450 | Up-front Payment
PGE-014189 | Single Family Residential - Disadvantaged Community | Domestic Hot Water | Gas | Pacific Gas and Electric | Incentive:Paid | 4366 | 29.85 |  | 1 | 164 |  | 164 |  | 2019-08-02 15:42 | 2019-08-28 | TITANIUM POWER INC | Retrofit | Bakersfield | Bakersfield | 93306 | Host Customer is System Owner | 4 |  | 30004298 | Butler Sun Solutions, Inc. | Titanium Power | Power Pack 2 GT Butler | Indirect Forced Circulation (IF) | 43.72 |  | BT1 | Glycol | Advanced Controller with a Vacation or Holiday Mode | Solar Storage with Tankless Auxiliary Water Heater | 52 | 1 | 1 | 55 | Z13 | [18 empty] | Bakersfield | FALSE | 33.23 |  | 2019-08-01 | 2019-08-15 |  |  | 2019-08-02 | 2019-08-28 | 1871 | 5450 | Up-front Payment
PGE-014190 | Low Income Single Family Residential | Domestic Hot Water | Gas | Pacific Gas and Electric | Incentive:Paid | 5397 | 36.9 |  | 1 | 164 |  | 164 |  | 2019-08-05 14:02 | 2019-08-20 | TITANIUM POWER INC | Retrofit | Bakersfield | Bakersfield | 93306 | Host Customer is System Owner | 5 |  | 30004298 | Butler Sun Solutions, Inc. | Titanium Power | Power Pack 2 GT Butler | Indirect Forced Circulation (IF) | 43.72 |  | BT1 | Glycol | Advanced Controller with a Vacation or Holiday Mode | Solar Storage with Tankless Auxiliary Water Heater | 52 | 1 | 1 | 65 | Z13 | [18 empty] | Bakersfield | FALSE | 33.23 |  | 2011-06-01: 2019-08-01; 2011-08-03: 2019-08-05; 2011-09-20: 2019-08-20 | 1871 | 5450 | Up-front Payment
PGE-014191 | Single Family Residential | Domestic Hot Water | Gas | Pacific Gas and Electric | Incentive:Paid | 4366 | 29.85 |  | 1 | 164 |  | 164 |  | 2019-08-02 15:40 | 2019-08-28 | TITANIUM POWER INC | Retrofit | Bakersfield | Bakersfield | 93306 | Host Customer is System Owner | 6 |  | 30004298 | Butler Sun Solutions, Inc. | Titanium Power | Power Pack 2 GT Butler | Indirect Forced Circulation (IF) | 43.72 |  | BT1 | Glycol | Advanced Controller with a Vacation or Holiday Mode | Solar Storage with Tankless Auxiliary Water Heater | 52 | 1 | 1 | 75 | Z13 | [18 empty] | Bakersfield | FALSE | 33.23 |  | 2019-08-01 | 2019-08-15 |  |  | 2019-08-02 | 2019-08-28 | 1871 | 5450 | Up-front Payment
SCG-014192 | Single Family Residential | Domestic Hot Water | Gas | Southern California Gas Company | Incentive:Paid | 1852 | 25.37 |  | 2 | 73 |  | 73 |  | 2019-08-12 13:35 | 2020-08-06 | TITANIUM POWER INC | Retrofit | Los Angeles | Los Angeles | 90016 | Host Customer is System Owner | 4 |  | 30004257 | Butler Sun Solutions, Inc. | SOLAR BUTLER | B-BT1-40-I | Indirect Forced Circulation (IF) | 43.72 |  | BT1 | Glycol | Advanced Controller with a Vacation or Holiday Mode | Solar Storage and Auxiliary Tanks are separate | 40 | 1 | 1 | 55 | Z08 | [18 empty] | Los Angeles | FALSE | 30.95 |  | 2011-06-01: 2019-08-01; 2011-08-03: 2019-08-12; 2011-09-20: 2020-08-06 | 1538 | 2259 | Up-front Payment
SCG-014193 | Single Family Residential | Domestic Hot Water | Gas | Southern California Gas Company | Incentive:Paid | 1852 | 25.37 |  | 2 | 73 |  | 73 |  | 2019-08-12 13:33 | 2020-08-06 | TITANIUM POWER INC | Retrofit | Los Angeles | Los Angeles | 90016 | Host Customer is System Owner | 4 |  | 30004257 | Butler Sun Solutions, Inc. | SOLAR BUTLER | B-BT1-40-I | Indirect Forced Circulation (IF) | 43.72 |  | BT1 | Glycol | Advanced Controller with a Vacation or Holiday Mode | Solar Storage and Auxiliary Tanks are separate | 40 | 1 | 1 | 55 | Z08 | [18 empty] | Los Angeles | FALSE | 31.63 |  | 2011-06-01: 2019-08-01; 2011-08-03: 2019-08-12; 2011-09-20: 2020-08-06 | 1538 | 2309 | Up-front Payment
SDG-014195 | Commercial/Multifamily Residential | Domestic Hot Water | Gas | San Diego Gas and Electric | Incentive:Paid | 12336 | 20.19 |  | 1 | 611 |  | 611 |  | 2019-08-30 10:40 | 2019-09-03 | ARNOLD SOLAR INC | Retrofit | San Diego | San Diego | 92116 | Host Customer is System Owner | [7 empty] | 209.16 | 52.29 |  | Drainback | Steam Back | Solar Storage and Auxiliary Tanks are separate |  | 1 | 1 | 336 | Z07 | 8 | Units | Apartments/Condos | 10001893 | 4 | 4 | 425 | 1 | 100 | 1 | 80000 | TRUE | 140 | 140 |  |  |  |  | City of San Diego | FALSE | 35.02 |  | 2019-08-12 | 2019-08-30 | 2019-08-30 | 2019-09-03 | 2020-09-08 | 2020-11-09 | 1361 | 21400 | Up-front Payment
PGE-014196 | Commercial/Multifamily Residential | Domestic Hot Water | Gas | Pacific Gas and Electric | Incentive:Paid | 132625 | 20.19 |  | 1 | 6772 |  | 6569 |  | 2019-08-06 13:03 | 2019-09-17 | SUN LIGHT & POWER | New Construction | San Francisco | San Francisco | 94103 | Host Customer is System Owner | [7 empty] | 1767.48 | 40.17 |  | Glycol | Pressure Stagnation Protection (PSP) | Solar Storage with Tankless Auxiliary Water Heater |  | 0.97 | 1 | 7400 | Z03 | 200 | Units | Apartments/Condos | 2010115A | 44 | 2 | 2800 | 1 | 1 | 1 | 2199450 | TRUE | 140 | 125 |  | Heliodyne - Delta-T Pro Ethernet |  | Heliodyne - Delta-T Pro Ethernet | City and County of San Francisco | FALSE | 38.76 |  | 2019-08-02 | 2019-08-22 | 2019-08-06 | 2019-09-17 | 2020-12-14 | 2021-02-23 | 1326 | 262488 | Up-front Payment
SCG-014197 | Single Family Residential | Domestic Hot Water | Gas | Southern California Gas Company | Incentive:Paid | 1711 | 25.37 |  | 2 | 71 |  | 67 |  | 2019-08-12 13:35 | 2020-08-12 | TITANIUM POWER INC | Retrofit | Los Angeles | Los Angeles | 90063 | Host Customer is System Owner | 4 |  | 30004257 | Butler Sun Solutions, Inc. | SOLAR BUTLER | B-BT1-40-I | Indirect Forced Circulation (IF) | 43.72 |  | BT1 | Glycol | Advanced Controller with a Vacation or Holiday Mode | Solar Storage and Auxiliary Tanks are separate | 40 | 1 | 0.95 | 55 | Z09 | [18 empty] | Los Angeles | FALSE | 30.41 |  | 2011-06-01: 2019-08-03; 2011-08-03: 2019-08-12; 2011-09-20: 2020-08-12 | 1528 | 2159 | Up-front Payment
SCG-014198 | Single Family Residential | Domestic Hot Water | Gas | Southern California Gas Company | Incentive:Paid | 1801 | 25.37 |  | 2 | 71 |  | 71 |  | 2019-08-12 13:36 | 2020-08-07 | TITANIUM POWER INC | Retrofit | Pomona | Los Angeles | 91766 | Host Customer is System Owner | 4 |  | 30004257 | Butler Sun Solutions, Inc. | SOLAR BUTLER | B-BT1-40-I | Indirect Forced Circulation (IF) | 43.72 |  | BT1 | Glycol | Advanced Controller with a Vacation or Holiday Mode | Solar Storage and Auxiliary Tanks are separate | 40 | 1 | 1 | 55 | Z09 | [18 empty] | Pomona | FALSE | 37.75 |  | 2011-06-01: 2019-08-03; 2011-08-03: 2019-08-12; 2011-09-20: 2020-08-07 | 1528 | 2680 | Up-front Payment
SCG-014199 | Single Family Residential | Domestic Hot Water | Gas | Southern California Gas Company | Incentive:Paid | 3710 | 25.37 |  | 2 | 148 |  | 148 |  | 2019-08-12 13:41 | 2020-08-11 | TITANIUM POWER INC | Retrofit | Los Angeles | Los Angeles | 90039 | Host Customer is System Owner | 4 |  | 30004272 | Butler Sun Solutions, Inc. | SOLAR BUTLER | BT1-40-I-T | Indirect Forced Circulation (IF) | 43.72 |  | BT1 | Glycol | Advanced Controller with a Vacation or Holiday Mode | Solar Storage with Tankless Auxiliary Water Heater | 40 | 1 | 1 | 55 | Z09 | [18 empty] | Los Angeles | FALSE | 25.4 |  | 2011-06-01: 2019-08-03; 2011-08-03: 2019-08-12; 2011-09-20: 2020-08-11 | 1528 | 3759 | Up-front Payment
PGE-014201 | Single Family Residential - Disadvantaged Community | Domestic Hot Water | Gas | Pacific Gas and Electric | Incentive:Paid | 4366 | 29.85 |  | 1 | 164 |  | 164 |  | 2019-08-05 14:07 | 2019-08-26 | TITANIUM POWER INC | Retrofit | Bakersfield | Bakersfield | 93306 | Host Customer is System Owner | 7 |  | 30004298 | Butler Sun Solutions, Inc. | Titanium Power | Power Pack 2 GT Butler | Indirect Forced Circulation (IF) | 43.72 |  | BT1 | Glycol | Advanced Controller with a Vacation or Holiday Mode | Solar Storage with Tankless Auxiliary Water Heater | 52 | 1 | 1 | 85 | Z13 | [18 empty] | Bakersfield | FALSE | 33.23 |  | 2019-08-03 | 2019-08-22 |  |  | 2019-08-05 | 2019-08-26 | 1871 | 5450 | Up-front Payment
PGE-014202 | Low Income Single Family Residential | Domestic Hot Water | Gas | Pacific Gas and Electric | Incentive:Paid | 5397 | 36.9 |  | 1 | 164 |  | 164 |  | 2019-08-05 14:04 | 2019-08-22 | TITANIUM POWER INC | Retrofit | Bakersfield | Bakersfield | 93306 | Host Customer is System Owner | 5 |  | 30004298 | Butler Sun Solutions, Inc. | Titanium Power | Power Pack 2 GT Butler | Indirect Forced Circulation (IF) | 43.72 |  | BT1 | Glycol | Advanced Controller with a Vacation or Holiday Mode | Solar Storage with Tankless Auxiliary Water Heater | 52 | 1 | 1 | 65 | Z13 | [18 empty] | Bakersfield | FALSE | 33.23 |  | 2019-08-03 | 2019-08-20 |  |  | 2019-08-05 | 2019-08-22 | 1871 | 5450 | Up-front Payment
PGE-014203 | Low Income Single Family Residential | Domestic Hot Water | Gas | Pacific Gas and Electric | Incentive:Paid | 4366 | 36.9 |  | 1 | 164 |  | 164 |  | 2019-08-05 14:11 | 2019-08-27 | TITANIUM POWER INC | Retrofit | Bakersfield | Bakersfield | 93306 | Host Customer is System Owner | 7 |  | 30004298 | Butler Sun Solutions, Inc. | Titanium Power | Power Pack 2 GT Butler | Indirect Forced Circulation (IF) | 43.72 |  | BT1 | Glycol | Advanced Controller with a Vacation or Holiday Mode | Solar Storage with Tankless Auxiliary Water Heater | 52 | 1 | 1 | 85 | Z13 | [18 empty] | Bakersfield | FALSE | 33.23 |  | 2019-08-03 | 2019-08-20 |  |  | 2019-08-05 | 2019-08-27 | 1871 | 5450 | Up-front Payment
SCG-014205 | Commercial/Multifamily Residential | Domestic Hot Water | Gas | Southern California Gas Company | Incentive:Paid | 65517 | 20.19 |  | 1 | 3245 |  | 3245 |  | 2019-08-19 14:00 | 2019-08-27 | ENVIRONMENTAL SOLAR DESIGN INC | Retrofit | Sun Valley | Los Angeles | 91352 | Host Customer is System Owner | [7 empty] | 1105.65 | 40.95 |  | Glycol | Advanced Controller with a Vacation or Holiday Mode | Solar Storage and Auxiliary Tanks are separate |  | 1 | 1 | 1814 | Z09 | 48 | Units | Apartments/Condos | TRB-40 | 27 | 2 | 2000 | 2 | 175 | 1 | 750000 | TRUE | 120 | 135 |  | SunEarth - SETR A503 TTR U + VFS 20-400 |  | SunEarth - SETR A503 TTR U + VFS 20-400 | Los Angeles Building & Safety | FALSE | 40.29 |  | 2019-08-14 |  | 2019-08-19 | 2019-08-27 | 2019-10-02 | 2019-10-08 | 1843 | 130750 | Up-front Payment
SDG-014206 | Commercial/Multifamily Residential | Domestic Hot Water | Gas | San Diego Gas and Electric | Incentive:Paid | 38583 | 20.19 |  | 1 | 1911 |  | 1911 |  | 2019-08-30 10:41 | 2019-09-11 | ARNOLD SOLAR INC | Retrofit | La Mesa | San Diego | 91942 | Host Customer is System Owner | [7 empty] | 627.48 | 52.29 |  | Drainback | Steam Back | Solar Storage and Auxiliary Tanks are separate |  | 1 | 1 | 1120 | Z07 | 28 | Units | Apartments/Condos | 10001893 | 12 | 4 | 1160 | 1 | 200 | 2 | 400000 | TRUE | 140 | 140 |  | Amatis Controls - AM-JOULE |  | Amatis Controls - AM-JOULE | City of La Mesa | FALSE | 30.86 |  | 2019-08-12 | 2019-09-03 | 2019-08-30 | 2019-09-11 | 2020-01-21 | 2020-02-18 | 1619 | 58971 | Up-front Payment
SDG-014207 | Commercial/Multifamily Residential | Domestic Hot Water | Gas | San Diego Gas and Electric | Incentive:Paid | 11105 | 20.19 |  | 1 | 550 |  | 550 |  | 2019-08-30 10:42 | 2019-09-04 | ARNOLD SOLAR INC | Retrofit | La Mesa | San Diego | 91942 | Host Customer is System Owner | [7 empty] | 209.16 | 52.29 |  | Drainback | Steam Back | Solar Storage and Auxiliary Tanks are separate |  | 1 | 1 | 252 | Z07 | 6 | Units | Apartments/Condos | 10001893 | 4 | 4 | 425 | 1 | 100 | 1 | 80000 | TRUE | 140 | 140 |  |  |  |  | City of La Mesa | FALSE | 36.18 |  | 2019-08-12 | 2019-09-03 | 2019-08-30 | 2019-09-04 | 2020-01-21 | 2020-02-18 | 1606 | 19900 | Up-front Payment
PGE-014208 | Commercial/Multifamily Residential | Domestic Hot Water | Gas | Pacific Gas and Electric | Incentive:Paid | 89745 | 20.19 |  | 1 | 4445 |  | 4445 |  | 2019-08-09 11:11 | 2019-09-05 | EVOLUTION ENERGY SOLUTIONS L L C | Retrofit | San Jose | Santa Clara | 95129 | Host Customer is System Owner | [7 empty] | 1288.32 | 40.26 |  | Drainback | Drainback (Water) | Solar Storage and Auxiliary Tanks are separate |  | 1 | 1 | 3116 | Z04 | 82 | Units | Apartments/Condos | 2010115A | 32 | 1 | 2800 | 1 | 20 | 1 | 1200000 | TRUE | 140 | 140 |  | SunEarth - SETR A503 TTR U + VFS 10-200 |  | Enovative Group, Inc. - AutoHot DS-100A | San Jose | FALSE | 20.19 |  | 2019-08-07 |  | 2019-08-09 | 2019-09-05 | 2021-05-17 | 2021-05-20 | 1249 | 89745 | Up-front Payment
PGE-014209 | Commercial/Multifamily Residential | Domestic Hot Water | Gas | Pacific Gas and Electric | Incentive:Paid | 80558 | 20.19 |  | 1 | 3990 |  | 3990 |  | 2019-08-09 11:19 | 2019-08-22 | EVOLUTION ENERGY SOLUTIONS L L C | Retrofit | San Jose | Santa Clara | 95129 | Host Customer is System Owner | [7 empty] | 1127.28 | 40.26 |  | Drainback | Drainback (Water) | Solar Storage and Auxiliary Tanks are separate |  | 1 | 1 | 3116 | Z04 | 82 | Units | Apartments/Condos | 2010115A | 28 | 1 | 2200 | 1 | 20 | 1 | 1200000 | TRUE | 140 | 140 |  | SunEarth - SETR A503 TTR U + VFS 10-200 |  | Enovative Group, Inc. - AutoHot DS-100A | San Jose | FALSE | 20.19 |  | 2019-08-07 |  | 2019-08-09 | 2019-08-22 | 2021-05-17 | 2021-05-20 | 1249 | 80558 | Up-front Payment
PGE-014210 | Commercial/Multifamily Residential | Domestic Hot Water | Gas | Pacific Gas and Electric | Incentive:Paid | 127359 | 20.19 |  | 1 | 6308 |  | 6308 |  | 2019-08-09 11:14 | 2019-08-22 | EVOLUTION ENERGY SOLUTIONS L L C | Retrofit | mountain view | Santa Clara | 94041 | Host Customer is System Owner | [7 empty] | 1556.1 | 40.95 |  | Drainback | Drainback (Water) | Solar Storage and Auxiliary Tanks are separate |  | 1 | 1 | 4884 | Z04 | 132 | Units | Apartments/Condos | TRB-40 | 38 | 1 | 2800 | 1 | 350 | 2 | 1222500 | TRUE | 140 | 140 |  | SunEarth - SETR A503 TTR U + VFS 10-200 |  | Enovative Group, Inc. - AutoHot DS-100A | City of Mountain View | FALSE | 20.19 |  | 2019-08-08 | 2020-12-29 | 2019-08-09 | 2019-08-22 | 2020-12-28 | 2020-12-29 | 1381 | 127359 | Up-front Payment
SCG-014211 | Commercial Pools | Pool Heating | Gas | Southern California Gas Company | Incentive:Paid | 8908 | 7 |  | 1 | 1413 |  | 1413 |  | 2019-08-08 14:05 | 2019-08-09 | SUNTREK INDUSTRIES INC | Retrofit | Studio City | Los Angeles | 91604 | Host Customer is System Owner | [7 empty] | 528 | 48 |  | Drainback |  |  |  | 1 | 1 |  | Z09 |  |  |  | 2007048A | 11 | 1 | [5 empty] | FALSE |  |  |  | SunEarth - SETR A503 TTR U + VFS 20-400 |  | SunEarth - SETR A503 TTR U + VFS 20-400 | Los Angeles | FALSE | 12.61 |  | 2019-08-07 |  | 2019-08-08 | 2019-08-09 | 2020-03-27 | 2020-03-27 | 1661 | 17816 | Up-front Payment
PGE-014212 | Commercial/Multifamily Residential | Domestic Hot Water | Gas | Pacific Gas and Electric | Incentive:Paid | 71897 | 20.19 |  | 1 | 3561 |  | 3561 |  | 2019-08-09 11:21 | 2019-10-07 | EVOLUTION ENERGY SOLUTIONS L L C | Retrofit | Novato | Marin | 94947 | Host Customer is System Owner | [7 empty] | 1146.6 | 40.95 |  | Drainback | Drainback (Water) | Solar Storage and Auxiliary Tanks are separate |  | 1 | 1 | 1880 | Z02 | 47 | Units | Apartments/Condos | TRB-40 | 28 | 1 | 2100 | 1 | 304 | 3 | 615000 | TRUE | 140 | 140 |  | SunEarth - SETR A503 TTR U + VFS 10-200 |  | Enovative Group, Inc. - AutoHot DS-100A | City of Novato | FALSE | 20.19 |  | 2019-08-08 |  | 2019-08-09 | 2019-10-07 | 2020-11-19 | 2020-11-25 | 1411 | 71897 | Up-front Payment
SDG-014213 | Commercial Pools | Pool Heating | Gas | San Diego Gas and Electric | Incentive:Paid | 14113 | 7 |  | 1 | 2150 |  | 2150 |  | 2019-08-15 15:33 | 2019-08-30 | SUNTREK INDUSTRIES INC | Retrofit | San Diego | San Diego | 92106 | Host Customer is System Owner | [7 empty] | 1560 | 39 |  | Manual Drainback |  |  |  | 1 | 1 |  | Z07 |  |  |  | 2007048A | 40 | 1 | [5 empty] | FALSE |  |  |  | SunEarth - SETR A503 TTR U + VFS 20-400 |  | SunEarth - SETR A503 TTR U + VFS 20-400 | San Diego | FALSE | 13.13 |  | 2019-08-07 | 2019-08-19 | 2019-08-15 | 2019-08-30 | 2019-12-30 | 2020-04-29 | 1619 | 28225 | Up-front Payment
SCG-014214 | Commercial Pools | Pool Heating | Gas | Southern California Gas Company | Incentive:Paid | 8392 | 7 |  | 1 | 1713 |  | 1576 |  | 2019-08-15 21:08 | 2019-08-16 | SUNTREK INDUSTRIES INC | Retrofit | San Clemente | Orange | 92672 | Host Customer is System Owner | [7 empty] | 856 | 42.8 |  | Drainback |  |  |  | 0.92 | 1 |  | Z06 |  |  |  | 2007048A | 20 | 1 | [5 empty] | FALSE |  |  |  | SunEarth - SETR A503 TTR U + VFS 20-400 |  | SunEarth - SETR A503 TTR U + VFS 20-400 | San Clemente | FALSE | 9.8 |  | 2019-08-07 |  | 2019-08-15 | 2019-08-16 | 2019-10-04 | 2019-10-08 | 1843 | 16784 | Up-front Payment
SCG-014215 | Commercial Pools | Pool Heating | Gas | Southern California Gas Company | Incentive:Paid | 9778 | 7 |  | 1 | 1872 |  | 1872 |  | 2019-08-09 08:57 | 2019-08-27 | SUNTREK INDUSTRIES INC | Retrofit | Huntington Beach | Los Angeles | 92649 | Host Customer is System Owner | [7 empty] | 960 | 48 |  | Drainback |  |  |  | 1 | 1 |  | Z06 |  |  |  | 2007048A | 20 | 1 | [5 empty] | FALSE |  |  |  | SunEarth - SETR A503 TTR U + VFS 20-400 |  | SunEarth - SETR A503 TTR U + VFS 20-400 | Huntington Beach | FALSE | 10.45 |  | 2019-08-07 |  | 2019-08-09 | 2019-08-27 | 2019-12-30 | 2019-12-31 | 1754 | 19556 | Up-front Payment
SCG-014216 | Commercial Pools | Pool Heating | Gas | Southern California Gas Company | Incentive:Paid | 4293 | 7 |  | 1 | 767 |  | 767 |  | 2019-08-13 13:57 | 2019-08-14 | SUNTREK INDUSTRIES INC | Retrofit | Huntington Beach | Los Angeles | 92649 | Host Customer is System Owner | [7 empty] | 400 | 40 |  | Drainback |  |  |  | 1 | 1 |  | Z06 |  |  |  | 2007048A | 10 | 1 | [5 empty] | FALSE | [6 empty] | Huntington Beach | FALSE | 11.19 |  | 2019-08-07 |  | 2019-08-13 | 2019-08-14 | 2021-05-12 | 2021-05-13 | 1241 | 8585 | Up-front Payment
PGE-014217 | Commercial/Multifamily Residential | Domestic Hot Water | Gas | Pacific Gas and Electric | Incentive:Paid | 126349 | 20.19 |  | 1 | 6258 |  | 6258 |  | 2019-08-09 11:17 | 2019-10-07 | EVOLUTION ENERGY SOLUTIONS L L C | Retrofit | San Mateo | San Mateo | 94403 | Host Customer is System Owner | [7 empty] | 1771.44 | 40.26 |  | Drainback | Drainback (Water) | Solar Storage and Auxiliary Tanks are separate |  | 1 | 1 | 3420 | Z04 | 90 | Units | Apartments/Condos | 2010115A | 44 | 1 | 3000 | 1 | 800 | 1 | 840000 | TRUE | 140 | 140 |  | SunEarth - SETR A503 TTR U + VFS 10-200 |  | Enovative Group, Inc. - AutoHot DS-100A | City of San Mateo | FALSE | 20.19 |  | 2019-08-08 | 2021-08-03 | 2019-08-09 | 2019-10-07 | 2021-08-02 | 2021-08-05 | 1172 | 126349 | Up-front Payment
PGE-014218 | Commercial/Multifamily Residential | Domestic Hot Water | Gas | Pacific Gas and Electric | Incentive:Paid | 36100 | 20.19 |  | 1 | 1788 |  | 1788 |  | 2019-08-19 10:49 | 2019-10-31 | EVOLUTION ENERGY SOLUTIONS L L C | Retrofit | Lafayette | Contra Costa | 94549 | Host Customer is System Owner | [7 empty] | 563.64 | 40.26 |  | Glycol | Steam Back | Solar Storage with Tankless Auxiliary Water Heater |  | 1 | 1 | 960 | Z12 | 24 | Units | Apartments/Condos | 2010115A | 14 | 1 | 1100 | 1 | 0 | 0 | 398000 | TRUE | 140 | 140 |  | SunEarth - SETR A503 TTR U + VFS 10-200 |  | Enovative Group, Inc. - AutoHot DS-100A | Contra Costa County | FALSE | 25.19 |  | 2019-08-16 | 2019-10-28 | 2019-08-19 | 2019-10-31 | 2021-08-02 | 2021-08-03 | 1151 | 45042.23 | Up-front Payment
PGE-014219 | Commercial/Multifamily Residential | Domestic Hot Water | Gas | Pacific Gas and Electric | Incentive:Paid | 43741 | 17.16 |  | 2 | 2549 |  | 2549 |  | 2019-08-19 10:48 | 2019-10-31 | EVOLUTION ENERGY SOLUTIONS L L C | Retrofit | Lafayette | Contra Costa | 94549 | Host Customer is System Owner | [7 empty] | 644.16 | 40.26 |  | Glycol | Steam Back | Solar Storage and Auxiliary Tanks are separate |  | 1 | 1 | 1938 | Z12 | 51 | Units | Apartments/Condos | 2010115A | 16 | 1 | 1300 | 1 | 305 | 1 | 350000 | TRUE | 140 | 140 |  | SunEarth - SETR A503 TTR U + VFS 10-200 |  | Enovative Group, Inc. - AutoHot DS-100A | Contra Costa County | FALSE | 23.8 |  | 2019-08-16 | 2019-09-12 | 2019-08-19 | 2019-10-31 | 2021-08-02 | 2021-08-26 | 1151 | 60655 | Up-front Payment
PGE-014220 | Low Income Single Family Residential | Domestic Hot Water | Gas | Pacific Gas and Electric | Incentive:Paid | 5397 | 36.9 |  | 1 | 164 |  | 164 |  | 2019-08-12 13:26 | 2019-08-26 | TITANIUM POWER INC | Retrofit | Bakersfield | Bakersfield | 93306 | Host Customer is System Owner | 6 |  | 30004298 | Butler Sun Solutions, Inc. | Titanium Power | Power Pack 2 GT Butler | Indirect Forced Circulation (IF) | 43.72 |  | BT1 | Glycol | Advanced Controller with a Vacation or Holiday Mode | Solar Storage with Tankless Auxiliary Water Heater | 52 | 1 | 1 | 75 | Z13 | [18 empty] | Bakersfield | FALSE | 33.23 |  | 2011-06-01: 2019-08-08; 2011-08-03: 2019-08-12; 2011-09-20: 2019-08-26 | 1871 | 5450 | Up-front Payment
PGE-014221 | Low Income Single Family Residential | Domestic Hot Water | Gas | Pacific Gas and Electric | Incentive:Paid | 5397 | 36.9 |  | 1 | 164 |  | 164 |  | 2019-08-12 13:22 | 2019-08-26 | TITANIUM POWER INC | Retrofit | Bakersfield | Bakersfield | 93306 | Host Customer is System Owner | 6 |  | 30004298 | Butler Sun Solutions, Inc. | Titanium Power | Power Pack 2 GT Butler | Indirect Forced Circulation (IF) | 43.72 |  | BT1 | Glycol | Advanced Controller with a Vacation or Holiday Mode | Solar Storage with Tankless Auxiliary Water Heater | 52 | 1 | 1 | 75 | Z13 | [18 empty] | Bakersfield | FALSE | 33.23 |  | 2011-06-01: 2019-08-08; 2011-08-03: 2019-08-12; 2011-09-20: 2019-08-26 | 1871 | 5450 | Up-front Payment
PGE-014222 | Single Family Residential - Disadvantaged Community | Domestic Hot Water | Gas | Pacific Gas and Electric | Incentive:Paid | 4366 | 29.85 |  | 1 | 164 |  | 164 |  | 2019-08-12 13:29 | 2019-08-28 | TITANIUM POWER INC | Retrofit | Bakersfield | Bakersfield | 93307 | Host Customer is System Owner | 7 |  | 30004298 | Butler Sun Solutions, Inc. | Titanium Power | Power Pack 2 GT Butler | Indirect Forced Circulation (IF) | 43.72 |  | BT1 | Glycol | Advanced Controller with a Vacation or Holiday Mode | Solar Storage with Tankless Auxiliary Water Heater | 52 | 1 | 1 | 85 | Z13 | [18 empty] | Bakersfield | FALSE | 33.23 |  | 2019-08-08 | 2019-08-26 |  |  | 2019-08-12 | 2019-08-28 | 1871 | 5450 | Up-front Payment
PGE-014223 | Single Family Residential - Disadvantaged Community | Domestic Hot Water | Gas | Pacific Gas and Electric | Incentive:Paid | 4366 | 29.85 |  | 1 | 164 |  | 164 |  | 2019-08-12 13:21 | 2019-08-28 | TITANIUM POWER INC | Retrofit | Bakersfield | Bakersfield | 93307 | Host Customer is System Owner | 9 |  | 30004298 | Butler Sun Solutions, Inc. | Titanium Power | Power Pack 2 GT Butler | Indirect Forced Circulation (IF) | 43.72 |  | BT1 | Glycol | Advanced Controller with a Vacation or Holiday Mode | Solar Storage with Tankless Auxiliary Water Heater | 52 | 1 | 1 | 105 | Z13 | [18 empty] | Bakersfield | FALSE | 33.23 |  | 2019-08-08 | 2019-08-26 |  |  | 2019-08-12 | 2019-08-28 | 1871 | 5450 | Up-front Payment
PGE-014224 | Low Income Single Family Residential | Domestic Hot Water | Gas | Pacific Gas and Electric | Incentive:Paid | 5397 | 36.9 |  | 1 | 164 |  | 164 |  | 2019-08-12 13:28 | 2019-08-26 | TITANIUM POWER INC | Retrofit | Bakersfsield | Bakersfield | 93307 | Host Customer is System Owner | 4 |  | 30004298 | Butler Sun Solutions, Inc. | Titanium Power | Power Pack 2 GT Butler | Indirect Forced Circulation (IF) | 43.72 |  | BT1 | Glycol | Advanced Controller with a Vacation or Holiday Mode | Solar Storage with Tankless Auxiliary Water Heater | 52 | 1 | 1 | 55 | Z13 | [18 empty] | Bakersfield | FALSE | 33.23 |  | 2011-06-01: 2019-08-08; 2011-08-03: 2019-08-12; 2011-09-20: 2019-08-26 | 1871 | 5450 | Up-front Payment
PGE-014225 | Low Income Single Family Residential | Domestic Hot Water | Gas | Pacific Gas and Electric | Incentive:Paid | 4366 | 36.9 |  | 1 | 164 |  | 164 |  | 2019-08-12 13:32 | 2019-09-12 | TITANIUM POWER INC | Retrofit | Bakersfield | Bakersfield | 93306 | Host Customer is System Owner | 4 |  | 30004298 | Butler Sun Solutions, Inc. | Titanium Power | Power Pack 2 GT Butler | Indirect Forced Circulation (IF) | 43.72 |  | BT1 | Glycol | Advanced Controller with a Vacation or Holiday Mode | Solar Storage with Tankless Auxiliary Water Heater | 52 | 1 | 1 | 55 | Z13 | [18 empty] | Bakersfield | FALSE | 33.23 |  | 2019-08-08 | 2019-08-26 |  |  | 2019-08-12 | 2019-09-12 | 1864 | 5450 | Up-front Payment
PGE-014226 | Low Income Single Family Residential | Domestic Hot Water | Gas | Pacific Gas and Electric | Incentive:Paid | 4366 | 36.9 |  | 1 | 164 |  | 164 |  | 2019-08-12 13:31 | 2019-09-17 | TITANIUM POWER INC | Retrofit | Bakersfield | Bakersfield | 93306 | Host Customer is System Owner | 4 |  | 30004298 | Butler Sun Solutions, Inc. | Titanium Power | Power Pack 2 GT Butler | Indirect Forced Circulation (IF) | 43.72 |  | BT1 | Glycol | Advanced Controller with a Vacation or Holiday Mode | Solar Storage with Tankless Auxiliary Water Heater | 52 | 1 | 1 | 55 | Z13 | [18 empty] | Bakersfield | FALSE | 33.23 |  | 2019-08-08 | 2019-08-26 |  |  | 2019-08-12 | 2019-09-17 | 1843 | 5450 | Up-front Payment
PGE-014227 | Low Income Single Family Residential | Domestic Hot Water | Gas | Pacific Gas and Electric | Incentive:Paid | 5397 | 36.9 |  | 1 | 164 |  | 164 |  | 2019-08-12 13:24 | 2019-08-26 | TITANIUM POWER INC | Retrofit | Bakersfield | Bakersfield | 93306 | Host Customer is System Owner | 5 |  | 30004298 | Butler Sun Solutions, Inc. | Titanium Power | Power Pack 2 GT Butler | Indirect Forced Circulation (IF) | 43.72 |  | BT1 | Glycol | Advanced Controller with a Vacation or Holiday Mode | Solar Storage with Tankless Auxiliary Water Heater | 52 | 1 | 1 | 65 | Z13 | [18 empty] | Bakersfield | FALSE | 33.23 |  | 2011-06-01: 2019-08-08; 2011-08-03: 2019-08-12; 2011-09-20: 2019-08-26 | 1871 | 5450 | Up-front Payment
PGE-014228 | Single Family Residential - Disadvantaged Community | Domestic Hot Water | Gas | Pacific Gas and Electric | Incentive:Paid | 4366 | 29.85 |  | 1 | 164 |  | 164 |  | 2019-08-12 13:25 | 2019-08-28 | TITANIUM POWER INC | Retrofit | Bakersfield | Bakersfield | 93306 | Host Customer is System Owner | 4 |  | 30004298 | Butler Sun Solutions, Inc. | Titanium Power | Power Pack 2 GT Butler | Indirect Forced Circulation (IF) | 43.72 |  | BT1 | Glycol | Advanced Controller with a Vacation or Holiday Mode | Solar Storage with Tankless Auxiliary Water Heater | 52 | 1 | 1 | 55 | Z13 | [18 empty] | Bakersfield | FALSE | 33.23 |  | 2019-08-08 | 2019-08-26 |  |  | 2019-08-12 | 2019-08-28 | 1871 | 5450 | Up-front Payment
PGE-014231 | Commercial/Multifamily Residential | Domestic Hot Water | Gas | Pacific Gas and Electric | Incentive:Paid | 20643 | 17.16 |  | 2 | 1203 |  | 1203 |  | 2020-05-29 10:18 | 2020-07-02 | CORE ENERGY GROUP INC | Retrofit | Santa Cruz | Santa Cruz | 95060 | Host Customer is System Owner | [7 empty] | 452.13 | 21.53 |  | Glycol | Advanced Controller with a Thermal Cycling Function | Solar Storage and Auxiliary Tanks are separate |  | 1 | 1 | 1040 | Z03 | 26 | Units | Apartments/Condos | 10001892 | 21 | 1 | 540 | 5 | 200 | 2 | 400000 | TRUE | 130 | 130 |  |  |  |  | City of Santa Cruz | FALSE | 45.16 |  | 2020-05-29 | 2020-06-29 | 2020-05-29 | 2020-07-02 | 2020-10-09 | 2020-12-10 | 1411 | 54326.64 | Up-front Payment
SCG-014232 | Commercial Pools | Pool Heating | Gas | Southern California Gas Company | Incentive:Paid | 8802 | 7 |  | 1 | 2427 |  | 2427 |  | 2019-08-14 09:55 | 2019-08-27 | SUNTREK INDUSTRIES INC | Retrofit | Huntington Beach | Los Angeles | 92649 | Host Customer is System Owner | [7 empty] | 940 | 47 |  | Drainback |  |  |  | 1 | 1 |  | Z06 |  |  |  | 2007048A | 20 | 1 | [5 empty] | FALSE |  |  |  | SunEarth - SETR A503 TTR U + VFS 20-400 |  | SunEarth - SETR A503 TTR U + VFS 20-400 | Huntington Beach | FALSE | 7.25 |  | 2019-08-09 |  | 2019-08-14 | 2019-08-27 | 2019-12-27 | 2020-01-13 | 1746 | 17604 | Up-front Payment
PGE-014234 | Single Family Residential - Disadvantaged Community | Domestic Hot Water | Gas | Pacific Gas and Electric | Incentive:Paid | 4366 | 29.85 |  | 1 | 164 |  | 164 |  | 2019-08-14 14:37 | 2019-10-08 | TITANIUM POWER INC | Retrofit | Bakersfield | Bakersfield | 93307 | Host Customer is System Owner | 7 |  | 30004298 | Butler Sun Solutions, Inc. | Titanium Power | Power Pack 2 GT Butler | Indirect Forced Circulation (IF) | 43.72 |  | BT1 | Glycol | Advanced Controller with a Vacation or Holiday Mode | Solar Storage with Tankless Auxiliary Water Heater | 52 | 1 | 1 | 85 | Z13 | [18 empty] | Bakersfield | FALSE | 33.23 |  | 2019-08-12 | 2019-09-05 |  |  | 2019-08-14 | 2019-10-08 | 1829 | 5450 | Up-front Payment
PGE-014235 | Low Income Single Family Residential | Domestic Hot Water | Gas | Pacific Gas and Electric | Incentive:Paid | 5397 | 36.9 |  | 1 | 164 |  | 164 |  | 2019-08-14 14:38 | 2019-09-05 | TITANIUM POWER INC | Retrofit | Bakersfield | Bakersfield | 93307 | Host Customer is System Owner | 9 |  | 30004298 | Butler Sun Solutions, Inc. | Titanium Power | Power Pack 2 GT Butler | Indirect Forced Circulation (IF) | 43.72 |  | BT1 | Glycol | Advanced Controller with a Vacation or Holiday Mode | Solar Storage with Tankless Auxiliary Water Heater | 52 | 1 | 1 | 105 | Z13 | [18 empty] | Bakersfield | FALSE | 33.23 |  | 2019-08-12 | 2019-09-05 |  |  | 2019-08-14 | 2019-09-05 | 1864 | 5450 | Up-front Payment
PGE-014236 | Low Income Single Family Residential | Domestic Hot Water | Gas | Pacific Gas and Electric | Incentive:Paid | 5397 | 36.9 |  | 1 | 164 |  | 164 |  | 2019-08-14 14:39 | 2019-09-05 | TITANIUM POWER INC | Retrofit | Bakersfield | Bakersfield | 93307 | Host Customer is System Owner | 8 |  | 30004298 | Butler Sun Solutions, Inc. | Titanium Power | Power Pack 2 GT Butler | Indirect Forced Circulation (IF) | 43.72 |  | BT1 | Glycol | Advanced Controller with a Vacation or Holiday Mode | Solar Storage with Tankless Auxiliary Water Heater | 52 | 1 | 1 | 95 | Z13 | [18 empty] | Bakersfield | FALSE | 33.23 |  | 2019-08-12 | 2019-09-05 |  |  | 2019-08-14 | 2019-09-05 | 1864 | 5450 | Up-front Payment
SCG-014237 | Commercial/Multifamily Residential | Domestic Hot Water | Gas | Southern California Gas Company | Incentive:Paid | 135031 | 20.19 |  | 1 | 6688 |  | 6688 |  | 2019-08-15 10:38 | 2019-09-03 | MURRAY PLUMBING AND HEATING CORPORATION | New Construction | Los Angeles | Los Angeles | 90095 | Host Customer is System Owner | 847 | [6 empty] | 2271.84 | 47.33 |  | Glycol | Steam Back | Solar Storage and Auxiliary Tanks are separate |  | 1 | 1 | 11011 | Z09 | 847 | Persons | Men's Dormitories | 10001909 | 48 | 2 | 2295 | 3 | 580 | 1 | 3000000 | TRUE | 140 | 140 |  | RESOL - DeltaSol MX |  | RESOL - DeltaSol MX | CA State Phase 2B permit | FALSE | 34.7 |  | 2019-08-13 |  | 2019-08-15 | 2019-09-03 | 2021-07-21 | 2021-08-10 | 1159 | 232052.05 | Up-front Payment
SCG-014238 | Commercial/Multifamily Residential | Domestic Hot Water | Gas | Southern California Gas Company | Incentive:Paid | 152899 | 20.19 |  | 1 | 7573 |  | 7573 |  | 2019-08-15 10:36 | 2019-09-03 | MURRAY PLUMBING AND HEATING CORPORATION | New Construction | Los Angeles | Los Angeles | 90095 | Host Customer is System Owner | [7 empty] | 2603.15 | 47.33 |  | Glycol | Steam Back | Solar Storage and Auxiliary Tanks are separate |  | 1 | 1 | 12259 | Z09 | 943 | Persons | Men's Dormitories | 10001909 | 55 | 2 | 2625 | 3 | 776 | 1 | 3998000 | TRUE | 140 | 140 |  | RESOL - DeltaSol MX |  | RESOL - DeltaSol MX | CA State | FALSE | 37.69 |  | 2019-08-13 |  | 2019-08-15 | 2019-09-03 | 2021-07-21 | 2021-08-16 | 1157 | 285447.95 | Up-front Payment
PGE-014239 | Single Family Residential - Disadvantaged Community | Domestic Hot Water | Gas | Pacific Gas and Electric | Incentive:Paid | 4366 | 29.85 |  | 1 | 164 |  | 164 |  | 2019-08-14 14:40 | 2019-10-10 | TITANIUM POWER INC | Retrofit | Bakersfield | Bakersfield | 93306 | Host Customer is System Owner | 6 |  | 30004298 | Butler Sun Solutions, Inc. | Titanium Power | Power Pack 2 GT Butler | Indirect Forced Circulation (IF) | 43.72 |  | BT1 | Glycol | Advanced Controller with a Vacation or Holiday Mode | Solar Storage with Tankless Auxiliary Water Heater | 52 | 1 | 1 | 75 | Z13 | [18 empty] | Bakersfield | FALSE | 33.23 |  | 2019-08-13 | 2019-09-05 |  |  | 2019-08-14 | 2019-10-10 | 1829 | 5450 | Up-front Payment
PGE-014240 | Low Income Single Family Residential | Domestic Hot Water | Gas | Pacific Gas and Electric | Incentive:Paid | 4366 | 36.9 |  | 1 | 164 |  | 164 |  | 2019-08-14 14:40 | 2019-09-12 | TITANIUM POWER INC | Retrofit | Bakersfield | Bakersfield | 93307 | Host Customer is System Owner | 5 |  | 30004298 | Butler Sun Solutions, Inc. | Titanium Power | Power Pack 2 GT Butler | Indirect Forced Circulation (IF) | 43.72 |  | BT1 | Glycol | Advanced Controller with a Vacation or Holiday Mode | Solar Storage with Tankless Auxiliary Water Heater | 52 | 1 | 1 | 65 | Z13 | [18 empty] | Bakersfield | FALSE | 33.23 |  | 2019-08-13 | 2019-09-05 |  |  | 2019-08-14 | 2019-09-12 | 1864 | 5450 | Up-front Payment
SDG-014241 | Single Family Residential | Domestic Hot Water | Gas | San Diego Gas and Electric | Incentive:Paid | 3227 | 29.85 |  | 1 | 159 |  | 108 |  | 2019-09-30 15:29 | 2019-10-30 | CLEANTECH ENERGY SOLUTIONS INC | Retrofit | Coronado | San Diego | 92118 | Owner/Tenant | 5 |  | 2001001R | SunEarth, Inc. | SOLARAY | TE64P-120-2G | Indirect Forced Circulation (IF) | 65.67 |  | EP-32 / EP-32-0.75 | Glycol | Advanced Controller with a Vacation or Holiday Mode | Solar Storage and Auxiliary Tanks are separate | 120 | 0.85 | 0.8 | 65 | Z07 | [18 empty] | Cit of Coronado | FALSE | 63.38 |  | 2019-08-15 | 2019-10-01 |  |  | 2019-09-30 | 2019-10-30 | 1790 | 10077 | Up-front Payment
SCG-014242 | Commercial/Multifamily Residential | Domestic Hot Water | Gas | Southern California Gas Company | Incentive:Paid | 82746 | 20.19 |  | 1 | 4098 |  | 4098 |  | 2019-10-01 13:14 | 2019-10-11 | SUN LIGHT & POWER | Retrofit | Pasadena | Los Angeles | 91101 | Host Customer is System Owner | [7 empty] | 982.8 | 40.95 |  | Drainback | Drainback (Water) | Solar Storage and Auxiliary Tanks are separate |  | 1 | 1 | 4107 | Z09 | 111 | Units | Apartments/Condos | 10001803 | 24 | 2 | 1450 | 1 | 476 | 4 | 1583904 | TRUE | 130 | 125 |  | Heliodyne - Delta-T Pro Ethernet |  | Heliodyne - Delta-T Pro Ethernet | City of Pasadena | FALSE | 46.77 |  | 2019-09-30 |  | 2019-10-01 | 2019-10-11 | 2022-03-15 | 2022-04-22 | 773 | 191662 | Up-front Payment
SCG-014243 | Commercial/Multifamily Residential | Domestic Hot Water | Gas | Southern California Gas Company | Incentive:Paid | 107027 | 20.19 |  | 1 | 5301 |  | 5301 |  | 2019-10-01 13:14 | 2019-10-09 | SUN LIGHT & POWER | Retrofit | Pasadena | Los Angeles | 91101 | Host Customer is System Owner | [7 empty] | 1310.4 | 40.95 |  | Drainback | Drainback (Water) | Solar Storage and Auxiliary Tanks are separate |  | 1 | 1 | 5920 | Z09 | 160 | Units | Apartments/Condos | TRB-40 | 32 | 3 | 1450 | 1 | 476 | 4 | 1583904 | TRUE | 130 | 125 |  | Heliodyne - Delta-T Pro Ethernet |  | Heliodyne - Delta-T Pro Ethernet | City of Pasadena | FALSE | 41.15 |  | 2019-09-30 |  | 2019-10-01 | 2019-10-09 | 2022-03-15 | 2022-04-25 | 772 | 218126 | Up-front Payment
SCG-014244 | Commercial/Multifamily Residential | Domestic Hot Water | Gas | Southern California Gas Company | Incentive:Paid | 82844 | 20.19 |  | 1 | 4103 |  | 4103 |  | 2019-10-01 13:13 | 2019-10-11 | SUN LIGHT & POWER | Retrofit | Pasadena | Los Angeles | 91101 | Host Customer is System Owner | [7 empty] | 982.8 | 40.95 |  | Drainback | Drainback (Water) | Solar Storage and Auxiliary Tanks are separate |  | 1 | 1 | 4292 | Z09 | 116 | Units | Apartments/Condos | 10001803 | 24 | 2 | 1450 | 1 | 476 | 4 | 1583904 | TRUE | 130 | 125 |  | Heliodyne - Delta-T Pro Ethernet |  | Heliodyne - Delta-T Pro Ethernet | City of Pasadena | FALSE | 46.11 |  | 2019-09-30 |  | 2019-10-01 | 2019-10-11 | 2022-03-15 | 2022-04-04 | 913 | 189195 | Up-front Payment
SCG-014245 | Commercial/Multifamily Residential | Domestic Hot Water | Gas | Southern California Gas Company | Incentive:Paid | 45730 | 20.19 |  | 1 | 2265 |  | 2265 |  | 2019-09-04 09:34 | 2019-09-10 | EVOLUTION ENERGY SOLUTIONS L L C | Retrofit | Redondo Beach | Redondo Beach | 90278 | Host Customer is System Owner | [7 empty] | 640.64 | 40.04 |  | Drainback | Drainback (Water) | Solar Storage and Auxiliary Tanks are separate |  | 1 | 1 | 1320 | Z06 | 33 | Units | Apartments/Condos | 10002008 | 16 | 1 | 1100 | 2 | 230 | 2 | 399998 | TRUE | 140 | 140 |  | SunEarth - SETR A503 TTR U + VFS 10-200 |  | Enovative Group, Inc. - AutoHot DS-100AR | Redondo Beach | FALSE | 20.19 |  | 2019-08-16 |  | 2019-09-04 | 2019-09-10 | 2020-03-18 | 2020-03-23 | 1671 | 45730 | Up-front Payment
SCG-014246 | Commercial/Multifamily Residential | Domestic Hot Water | Gas | Southern California Gas Company | Incentive:Paid | 39523 | 20.19 |  | 1 | 2171 |  | 2171 |  | 2019-09-04 09:38 | 2019-09-11 | EVOLUTION ENERGY SOLUTIONS L L C | Retrofit | Redondo Beach | Redondo Beach | 90278 | Host Customer is System Owner | [7 empty] | 532.35 | 40.95 |  | Drainback | Drainback (Water) | Solar Storage and Auxiliary Tanks are separate |  | 1 | 1 | 1520 | Z09 | 38 | Units | Apartments/Condos | TRB-40 | 13 | 1 | 1000 | 1 | 330 | 3 | 270000 | TRUE | 140 | 140 |  | SunEarth - SETR A503 TTR U + VFS 10-200 |  | Enovative Group, Inc. - AutoHot DS-100AR | City of Redondo Beach | FALSE | 18.2 |  | 2019-08-22 |  | 2019-09-04 | 2019-09-11 | 2020-11-06 | 2020-11-16 | 1396 | 39523 | Up-front Payment
SCG-014247 | Commercial/Multifamily Residential | Domestic Hot Water | Gas | Southern California Gas Company | Incentive:Paid | 51363 | 20.19 |  | 1 | 2544 |  | 2544 |  | 2019-08-29 10:44 | 2019-09-23 | PROMISE ENERGY INC | New Construction | Los Angeles | Los Angeles | 90014 | Host Customer is System Owner | [7 empty] | 966.24 | 40.26 |  | Glycol | Steam Back | Solar Storage and Auxiliary Tanks are separate |  | 1 | 1 | 2090 | Z09 | 55 | Units | Apartments/Condos | 2010115A | 24 | 1 | 1600 | 2 | 360 | 2 | 500000 | TRUE | 140 | 120 |  | SunEarth - SETR A503 TTR U + VFS 20-400 |  | SunEarth - SETR A503 TTR U + VFS 20-400 | Los Angeles | FALSE | 66.61 |  | 2019-08-19 |  | 2019-08-29 | 2019-09-23 | 2021-03-03 | 2021-04-26 | 1265 | 169452.61 | Up-front Payment
PGE-014249 | Single Family Residential - Disadvantaged Community | Domestic Hot Water | Gas | Pacific Gas and Electric | Incentive:Paid | 4366 | 29.85 |  | 1 | 164 |  | 164 |  | 2019-08-23 12:43 | 2019-10-08 | TITANIUM POWER INC | Retrofit | Bakersfield | Bakersfield | 93306 | Host Customer is System Owner | 4 |  | 30004298 | Butler Sun Solutions, Inc. | Titanium Power | Power Pack 2 GT Butler | Indirect Forced Circulation (IF) | 43.72 |  | BT1 | Glycol | Advanced Controller with a Vacation or Holiday Mode | Solar Storage with Tankless Auxiliary Water Heater | 52 | 1 | 1 | 55 | Z13 | [18 empty] | Bakersfuekd | FALSE | 33.23 |  | 2019-08-20 | 2019-09-06 |  |  | 2019-08-23 | 2019-10-08 | 1829 | 5450 | Up-front Payment
PGE-014250 | Single Family Residential - Disadvantaged Community | Domestic Hot Water | Gas | Pacific Gas and Electric | Incentive:Paid | 4366 | 29.85 |  | 1 | 164 |  | 164 |  | 2019-08-22 15:11 | 2019-09-12 | TITANIUM POWER INC | Retrofit | Bakersfield | Bakersfield | 93306 | Host Customer is System Owner | 6 |  | 30004298 | Butler Sun Solutions, Inc. | Titanium Power | Power Pack 2 GT Butler | Indirect Forced Circulation (IF) | 43.72 |  | BT1 | Glycol | Advanced Controller with a Vacation or Holiday Mode | Solar Storage with Tankless Auxiliary Water Heater | 52 | 1 | 1 | 75 | Z13 | [18 empty] | Bakersfield | FALSE | 33.23 |  | 2019-08-20 | 2019-09-06 |  |  | 2019-08-22 | 2019-09-12 | 1864 | 5450 | Up-front Payment
PGE-014251 | Single Family Residential - Disadvantaged Community | Domestic Hot Water | Gas | Pacific Gas and Electric | Incentive:Paid | 4366 | 29.85 |  | 1 | 164 |  | 164 |  | 2019-08-22 15:05 | 2019-09-17 | TITANIUM POWER INC | Retrofit | Bakersfield | Bakersfield | 93306 | Host Customer is System Owner | 5 |  | 30004298 | Butler Sun Solutions, Inc. | Titanium Power | Power Pack 2 GT Butler | Indirect Forced Circulation (IF) | 43.72 |  | BT1 | Glycol | Advanced Controller with a Vacation or Holiday Mode | Solar Storage with Tankless Auxiliary Water Heater | 52 | 1 | 1 | 65 | Z13 | [18 empty] | Bakersfield | FALSE | 33.23 |  | 2019-08-20 | 2019-09-06 |  |  | 2019-08-22 | 2019-09-17 | 1843 | 5450 | Up-front Payment
PGE-014252 | Low Income Multifamily Residential | Domestic Hot Water | Gas | Pacific Gas and Electric | Incentive:Paid | 210545 | 24.89 |  | 1 | 8459 |  | 8459 |  | 2020-04-01 18:00 | 2020-05-11 | SOLARIX SYSTEMS | New Construction | San Francisco | San Francisco | 94158 | Host Customer is System Owner | [7 empty] | 2777.94 | 40.26 |  | Glycol | Pressure Stagnation Protection (PSP) | Solar Storage and Auxiliary Tanks are separate |  | 1 | 1 | 5624 | Z03 | 152 | Units | Apartments/Condos | 2010115A | 69 | 1 | 3900 | 1 | 595 | 5 | 399999 | TRUE | 130 | 120 |  | Heliodyne - Delta-T Pro Ethernet |  | Heliodyne - Delta-T Pro Ethernet | CIty of San Francisco | FALSE | 26.6 |  | 2019-08-21 | 2020-04-06 | 2020-04-01 | 2020-05-11 | 2022-01-06 | 2022-01-13 | 969 | 225000 | Up-front Payment
SCG-014253 | Commercial/Multifamily Residential | Domestic Hot Water | Gas | Southern California Gas Company | Incentive:Paid | 46538 | 20.19 |  | 1 | 2305 |  | 2305 |  | 2019-09-06 10:10 | 2019-09-10 | ALL VALLEY SOLAR INC | Retrofit | Los Angeles | Los Angeles | 90064 | Host Customer is System Owner | [7 empty] | 798.2 | 39.91 |  | Drainback | Drainback (Water) | Solar Storage and Auxiliary Tanks are separate |  | 1 | 1 | 1440 | Z09 | 36 | Units | Apartments/Condos | 2009061E | 20 | 3 | 1004 | 8 | 199 | 2 | 469000 | TRUE | 135 | 140 |  | SunEarth - SETR A503 TTR U + VFS 10-200 |  | SunEarth - SETR A503 TTR U + VFS 10-200 | LADBS | FALSE | 24.45 |  | 2019-09-05 |  | 2019-09-06 | 2019-09-10 | 2019-09-26 | 2019-09-26 | 1857 | 56356 | Up-front Payment
PGE-014254 | Commercial/Multifamily Residential | Domestic Hot Water | Gas | Pacific Gas and Electric | Incentive:Paid | 52595 | 17.16 |  | 2 | 3065 |  | 3065 |  | 2019-09-05 14:25 | 2019-10-02 | EVOLUTION ENERGY SOLUTIONS L L C | Retrofit | Redwood City | San Mateo | 94063 | Host Customer is System Owner | [7 empty] | 773.28 | 32.22 |  | Glycol | Pressure Stagnation Protection (PSP) | Solar Storage and Auxiliary Tanks are separate |  | 1 | 1 | 3959 | Z03 | 107 | Units | Apartments/Condos | 2010115D | 24 | 1 | 1300 | 2 | 300 | 3 | 900000 | TRUE | 140 | 140 |  | SunEarth - SETR A503 TTR U + VFS 10-200 |  | SunEarth - SETR A503 TTR U + VFS 10-200 | Redwood City | FALSE | 17.16 |  | 2019-08-30 | 2019-09-13 | 2019-09-05 | 2019-10-02 | 2020-09-21 | 2020-12-29 | 1390 | 52595 | Up-front Payment
SCG-014255 | Commercial/Multifamily Residential | Domestic Hot Water | Gas | Southern California Gas Company | Incentive:Paid | 26368 | 20.19 |  | 1 | 1398 |  | 1398 |  | 2019-09-04 09:16 | 2019-09-09 | EVOLUTION ENERGY SOLUTIONS L L C | Retrofit | Redondo Beach | Redondo Beach | 90278 | Host Customer is System Owner | [7 empty] | 409.5 | 40.95 |  | Drainback | Drainback (Water) | Solar Storage and Auxiliary Tanks are separate |  | 1 | 1 | 672 | Z06 | 16 | Units | Apartments/Condos | TRB-40 | 10 | 1 | 800 | 1 | 100 | 1 | 199999 | TRUE | 140 | 140 |  |  |  |  | Redondo Beach | FALSE | 20.19 |  | 2019-08-22 |  | 2019-09-04 | 2019-09-09 | 2020-03-04 | 2020-03-27 | 1668 | 28226 | Up-front Payment
PGE-014257 | Single Family Residential | Domestic Hot Water | Gas | Pacific Gas and Electric | Incentive:Paid | 4122 | 29.85 |  | 1 | 153 |  | 138 |  | 2019-08-23 16:29 | 2019-09-06 | OXYPOWER INC | Retrofit | San Francisco | San Francisco | 94112 | Host Customer is System Owner | 4 |  | 2009036H | Heliodyne, Inc. | HELIOPAK | HPAK 016 2 406 G 80 ACD Z | Indirect Forced Circulation (IF) | 53.88 |  | 406 001 | Glycol | Pressure Stagnation Protection (PSP) | Solar Storage and Auxiliary Tanks are separate | 80 | 0.95 | 0.95 | 55 | Z03 | [18 empty] | City of San Francisco | FALSE | 97.18 |  | 2011-06-01: 2019-08-22; 2011-08-03: 2019-08-23; 2011-09-20: 2019-09-06 | 1864 | 14869 | Up-front Payment
SCG-014259 | Commercial/Multifamily Residential | Domestic Hot Water | Gas | Southern California Gas Company | Incentive:Paid | 9691 | 20.19 |  | 1 | 480 |  | 480 |  | 2019-09-04 13:29 | 2019-09-09 | SOLID AMERICA INC | Retrofit | Los Angeles | Los Angeles | 90027 | Host Customer is System Owner | [7 empty] | 174.88 | 21.86 |  | Glycol | Steam Back | Solar Storage and Auxiliary Tanks are separate |  | 1 | 1 | 294 | Z09 | 7 | Units | Apartments/Condos | 2009077A | 8 | 1 | 300 | 1 | 100 | 1 | 199999 | TRUE | 130 | 130 |  |  |  |  | Los Angeles | FALSE | 79.76 |  | 2019-08-23 |  | 2019-09-04 | 2019-09-09 | 2019-11-25 | 2020-01-24 | 1730 | 38283 | Up-front Payment
PGE-014261 | Low Income Single Family Residential | Domestic Hot Water | Gas | Pacific Gas and Electric | Incentive:Paid | 4366 | 36.9 |  | 1 | 164 |  | 164 |  | 2019-08-26 13:41 | 2019-09-17 | TITANIUM POWER INC | Retrofit | Bakersfiedl | Bakersfield | 93306 | Host Customer is System Owner | 4 |  | 30004298 | Butler Sun Solutions, Inc. | Titanium Power | Power Pack 2 GT Butler | Indirect Forced Circulation (IF) | 43.72 |  | BT1 | Glycol | Advanced Controller with a Vacation or Holiday Mode | Solar Storage with Tankless Auxiliary Water Heater | 52 | 1 | 1 | 55 | Z13 | [18 empty] | Bakerfield | FALSE | 33.23 |  | 2019-08-23 | 2019-09-06 |  |  | 2019-08-26 | 2019-09-17 | 1843 | 5450 | Up-front Payment
PGE-014262 | Commercial/Multifamily Residential | Domestic Hot Water | Gas | Pacific Gas and Electric | Incentive:Paid | 7619 | 17.16 |  | 2 | 444 |  | 444 |  | 2019-08-23 16:51 | 2019-09-23 | CORE ENERGY GROUP INC | Retrofit | Mountain View | Santa Clara | 94041 | Host Customer is System Owner |  |  | 30004239 | Jiangsu Sunrain Solar Energy Co. Ltd. | Sunrain | TZ58/1800-15C-TG | Indirect Thermosyphon (IT) | 24.46 |  | TZ58/1800-15C | Glycol | Advanced Controller with a Vacation or Holiday Mode | Solar Storage with Tankless Auxiliary Water Heater | 160 | 1 | 1 | 0 | Z04 | [18 empty] | City of San Mountain View | FALSE | 46.29 |  | 2019-08-23 | 2019-09-17 | 2019-08-23 | 2019-09-23 | 2020-01-29 | 2020-02-11 | 1706 | 20551.61 | Up-front Payment
PGE-014263 | Commercial/Multifamily Residential | Domestic Hot Water | Gas | Pacific Gas and Electric | Incentive:Paid | 7619 | 17.16 |  | 2 | 444 |  | 444 |  | 2019-08-23 16:53 | 2019-09-23 | CORE ENERGY GROUP INC | Retrofit | Mountain View | Santa Clara | 94041 | Host Customer is System Owner |  |  | 30004239 | Jiangsu Sunrain Solar Energy Co. Ltd. | Sunrain | TZ58/1800-15C-TG | Indirect Thermosyphon (IT) | 24.46 |  | TZ58/1800-15C | Glycol | Advanced Controller with a Vacation or Holiday Mode | Solar Storage with Tankless Auxiliary Water Heater | 160 | 1 | 1 | 0 | Z04 | [18 empty] | City of San Mountain View | FALSE | 46.29 |  | 2019-08-23 | 2019-09-17 | 2019-08-23 | 2019-09-23 | 2020-01-29 | 2020-02-11 | 1706 | 20551.61 | Up-front Payment
PGE-014264 | Commercial/Multifamily Residential | Domestic Hot Water | Gas | Pacific Gas and Electric | Incentive:Paid | 7619 | 17.16 |  | 2 | 444 |  | 444 |  | 2019-08-23 16:58 | 2019-09-23 | CORE ENERGY GROUP INC | Retrofit | Mountain View | Santa Clara | 94041 | Host Customer is System Owner |  |  | 30004239 | Jiangsu Sunrain Solar Energy Co. Ltd. | Sunrain | TZ58/1800-15C-TG | Indirect Thermosyphon (IT) | 24.46 |  | TZ58/1800-15C | Glycol | Advanced Controller with a Vacation or Holiday Mode | Solar Storage with Tankless Auxiliary Water Heater | 160 | 1 | 1 | 0 | Z04 | [18 empty] | City of San Mountain View | FALSE | 47.75 |  | 2019-08-23 | 2019-09-17 | 2019-08-23 | 2019-09-23 | 2020-01-29 | 2020-02-11 | 1706 | 21201.61 | Up-front Payment
PGE-014265 | Commercial/Multifamily Residential | Domestic Hot Water | Gas | Pacific Gas and Electric | Incentive:Paid | 7619 | 17.16 |  | 2 | 444 |  | 444 |  | 2019-08-23 16:56 | 2019-09-23 | CORE ENERGY GROUP INC | Retrofit | Mountain View | Santa Clara | 94041 | Host Customer is System Owner |  |  | 30004239 | Jiangsu Sunrain Solar Energy Co. Ltd. | Sunrain | TZ58/1800-15C-TG | Indirect Thermosyphon (IT) | 24.46 |  | TZ58/1800-15C | Glycol | Advanced Controller with a Vacation or Holiday Mode | Solar Storage with Tankless Auxiliary Water Heater | 160 | 1 | 1 | 0 | Z04 | [18 empty] | City of San Mountain View | FALSE | 47.75 |  | 2019-08-23 | 2019-09-17 | 2019-08-23 | 2019-09-23 | 2020-01-29 | 2020-02-11 | 1706 | 21201.61 | Up-front Payment
PGE-014266 | Commercial/Multifamily Residential | Domestic Hot Water | Gas | Pacific Gas and Electric | Incentive:Paid | 11429 | 17.16 |  | 2 | 666 |  | 666 |  | 2019-08-23 16:48 | 2019-09-23 | CORE ENERGY GROUP INC | Retrofit | Mountain View | Santa Clara | 94041 | Host Customer is System Owner |  |  | 30004239 | Jiangsu Sunrain Solar Energy Co. Ltd. | Sunrain | TZ58/1800-15C-TG | Indirect Thermosyphon (IT) | 24.46 |  | TZ58/1800-15C | Glycol | Advanced Controller with a Vacation or Holiday Mode | Solar Storage with Tankless Auxiliary Water Heater | 240 | 1 | 1 | 0 | Z04 | [18 empty] | City of San Mountain View | FALSE | 47.26 |  | 2019-08-23 | 2019-09-17 | 2019-08-23 | 2019-09-23 | 2020-01-29 | 2020-02-11 | 1706 | 31477.41 | Up-front Payment
PGE-014267 | Commercial/Multifamily Residential | Domestic Hot Water | Gas | Pacific Gas and Electric | Incentive:Paid | 11429 | 17.16 |  | 2 | 666 |  | 666 |  | 2019-08-23 16:46 | 2019-09-23 | CORE ENERGY GROUP INC | Retrofit | Mountain View | Santa Clara | 94041 | Host Customer is System Owner |  |  | 30004239 | Jiangsu Sunrain Solar Energy Co. Ltd. | Sunrain | TZ58/1800-15C-TG | Indirect Thermosyphon (IT) | 24.46 |  | TZ58/1800-15C | Glycol | Advanced Controller with a Vacation or Holiday Mode | Solar Storage with Tankless Auxiliary Water Heater | 240 | 1 | 1 | 0 | Z04 | [18 empty] | City of San Mountain View | FALSE | 47.19 |  | 2019-08-23 | 2019-09-17 | 2019-08-23 | 2019-09-23 | 2020-01-29 | 2020-02-11 | 1706 | 31427.41 | Up-front Payment
PGE-014268 | Commercial/Multifamily Residential | Domestic Hot Water | Gas | Pacific Gas and Electric | Incentive:Paid | 7619 | 17.16 |  | 2 | 444 |  | 444 |  | 2019-08-23 17:04 | 2019-09-23 | CORE ENERGY GROUP INC | Retrofit | Mountain View | Santa Clara | 94041 | Host Customer is System Owner |  |  | 30004239 | Jiangsu Sunrain Solar Energy Co. Ltd. | Sunrain | TZ58/1800-15C-TG | Indirect Thermosyphon (IT) | 24.46 |  | TZ58/1800-15C | Glycol | Advanced Controller with a Vacation or Holiday Mode | Solar Storage with Tankless Auxiliary Water Heater | 160 | 1 | 1 | 0 | Z04 | [18 empty] | City of San Mountain View | FALSE | 46.29 |  | 2019-08-23 | 2019-09-17 | 2019-08-23 | 2019-09-23 | 2020-01-15 | 2020-02-11 | 1706 | 20551.61 | Up-front Payment
PGE-014269 | Commercial/Multifamily Residential | Domestic Hot Water | Gas | Pacific Gas and Electric | Incentive:Paid | 7619 | 17.16 |  | 2 | 444 |  | 444 |  | 2019-08-23 17:00 | 2019-09-23 | CORE ENERGY GROUP INC | Retrofit | Mountain View | Santa Clara | 94041 | Host Customer is System Owner |  |  | 30004239 | Jiangsu Sunrain Solar Energy Co. Ltd. | Sunrain | TZ58/1800-15C-TG | Indirect Thermosyphon (IT) | 24.46 |  | TZ58/1800-15C | Glycol | Advanced Controller with a Vacation or Holiday Mode | Solar Storage with Tankless Auxiliary Water Heater | 160 | 1 | 1 | 0 | Z04 | [18 empty] | City of San Mountain View | FALSE | 47.64 |  | 2019-08-23 | 2019-09-17 | 2019-08-23 | 2019-09-23 | 2020-01-15 | 2020-02-11 | 1706 | 21151.61 | Up-front Payment
PGE-014270 | Commercial/Multifamily Residential | Domestic Hot Water | Gas | Pacific Gas and Electric | Incentive:Paid | 7619 | 17.16 |  | 2 | 444 |  | 444 |  | 2019-08-23 17:02 | 2019-09-23 | CORE ENERGY GROUP INC | Retrofit | Mountain View | Santa Clara | 94041 | Host Customer is System Owner |  |  | 30004239 | Jiangsu Sunrain Solar Energy Co. Ltd. | Sunrain | TZ58/1800-15C-TG | Indirect Thermosyphon (IT) | 24.46 |  | TZ58/1800-15C | Glycol | Advanced Controller with a Vacation or Holiday Mode | Solar Storage with Tankless Auxiliary Water Heater | 160 | 1 | 1 | 0 | Z04 | [18 empty] | City of San Mountain View | FALSE | 47.64 |  | 2019-08-23 | 2019-09-17 | 2019-08-23 | 2019-09-23 | 2020-01-15 | 2020-02-07 | 1706 | 21151.61 | Up-front Payment
PGE-014271 | Commercial/Multifamily Residential | Domestic Hot Water | Gas | Pacific Gas and Electric | Incentive:Paid | 7619 | 17.16 |  | 2 | 444 |  | 444 |  | 2019-08-23 17:07 | 2019-09-23 | CORE ENERGY GROUP INC | Retrofit | Mountain View | Santa Clara | 94041 | Host Customer is System Owner |  |  | 30004239 | Jiangsu Sunrain Solar Energy Co. Ltd. | Sunrain | TZ58/1800-15C-TG | Indirect Thermosyphon (IT) | 24.46 |  | TZ58/1800-15C | Glycol | Advanced Controller with a Vacation or Holiday Mode | Solar Storage with Tankless Auxiliary Water Heater | 160 | 1 | 1 | 0 | Z04 | [18 empty] | City of San Mountain View | FALSE | 47.64 |  | 2019-08-23 | 2019-09-17 | 2019-08-23 | 2019-09-23 | 2020-01-15 | 2020-02-11 | 1706 | 21151.61 | Up-front Payment
PGE-014273 | Multifamily Residential - Disadvantaged Community | Domestic Hot Water | Gas | Pacific Gas and Electric | Incentive:Paid | 67778 | 20.19 |  | 1 | 3366 |  | 3366 |  | 2019-09-09 07:54 | 2019-10-02 | EVOLUTION ENERGY SOLUTIONS L L C | Retrofit | oakland | Alameda | 94621 | Host Customer is System Owner | [7 empty] | 966.24 | 40.26 |  | Drainback | Drainback (Water) | Solar Storage and Auxiliary Tanks are separate |  | 1 | 1 | 2000 | Z03 | 50 | Units | Apartments/Condos | 2010115A | 24 | 1 | 2000 | 1 | 285 | 1 | 1200000 | TRUE | 140 | 140 |  | SunEarth - SETR A503 TTR U + VFS 10-200 |  | SunEarth - SETR A503 TTR U + VFS 10-200 | City of Oakland | FALSE | 20.14 |  | 2019-08-26 | 2019-09-20 | 2019-09-09 | 2019-10-02 | 2020-10-15 | 2020-12-02 | 1411 | 67778 | Up-front Payment
PGE-014274 | Industrial | Process Heating | Gas | Pacific Gas and Electric | Incentive:Canceled | 2580873 | 10.1 |  | 1 | 0 |  | 0 |  | 2019-09-12 08:54 | 2019-09-19 | QUANTUM CONSTRUCTION CO | Retrofit | Madera | Madera | 93638 | Power Purchase Agreements | [7 empty] | 211 | 21.1 |  | Glycol | Advanced Controller with a Thermal Cycling Function | Solar and Auxiliary Storage are the same Tank |  | 1 | 1 | 420 | Z12 | 10 | Units | Apartments/Condos | 10002057 | 10 | 1 | 600 | 1 | 0 | 0 | 200000 | FALSE | 130 | 120 | [5 empty] | FALSE | 0 |  | 2011-06-01: 2019-08-26; 2011-06-23: 2019-09-12; 2011-07-01: 2019-09-19 | 1864 | 7314870 | Performance-Based Incentive
PGE-014275 | Low Income Single Family Residential | Domestic Hot Water | Gas | Pacific Gas and Electric | Incentive:Paid | 4366 | 36.9 |  | 1 | 164 |  | 164 |  | 2019-08-29 14:25 | 2019-09-23 | TITANIUM POWER INC | Retrofit | Bakersfield | Bakersfield | 93307 | Host Customer is System Owner | 9 |  | 30004298 | Butler Sun Solutions, Inc. | Titanium Power | Power Pack 2 GT Butler | Indirect Forced Circulation (IF) | 43.72 |  | BT1 | Glycol | Advanced Controller with a Vacation or Holiday Mode | Solar Storage with Tankless Auxiliary Water Heater | 52 | 1 | 1 | 105 | Z13 | [18 empty] | Bakersfield | FALSE | 33.23 |  | 2019-08-27 | 2019-09-20 |  |  | 2019-08-29 | 2019-09-23 | 1843 | 5450 | Up-front Payment
PGE-014276 | Single Family Residential - Disadvantaged Community | Domestic Hot Water | Gas | Pacific Gas and Electric | Incentive:Paid | 4366 | 29.85 |  | 1 | 164 |  | 164 |  | 2019-08-29 14:22 | 2019-09-23 | TITANIUM POWER INC | Retrofit | Bakersfield | Bakersfield | 93307 | Host Customer is System Owner | 8 |  | 30004298 | Butler Sun Solutions, Inc. | Titanium Power | Power Pack 2 GT Butler | Indirect Forced Circulation (IF) | 43.72 |  | BT1 | Glycol | Advanced Controller with a Vacation or Holiday Mode | Solar Storage with Tankless Auxiliary Water Heater | 52 | 1 | 1 | 95 | Z13 | [18 empty] | Bakersfield | FALSE | 33.23 |  | 2019-08-27 | 2019-09-20 |  |  | 2019-08-29 | 2019-09-23 | 1843 | 5450 | Up-front Payment
PGE-014277 | Single Family Residential - Disadvantaged Community | Domestic Hot Water | Gas | Pacific Gas and Electric | Incentive:Paid | 4366 | 29.85 |  | 1 | 173 |  | 173 |  | 2019-08-29 14:16 | 2019-09-23 | TITANIUM POWER INC | Retrofit | Bakerfield | Bakersfield | 90037 | Host Customer is System Owner | 7 |  | 30004298 | Butler Sun Solutions, Inc. | Titanium Power | Power Pack 2 GT Butler | Indirect Forced Circulation (IF) | 43.72 |  | BT1 | Glycol | Advanced Controller with a Vacation or Holiday Mode | Solar Storage with Tankless Auxiliary Water Heater | 52 | 1 | 1 | 85 | Z08 | [18 empty] | Bakersfield | FALSE | 31.5 |  | 2019-08-27 | 2019-09-20 |  |  | 2019-08-29 | 2019-09-23 | 1843 | 5450 | Up-front Payment
PGE-014278 | Low Income Single Family Residential | Domestic Hot Water | Gas | Pacific Gas and Electric | Incentive:Paid | 4366 | 36.9 |  | 1 | 164 |  | 164 |  | 2019-08-29 14:17 | 2019-10-08 | TITANIUM POWER INC | Retrofit | Bakersfield | Bakersfield | 93305 | Host Customer is System Owner | 6 |  | 30004298 | Butler Sun Solutions, Inc. | Titanium Power | Power Pack 2 GT Butler | Indirect Forced Circulation (IF) | 43.72 |  | BT1 | Glycol | Advanced Controller with a Vacation or Holiday Mode | Solar Storage with Tankless Auxiliary Water Heater | 52 | 1 | 1 | 75 | Z13 | [18 empty] | Bakersfield | FALSE | 33.23 |  | 2019-08-27 | 2019-09-20 |  |  | 2019-08-29 | 2019-10-08 | 1829 | 5450 | Up-front Payment
SCG-014279 | Commercial Pools | Pool Heating | Gas | Southern California Gas Company | Incentive:Paid | 29652 | 7 |  | 1 | 4459 |  | 4236 |  | 2019-11-04 19:29 | 2019-11-05 | BELMONT ENERGY INC | Retrofit | Costa Mesa | Orange | 92626 | Host Customer is System Owner | [7 empty] | 1932 | 42 |  | Drainback |  |  |  | 0.95 | 1 |  | Z06 |  |  |  | 10001888 | 46 | 1 | [5 empty] | FALSE |  |  |  | SunEarth - SETR A503 TTR U + VFS 20-400 |  | SunEarth - SETR A503 TTR U + VFS 20-400 | Costa Mesa | FALSE | 15.47 |  | 2019-08-28 |  | 2019-11-04 | 2019-11-05 | 2020-02-24 | 2020-03-13 | 1684 | 69000 | Up-front Payment
SCG-014280 | Commercial Pools | Pool Heating | Gas | Southern California Gas Company | Incentive:Paid | 19312 | 7 |  | 1 | 2904 |  | 2759 |  | 2019-11-04 19:29 | 2019-11-05 | BELMONT ENERGY INC | Retrofit | Costa Mesa | Orange | 92626 | Host Customer is System Owner | [7 empty] | 1260 | 42 |  | Drainback |  |  |  | 0.95 | 1 |  | Z06 |  |  |  | 10001888 | 30 | 1 | [5 empty] | FALSE |  |  |  | SunEarth - SETR A503 TTR U + VFS 20-400 |  | SunEarth - SETR A503 TTR U + VFS 20-400 | Costa Mesa | FALSE | 18.94 |  | 2019-08-28 |  | 2019-11-04 | 2019-11-05 | 2020-02-24 | 2020-03-13 | 1684 | 55000 | Up-front Payment
SCG-014281 | Commercial/Multifamily Residential | Domestic Hot Water | Gas | Southern California Gas Company | Incentive:Paid | 82739 | 20.19 |  | 1 | 4098 |  | 4098 |  | 2019-09-24 11:45 | 2019-09-30 | CALIFORNIA SOLAR INTEGRATORS INC | New Construction | Los Angeles | Los Angeles | 90014 | Host Customer is System Owner | [7 empty] | 1046.76 | 40.26 |  | Glycol | Steam Back | Solar Storage and Auxiliary Tanks are separate |  | 1 | 1 | 3762 | Z09 | 99 | Units | Apartments/Condos | 2010115A | 26 | 1 | 1600 | 2 | 350 | 2 | 1998000 | TRUE | 120 | 140 |  | SunEarth - SETRA503 TTR U + Series 200 |  | SunEarth - SETRA503 TTR U + Series 200 | City of Los Angeles | FALSE | 45.95 |  | 2019-08-28 |  | 2019-09-24 | 2019-09-30 | 2021-08-16 | 2021-08-31 | 1139 | 188293 | Up-front Payment
SCG-014282 | Commercial/Multifamily Residential | Domestic Hot Water | Gas | Southern California Gas Company | Incentive:Paid | 37614 | 20.19 |  | 1 | 1863 |  | 1863 |  | 2019-09-04 09:15 | 2019-09-10 | EVOLUTION ENERGY SOLUTIONS L L C | Retrofit | Van Nuys | Los Angeles | 91406 | Host Customer is System Owner | [7 empty] | 560.56 | 40.04 |  | Drainback | Drainback (Water) | Solar Storage and Auxiliary Tanks are separate |  | 1 | 1 | 960 | Z09 | 24 | Units | Apartments/Condos | 10002008 | 14 | 1 | 1300 | 1 | 200 | 2 | 400000 | TRUE | 140 | 140 |  | SunEarth - SETR A503 TTR U + VFS 10-200 |  | SunEarth - SETR A503 TTR U + VFS 10-200 | Los Angeles | FALSE | 21.67 |  | 2019-08-29 |  | 2019-09-04 | 2019-09-10 | 2020-07-30 | 2020-08-14 | 1529 | 40380 | Up-front Payment
PGE-014285 | Low Income Single Family Residential | Domestic Hot Water | Gas | Pacific Gas and Electric | Incentive:Paid | 5397 | 36.9 |  | 1 | 164 |  | 164 |  | 2019-08-30 14:21 | 2019-09-20 | TITANIUM POWER INC | Retrofit | Bakersfield | Bakersfield | 93307 | Host Customer is System Owner | 6 |  | 30004298 | Butler Sun Solutions, Inc. | Titanium Power | Power Pack 2 GT Butler | Indirect Forced Circulation (IF) | 43.72 |  | BT1 | Glycol | Advanced Controller with a Vacation or Holiday Mode | Solar Storage with Tankless Auxiliary Water Heater | 52 | 1 | 1 | 75 | Z13 | [18 empty] | Bakersfield | FALSE | 33.23 |  | 2011-06-01: 2019-08-29; 2011-08-03: 2019-08-30; 2011-09-20: 2019-09-20 | 1843 | 5450 | Up-front Payment
PGE-014286 | Low Income Single Family Residential | Domestic Hot Water | Gas | Pacific Gas and Electric | Incentive:Paid | 5397 | 36.9 |  | 1 | 164 |  | 164 |  | 2019-08-30 14:28 | 2019-10-31 | TITANIUM POWER INC | Retrofit | Bakersfield | Bakersfield | 93307 | Host Customer is System Owner | 6 |  | 30004298 | Butler Sun Solutions, Inc. | Titanium Power | Power Pack 2 GT Butler | Indirect Forced Circulation (IF) | 43.72 |  | BT1 | Glycol | Advanced Controller with a Vacation or Holiday Mode | Solar Storage with Tankless Auxiliary Water Heater | 52 | 1 | 1 | 75 | Z13 | [18 empty] | Bakersfield | FALSE | 33.23 |  | 2011-06-01: 2019-08-29; 2011-08-03: 2019-08-30; 2011-09-20: 2019-10-31 | 1804 | 5450 | Up-front Payment
PGE-014287 | Low Income Single Family Residential | Domestic Hot Water | Gas | Pacific Gas and Electric | Incentive:Paid | 5397 | 36.9 |  | 1 | 164 |  | 164 |  | 2019-08-30 14:44 | 2019-09-20 | TITANIUM POWER INC | Retrofit | Bakersfield | Bakersfield | 93313 | Host Customer is System Owner | 9 |  | 30004298 | Butler Sun Solutions, Inc. | Titanium Power | Power Pack 2 GT Butler | Indirect Forced Circulation (IF) | 43.72 |  | BT1 | Glycol | Advanced Controller with a Vacation or Holiday Mode | Solar Storage with Tankless Auxiliary Water Heater | 52 | 1 | 1 | 105 | Z13 | [18 empty] | Bakersfield | FALSE | 33.23 |  | 2011-06-01: 2019-08-29; 2011-08-03: 2019-08-30; 2011-09-20: 2019-09-20 | 1843 | 5450 | Up-front Payment
PGE-014288 | Single Family Residential - Disadvantaged Community | Domestic Hot Water | Gas | Pacific Gas and Electric | Incentive:Paid | 4366 | 29.85 |  | 1 | 164 |  | 164 |  | 2019-08-30 14:24 | 2019-09-23 | TITANIUM POWER INC | Retrofit | Bakersfield | Bakersfield | 93305 | Host Customer is System Owner | 7 |  | 30004298 | Butler Sun Solutions, Inc. | Titanium Power | Power Pack 2 GT Butler | Indirect Forced Circulation (IF) | 43.72 |  | BT1 | Glycol | Advanced Controller with a Vacation or Holiday Mode | Solar Storage with Tankless Auxiliary Water Heater | 52 | 1 | 1 | 85 | Z13 | [18 empty] | Bakersfield | FALSE | 33.23 |  | 2019-08-29 | 2019-09-20 |  |  | 2019-08-30 | 2019-09-23 | 1843 | 5450 | Up-front Payment
PGE-014289 | Commercial/Multifamily Residential | Domestic Hot Water | Gas | Pacific Gas and Electric | Reservation:Canceled | 14294 | 17.16 |  | 2 | 833 |  | 833 |  | 2019-12-10 13:48 |  | INTELLIGENT GREEN SOLUTIONS CA | Retrofit | Santa Cruz | Santa Cruz | 95062 | Lease | [7 empty] | 589.8 | 29.49 |  | Glycol | Steam Back | Solar Storage and Auxiliary Tanks are separate |  | 1 | 1 | 378 | Z13 | 9 | Units | Apartments/Condos | 10002034 | 20 | 1 | 950 | 1 | 100 | 1 | 250000 | FALSE | 160 | 140 | [5 empty] | FALSE | 92.05 |  | 2011-06-01: 2019-08-30; 2011-06-21: 2019-12-31; 2011-06-23: 2019-12-10 | 1559 | 76674 | Up-front Payment
SCG-014290 | Commercial Pools | Pool Heating | Gas | Southern California Gas Company | Incentive:Paid | 10070 | 7 |  | 1 | 1682 |  | 1598 |  | 2019-09-05 07:46 | 2019-09-09 | ENERGX CONTROLS INC | Retrofit | Ventura | Ventura | 93003 | Host Customer is System Owner | [7 empty] | 538.24 | 33.64 |  | Drainback |  |  |  | 0.95 | 1 |  | Z06 |  |  |  | 10001954 | 16 | 1 | [5 empty] | FALSE |  |  |  | Flow meter, Blue White F2000, Model: ASD |  | Flow meter, Blue White F2000, Model: ASD | Ventura, Ventura County, CA | FALSE | 11.97 |  | 2019-08-30 |  | 2019-09-05 | 2019-09-09 | 2019-10-07 | 2019-10-09 | 1818 | 20140 | Up-front Payment
PGE-014291 | Low Income Single Family Residential | Domestic Hot Water | Gas | Pacific Gas and Electric | Incentive:Paid | 4366 | 36.9 |  | 1 | 164 |  | 164 |  | 2019-09-05 11:39 | 2019-10-08 | TITANIUM POWER INC | Retrofit | Bakersfield | Bakersfield | 93307 | Host Customer is System Owner | 5 |  | 30004298 | Butler Sun Solutions, Inc. | Titanium Power | Power Pack 2 GT Butler | Indirect Forced Circulation (IF) | 43.72 |  | BT1 | Glycol | Advanced Controller with a Vacation or Holiday Mode | Solar Storage with Tankless Auxiliary Water Heater | 52 | 1 | 1 | 65 | Z13 | [18 empty] | Bakersfield | FALSE | 33.23 |  | 2019-08-30 | 2019-09-20 |  |  | 2019-09-05 | 2019-10-08 | 1829 | 5450 | Up-front Payment
PGE-014292 | Low Income Single Family Residential | Domestic Hot Water | Gas | Pacific Gas and Electric | Incentive:Paid | 4366 | 36.9 |  | 1 | 164 |  | 164 |  | 2019-09-05 11:41 | 2019-10-01 | TITANIUM POWER INC | Retrofit | Bakerfield | Bakersfield | 93307 | Host Customer is System Owner | 5 |  | 30004298 | Butler Sun Solutions, Inc. | Titanium Power | Power Pack 2 GT Butler | Indirect Forced Circulation (IF) | 43.72 |  | BT1 | Glycol | Advanced Controller with a Vacation or Holiday Mode | Solar Storage with Tankless Auxiliary Water Heater | 52 | 1 | 1 | 65 | Z13 | [18 empty] | Bakerfield | FALSE | 33.23 |  | 2019-08-30 | 2019-09-20 |  |  | 2019-09-05 | 2019-10-01 | 1829 | 5450 | Up-front Payment
PGE-014293 | Low Income Single Family Residential | Domestic Hot Water | Gas | Pacific Gas and Electric | Incentive:Paid | 5397 | 36.9 |  | 1 | 164 |  | 164 |  | 2019-09-05 11:41 | 2019-09-20 | TITANIUM POWER INC | Retrofit | Bakerfield | Bakersfield | 93307 | Host Customer is System Owner | 4 |  | 30004298 | Butler Sun Solutions, Inc. | Titanium Power | Power Pack 2 GT Butler | Indirect Forced Circulation (IF) | 43.72 |  | BT1 | Glycol | Advanced Controller with a Vacation or Holiday Mode | Solar Storage with Tankless Auxiliary Water Heater | 52 | 1 | 1 | 55 | Z13 | [18 empty] | Bakerfield | FALSE | 33.23 |  | 2011-06-01: 2019-08-30; 2011-08-03: 2019-09-05; 2011-09-20: 2019-09-20 | 1843 | 5450 | Up-front Payment
PGE-014294 | Low Income Single Family Residential | Domestic Hot Water | Gas | Pacific Gas and Electric | Incentive:Paid | 5397 | 36.9 |  | 1 | 164 |  | 164 |  | 2019-09-06 07:30 | 2019-09-27 | TITANIUM POWER INC | Retrofit | Bakerfield | Bakersfield | 93307 | Host Customer is System Owner | 7 |  | 30004298 | Butler Sun Solutions, Inc. | Titanium Power | Power Pack 2 GT Butler | Indirect Forced Circulation (IF) | 43.72 |  | BT1 | Glycol | Advanced Controller with a Vacation or Holiday Mode | Solar Storage with Tankless Auxiliary Water Heater | 52 | 1 | 1 | 85 | Z13 | [11 empty] | FALSE | [6 empty] | Bakerfield | FALSE | 33.23 |  | 2011-06-01: 2019-08-30; 2011-08-03: 2019-09-06; 2011-09-20: 2019-09-27 | 1829 | 5450 | Up-front Payment
PGE-014295 | Single Family Residential | Domestic Hot Water | Gas | Pacific Gas and Electric | Incentive:Paid | 3254 | 29.85 |  | 1 | 109 |  | 109 |  | 2019-09-03 09:32 | 2019-10-03 | ACR SOLAR INTERNATIONAL CORP | Retrofit | Elk Grove | Elk Grove | 95757 | Host Customer is System Owner | 5 |  | 30004267 | ACR Solar International | SKYLINE SYSTEM 5 | 200152C75EXG | Indirect Forced Circulation (IF) | 40.64 |  | 2025-10-01 | Glycol | Advanced Controller with a Vacation or Holiday Mode | Solar and Auxiliary Storage are the same Tank | 75 | 1 | 1 | 65 | Z12 | [18 empty] | Elk Grove | FALSE | 71.56 |  | 2019-08-30 | 2019-09-27 |  |  | 2019-09-03 | 2019-10-03 | 1829 | 7800 | Up-front Payment
PGE-014296 | Multifamily Residential - Disadvantaged Community | Domestic Hot Water | Gas | Pacific Gas and Electric | Incentive:Paid | 18777 | 20.19 |  | 1 | 930 |  | 930 |  | 2019-09-03 06:23 | 2019-10-03 | INTELLIGENT GREEN SOLUTIONS CA | Retrofit | Bakersfield | Kern | 93307 | Lease | [7 empty] | 353.88 | 29.49 |  | Glycol | Steam Back | Solar Storage and Auxiliary Tanks are separate |  | 1 | 1 | 600 | Z13 | 350 | Full meals served | Meal Service Restaurant | 10002034 | 12 | 1 | 400 | 1 | 40 | 1 | 40000 | FALSE | 160 | 140 |  |  |  |  | Kern County | FALSE | 49.47 |  | 2019-09-02 | 2019-09-30 | 2019-09-03 | 2019-10-03 | 2019-11-07 | 2019-12-05 | 1774 | 46004 | Up-front Payment
PGE-014299 | Commercial/Multifamily Residential | Domestic Hot Water | Gas | Pacific Gas and Electric | Incentive:Paid | 131549 | 17.16 |  | 2 | 7666 |  | 7666 |  | 2020-07-17 10:40 | 2020-09-10 | ADVANCED ALTERNATIVE ENERGY SOLUTIONS | Retrofit | Sonoma | Sonoma | 95476 | Host Customer is System Owner | [7 empty] | 2952 | 12.3 |  | Glycol | Heat Dump Radiator | Solar Storage and Auxiliary Tanks are separate |  | 1 | 1 | 3931 | Z02 |  |  | Other | 10001807 | 240 | 1 | 10000 | 1 | 1040 | 1 | 3000000 | TRUE | 200 | 190 |  | Badger - Badger 380 |  | Badger - Badger 380 | Sonoma County | FALSE | 195.67 |  | 2019-09-06 | 2020-08-21 | 2020-07-17 | 2020-09-10 | 2021-06-01 | 2022-02-01 | 969 | 1500000 | Up-front Payment
PGE-014300 | Low Income Multifamily Residential | Domestic Hot Water | Gas | Pacific Gas and Electric | Reservation:Canceled | 96223 | 24.89 |  | 1 | 4027 |  | 3866 |  | 2019-09-20 10:15 |  | SUN LIGHT & POWER | New Construction | San Francsico | San Francisco | 94110 | Host Customer is System Owner | [7 empty] | 1124.76 | 40.17 |  | Glycol | Pressure Stagnation Protection (PSP) | Solar Storage and Auxiliary Tanks are separate |  | 0.96 | 1 | 4699 | Z03 | 127 | Units | Apartments/Condos | 2010115A | 28 | 2 | 1600 | 1 | 360 | 3 | 200000 | TRUE | 140 | 120 |  | Heliodyne - Delta-T Pro Ethernet |  | Heliodyne - Delta-T Pro Ethernet |  | FALSE | 47.93 |  | 2011-06-01: 2019-09-11; 2011-06-21: 2019-10-02 | 1851 | 193025 | Up-front Payment
PGE-014301 | Low Income Multifamily Residential | Domestic Hot Water | Gas | Pacific Gas and Electric | Incentive:Paid | 130299 | 24.89 |  | 1 | 5235 |  | 5235 |  | 2019-09-17 14:23 | 2019-10-08 | SUN LIGHT & POWER | New Construction | Emeryville | Alameda | 94608 | Host Customer is System Owner | [7 empty] | 1687.14 | 40.17 |  | Glycol | Pressure Stagnation Protection (PSP) | Solar Storage and Auxiliary Tanks are separate |  | 1 | 1 | 3306 | Z03 | 87 | Units | Apartments/Condos | 2010115A | 42 | 2 | 2500 | 1 | 432 | 1 | 1000000 | TRUE | 140 | 125 |  | Heliodyne - Delta-T Pro Ethernet |  | Heliodyne - Delta-T Pro Ethernet | City of Emeryville | FALSE | 46.3 |  | 2019-09-11 | 2019-10-02 | 2019-09-17 | 2019-10-08 | 2020-03-05 | 2020-03-13 | 1636 | 242356 | Up-front Payment
PGE-014303 | Low Income Multifamily Residential | Domestic Hot Water | Gas | Pacific Gas and Electric | Incentive:Paid | 69020 | 24.89 |  | 1 | 2801 |  | 2773 |  | 2019-10-02 06:51 | 2019-11-14 | SUN LIGHT & POWER | New Construction | Alameda | Alameda | 94501 | Host Customer is System Owner | [7 empty] | 803.4 | 40.17 |  | Glycol | Pressure Stagnation Protection (PSP) | Solar Storage and Auxiliary Tanks are separate |  | 0.99 | 1 | 2280 | Z03 | 60 | Units | Apartments/Condos | 2010115A | 20 | 2 | 1200 | 1 | 175 | 1 | 300000 | TRUE | 140 | 125 |  | Heliodyne - Delta-T Pro Ethernet |  | Heliodyne - Delta-T Pro Ethernet | City of Alameda | FALSE | 99.75 |  | 2019-09-13 | 2019-10-07 | 2019-10-02 | 2019-11-14 | 2020-11-16 | 2020-12-08 | 1411 | 279403 | Up-front Payment
SDG-014304 | Commercial/Multifamily Residential | Domestic Hot Water | Gas | San Diego Gas and Electric | Incentive:Paid | 56290 | 20.19 |  | 1 | 2788 |  | 2788 |  | 2019-09-14 07:03 | 2019-10-03 | CALIFORNIA SOLAR INTEGRATORS INC | Retrofit | Vista | San Diego | 92084 | Host Customer is System Owner | [7 empty] | 819 | 40.95 |  | Glycol | Steam Back | Solar Storage and Auxiliary Tanks are separate |  | 1 | 1 | 1640 | Z07 | 41 | Units | Apartments/Condos | TRB-40 | 20 | 1 | 1500 | 1 | 200 | 2 | 398000 | TRUE | 120 | 140 |  | RESOL - DeltaSol BX |  | RESOL - DeltaSol BX | City of Vista | FALSE | 33.76 |  | 2019-09-12 | 2019-09-16 | 2019-09-14 | 2019-10-03 | 2020-02-04 | 2020-02-12 | 1627 | 94117 | Up-front Payment
SDG-014305 | Commercial Pools | Pool Heating | Gas | San Diego Gas and Electric | Incentive:Paid | 5299 | 7 |  | 1 | 757 |  | 757 |  | 2019-09-14 07:03 | 2019-09-18 | CALIFORNIA SOLAR INTEGRATORS INC | Retrofit | Vista | San Diego | 92084 | Host Customer is System Owner | [7 empty] | 434.7 | 48.3 |  | Drainback |  |  |  | 1 | 1 |  | Z07 |  |  |  | 10001888 | 9 | 1 | [5 empty] | FALSE | [6 empty] | County of San Diego | FALSE | 14.13 |  | 2019-09-12 | 2019-09-16 | 2019-09-14 | 2019-09-18 | 2019-12-23 | 2020-03-30 | 1619 | 10700 | Up-front Payment
PGE-014307 | Low Income Single Family Residential | Domestic Hot Water | Gas | Pacific Gas and Electric | Incentive:Paid | 5397 | 36.9 |  | 1 | 147 |  | 147 |  | 2019-10-18 15:31 | 2019-11-14 | DOCTOR PIPER INC | Retrofit | Bakersfield | Kern | 93307 | Host Customer is System Owner | 4 |  | 30004296 | SunEarth, Inc. | SOLARAY | TE40T-80-2G | Indirect Forced Circulation (IF) | 40.95 |  | TRB-40 | Glycol | Steam Back | Solar Storage and Auxiliary Tanks are separate | 80 | 1 | 1 | 55 | Z13 | [18 empty] | City of Bakersfield | FALSE | 36.71 |  | 2019-09-13 | 2019-11-14 |  |  | 2019-10-18 | 2019-11-14 | 1804 | 5397 | Up-front Payment
SCG-014308 | Commercial/Multifamily Residential | Domestic Hot Water | Gas | Southern California Gas Company | Incentive:Paid | 82153 | 20.19 |  | 1 | 4069 |  | 4069 |  | 2019-09-24 10:00 | 2019-10-21 | ALL VALLEY SOLAR INC | Retrofit | Encino | Encino | 91316 | Host Customer is System Owner | [7 empty] | 1146.6 | 40.95 |  | Drainback | Pressure Stagnation Protection (PSP) | Solar Storage and Auxiliary Tanks are separate |  | 1 | 1 | 2257 | Z09 | 61 | Units | Apartments/Condos | TRB-40 | 28 | 2 | 1800 | 1 | 291 | 3 | 810000 | TRUE | 135 | 140 |  | RESOL - DeltaSol BX |  | RESOL - DeltaSol BX | LADBS | FALSE | 36.65 |  | 2019-09-23 |  | 2019-09-24 | 2019-10-21 | 2021-06-22 | 2021-07-12 | 1192 | 149120 | Up-front Payment
SCG-014309 | Commercial Pools | Pool Heating | Gas | Southern California Gas Company | Incentive:Paid | 6405 | 7 |  | 1 | 915 |  | 915 |  | 2019-11-13 12:19 | 2019-11-15 | ALL VALLEY SOLAR INC | Retrofit | Woodland Hills | Woodland Hills | 91367 | Host Customer is System Owner | [7 empty] | 363.76 | 45.47 |  | Drainback |  |  |  | 1 | 1 |  | Z09 |  |  |  | OP-48-1.5 | 8 | 1 | [5 empty] | FALSE | [6 empty] | LADBS | FALSE | 14.07 |  | 2019-09-23 |  | 2019-11-13 | 2019-11-15 | 2019-12-11 | 2019-12-12 | 1730 | 12870 | Up-front Payment
SCG-014310 | Commercial Pools | Pool Heating | Gas | Southern California Gas Company | Incentive:Paid | 6994 | 7 |  | 1 | 1370 |  | 1370 |  | 2019-09-25 10:30 | 2019-09-26 | SUNTREK INDUSTRIES INC | Retrofit | Yorba Linda | Orange | 92886 | Host Customer is System Owner | [7 empty] | 528 | 44 |  | Drainback |  |  |  | 1 | 1 |  | Z08 |  |  |  | 2007048A | 12 | 1 | [5 empty] | FALSE |  |  |  | SunEarth - SETR A503 TTR U + VFS 20-400 |  | SunEarth - SETR A503 TTR U + VFS 20-400 | Yorba Linda | FALSE | 10.21 |  | 2019-09-17 |  | 2019-09-25 | 2019-09-26 | 2019-10-04 | 2019-10-08 | 1843 | 13988 | Up-front Payment
PGE-014311 | Low Income Single Family Residential | Domestic Hot Water | Gas | Pacific Gas and Electric | Incentive:Paid | 4366 | 36.9 |  | 1 | 164 |  | 164 |  | 2019-09-19 14:45 | 2019-10-31 | TITANIUM POWER INC | Retrofit | Bakersfield | Bakersfield | 93307 | Host Customer is System Owner | 6 |  | 30004298 | Butler Sun Solutions, Inc. | Titanium Power | Power Pack 2 GT Butler | Indirect Forced Circulation (IF) | 43.72 |  | BT1 | Glycol | Advanced Controller with a Vacation or Holiday Mode | Solar Storage with Tankless Auxiliary Water Heater | 52 | 1 | 1 | 75 | Z13 | [18 empty] | Bakersfield | FALSE | 33.23 |  | 2019-09-17 | 2019-10-02 |  |  | 2019-09-19 | 2019-10-31 | 1804 | 5450 | Up-front Payment
PGE-014312 | Low Income Single Family Residential | Domestic Hot Water | Gas | Pacific Gas and Electric | Incentive:Paid | 5397 | 36.9 |  | 1 | 164 |  | 164 |  | 2019-09-20 12:20 | 2019-10-31 | TITANIUM POWER INC | Retrofit | Bakersfield | Bakersfield | 93307 | Host Customer is System Owner | 6 |  | 30004298 | Butler Sun Solutions, Inc. | Titanium Power | Power Pack 2 GT Butler | Indirect Forced Circulation (IF) | 43.72 |  | BT1 | Glycol | Advanced Controller with a Vacation or Holiday Mode | Solar Storage with Tankless Auxiliary Water Heater | 52 | 1 | 1 | 75 | Z13 | [18 empty] | Bakersfield | FALSE | 33.23 |  | 2011-06-01: 2019-09-17; 2011-08-03: 2019-09-20; 2011-09-20: 2019-10-31 | 1804 | 5450 | Up-front Payment
PGE-014313 | Low Income Single Family Residential | Domestic Hot Water | Gas | Pacific Gas and Electric | Incentive:Paid | 5397 | 36.9 |  | 1 | 164 |  | 164 |  | 2019-09-19 14:42 | 2019-10-02 | TITANIUM POWER INC | Retrofit | Bakersfield | Bakersfield | 93307 | Host Customer is System Owner | 4 |  | 30004298 | Butler Sun Solutions, Inc. | Titanium Power | Power Pack 2 GT Butler | Indirect Forced Circulation (IF) | 43.72 |  | BT1 | Glycol | Advanced Controller with a Vacation or Holiday Mode | Solar Storage with Tankless Auxiliary Water Heater | 52 | 1 | 1 | 55 | Z13 | [18 empty] | Bakersfield | FALSE | 33.23 |  | 2011-06-01: 2019-09-17; 2011-08-03: 2019-09-19; 2011-09-20: 2019-10-02 | 1829 | 5450 | Up-front Payment
PGE-014314 | Single Family Residential | Domestic Hot Water | Gas | Pacific Gas and Electric | Incentive:Paid | 3254 | 29.85 |  | 1 | 109 |  | 109 |  | 2019-09-17 16:58 | 2019-10-02 | ACR SOLAR INTERNATIONAL CORP | Retrofit | Elk Grove | Elk Grove | 95624 | Host Customer is System Owner | 4 |  | 30004267 | ACR Solar International | SKYLINE SYSTEM 5 | 200152C75EXG | Indirect Forced Circulation (IF) | 40.64 |  | 2025-10-01 | Glycol | Advanced Controller with a Vacation or Holiday Mode | Solar and Auxiliary Storage are the same Tank | 75 | 1 | 1 | 55 | Z12 | [18 empty] | Elk Grove | FALSE | 64.22 |  | 2019-09-17 | 2019-10-02 |  |  | 2019-09-17 | 2019-10-02 | 1829 | 7000 | Up-front Payment
PGE-014315 | Commercial/Multifamily Residential | Domestic Hot Water | Gas | Pacific Gas and Electric | Incentive:Canceled | 16673 | 17.16 |  | 2 | 3717 |  | 3568 |  | 2020-01-21 08:50 | 2020-06-23 | SUN LIGHT & POWER | New Construction | Mountain View | Santa Clara | 94043 | Host Customer is System Owner | [7 empty] | 964.08 | 40.17 |  | Glycol | Pressure Stagnation Protection (PSP) | Solar Storage and Auxiliary Tanks are separate |  | 0.96 | 1 | 4070 | Z04 | 110 | Units | Apartments/Condos | 2010115A | 24 | 2 | 1450 | 1 | 400 | 1 | 1500000 | TRUE | 140 | 125 |  | Heliodyne - Delta-T Pro Ethernet |  | Heliodyne - Delta-T Pro Ethernet |  | FALSE | 4.49 |  | 2019-09-17 | 2020-05-27 | 2020-01-21 | 2020-06-23 |  |  | 1586 | 16673 | Up-front Payment
SCG-014316 | Commercial/Multifamily Residential | Domestic Hot Water | Gas | Southern California Gas Company | Incentive:Paid | 12492 | 17.16 |  | 2 | 728 |  | 728 |  | 2019-10-25 14:47 | 2019-11-11 | INTELLIGENT GREEN SOLUTIONS CA | Retrofit | Armona | Kings | 93202 | Lease | [7 empty] | 235.92 | 29.49 |  | Glycol | Steam Back | Solar Storage with Tankless Auxiliary Water Heater |  | 1 | 1 | 448 | Z13 | 350 | Full meals served | Meal Service Restaurant | 10002034 | 8 | 1 | 300 | 1 | 40 | 1 | 19900 | FALSE | 140 | 160 |  |  |  |  | Kings County | FALSE | 36.46 |  | 2019-09-18 |  | 2019-10-25 | 2019-11-11 | 2019-11-18 | 2019-11-22 | 1796 | 26539.94 | Up-front Payment
PGE-014317 | Single Family Residential - Disadvantaged Community | Domestic Hot Water | Gas | Pacific Gas and Electric | Incentive:Paid | 2866 | 29.85 |  | 1 | 96 |  | 96 |  | 2019-09-18 16:04 | 2019-10-03 | ACR SOLAR INTERNATIONAL CORP | Retrofit | Carmichael | Sacramento | 95608 | Host Customer is System Owner | 4 |  | 2001019A | ACR Solar International | SKYLINE SYSTEM 5 | 200152C80EX2TG | Indirect Forced Circulation (IF) | 40.64 |  | 20-01 | Glycol | Advanced Controller with a Vacation or Holiday Mode | Solar Storage and Auxiliary Tanks are separate | 80 | 1 | 1 | 55 | Z12 | [18 empty] | County Sacramento | FALSE | 87.5 |  | 2019-09-18 | 2019-10-02 |  |  | 2019-09-18 | 2019-10-03 | 1829 | 8400 | Up-front Payment
PGE-014319 | Low Income Single Family Residential | Domestic Hot Water | Gas | Pacific Gas and Electric | Incentive:Paid | 4366 | 36.9 |  | 1 | 164 |  | 164 |  | 2019-09-20 12:44 | 2019-10-08 | TITANIUM POWER INC | Retrofit | Bakersfield | Bakersfield | 93307 | Host Customer is System Owner | 6 |  | 30004298 | Butler Sun Solutions, Inc. | Titanium Power | Power Pack 2 GT Butler | Indirect Forced Circulation (IF) | 43.72 |  | BT1 | Glycol | Advanced Controller with a Vacation or Holiday Mode | Solar Storage with Tankless Auxiliary Water Heater | 52 | 1 | 1 | 75 | Z13 | [18 empty] | Bakersfield | FALSE | 33.23 |  | 2019-09-19 | 2019-10-02 |  |  | 2019-09-20 | 2019-10-08 | 1829 | 5450 | Up-front Payment
PGE-014320 | Low Income Single Family Residential | Domestic Hot Water | Gas | Pacific Gas and Electric | Incentive:Paid | 4366 | 36.9 |  | 1 | 164 |  | 164 |  | 2019-09-20 12:42 | 2019-10-08 | TITANIUM POWER INC | Retrofit | Bakersfield | Bakersfield | 93306 | Host Customer is System Owner | 5 |  | 30004298 | Butler Sun Solutions, Inc. | Titanium Power | Power Pack 2 GT Butler | Indirect Forced Circulation (IF) | 43.72 |  | BT1 | Glycol | Advanced Controller with a Vacation or Holiday Mode | Solar Storage with Tankless Auxiliary Water Heater | 52 | 1 | 1 | 65 | Z13 | [18 empty] | Bakersfield | FALSE | 33.23 |  | 2019-09-19 | 2019-10-04 |  |  | 2019-09-20 | 2019-10-08 | 1829 | 5450 | Up-front Payment
PGE-014321 | Low Income Single Family Residential | Domestic Hot Water | Gas | Pacific Gas and Electric | Incentive:Paid | 5397 | 36.9 |  | 1 | 164 |  | 164 |  | 2019-09-20 12:40 | 2019-10-04 | TITANIUM POWER INC | Retrofit | Bakersfield | Bakersfield | 93307 | Host Customer is System Owner | 9 |  | 30004298 | Butler Sun Solutions, Inc. | Titanium Power | Power Pack 2 GT Butler | Indirect Forced Circulation (IF) | 43.72 |  | BT1 | Glycol | Advanced Controller with a Vacation or Holiday Mode | Solar Storage with Tankless Auxiliary Water Heater | 52 | 1 | 1 | 105 | Z13 | [18 empty] | Bakersfield | FALSE | 33.23 |  | 2011-06-01: 2019-09-19; 2011-08-03: 2019-09-20; 2011-09-20: 2019-10-04 | 1829 | 5450 | Up-front Payment
PGE-014322 | Low Income Single Family Residential | Domestic Hot Water | Gas | Pacific Gas and Electric | Incentive:Paid | 5397 | 36.9 |  | 1 | 164 |  | 164 |  | 2019-09-20 12:38 | 2019-10-04 | TITANIUM POWER INC | Retrofit | Bakersfield | Bakersfield | 93307 | Host Customer is System Owner | 8 |  | 30004298 | Butler Sun Solutions, Inc. | Titanium Power | Power Pack 2 GT Butler | Indirect Forced Circulation (IF) | 43.72 |  | BT1 | Glycol | Advanced Controller with a Vacation or Holiday Mode | Solar Storage with Tankless Auxiliary Water Heater | 52 | 1 | 1 | 95 | Z13 | [18 empty] | Bakersfield | FALSE | 33.23 |  | 2011-06-01: 2019-09-19; 2011-08-03: 2019-09-20; 2011-09-20: 2019-10-04 | 1829 | 5450 | Up-front Payment
PGE-014323 | Low Income Single Family Residential | Domestic Hot Water | Gas | Pacific Gas and Electric | Incentive:Paid | 5397 | 36.9 |  | 1 | 164 |  | 164 |  | 2019-09-20 12:49 | 2019-10-31 | TITANIUM POWER INC | Retrofit | Bakersfield | Bakersfield | 93307 | Host Customer is System Owner | 4 |  | 30004298 | Butler Sun Solutions, Inc. | Titanium Power | Power Pack 2 GT Butler | Indirect Forced Circulation (IF) | 43.72 |  | BT1 | Glycol | Advanced Controller with a Vacation or Holiday Mode | Solar Storage with Tankless Auxiliary Water Heater | 52 | 1 | 1 | 55 | Z13 | [18 empty] | Bakersfield | FALSE | 33.23 |  | 2011-06-01: 2019-09-19; 2011-08-03: 2019-09-20; 2011-09-20: 2019-10-31 | 1804 | 5450 | Up-front Payment
PGE-014324 | Low Income Single Family Residential | Domestic Hot Water | Gas | Pacific Gas and Electric | Incentive:Paid | 5397 | 36.9 |  | 1 | 164 |  | 164 |  | 2019-09-20 12:48 | 2019-10-04 | TITANIUM POWER INC | Retrofit | Bakersfield | Bakersfield | 93307 | Host Customer is System Owner | 8 |  | 30004298 | Butler Sun Solutions, Inc. | Titanium Power | Power Pack 2 GT Butler | Indirect Forced Circulation (IF) | 43.72 |  | BT1 | Glycol | Advanced Controller with a Vacation or Holiday Mode | Solar Storage with Tankless Auxiliary Water Heater | 52 | 1 | 1 | 95 | Z13 | [18 empty] | Bakersfield | FALSE | 33.23 |  | 2011-06-01: 2019-09-19; 2011-08-03: 2019-09-20; 2011-09-20: 2019-10-04 | 1829 | 5450 | Up-front Payment
PGE-014325 | Single Family Residential - Disadvantaged Community | Domestic Hot Water | Gas | Pacific Gas and Electric | Incentive:Paid | 4366 | 29.85 |  | 1 | 164 |  | 164 |  | 2019-09-23 12:30 | 2019-10-10 | TITANIUM POWER INC | Retrofit | Bakersfield | Bakersfield | 93304 | Host Customer is System Owner | 6 |  | 30004298 | Butler Sun Solutions, Inc. | Titanium Power | Power Pack 2 GT Butler | Indirect Forced Circulation (IF) | 43.72 |  | BT1 | Glycol | Advanced Controller with a Vacation or Holiday Mode | Solar Storage with Tankless Auxiliary Water Heater | 52 | 1 | 1 | 75 | Z13 | [18 empty] | Bakersfield | FALSE | 33.23 |  | 2019-09-20 | 2019-10-08 |  |  | 2019-09-23 | 2019-10-10 | 1829 | 5450 | Up-front Payment
PGE-014326 | Single Family Residential - Disadvantaged Community | Domestic Hot Water | Gas | Pacific Gas and Electric | Incentive:Paid | 4366 | 29.85 |  | 1 | 164 |  | 164 |  | 2019-09-26 15:48 | 2019-10-31 | TITANIUM POWER INC | Retrofit | Bakersfield | Bakersfield | 93307 | Host Customer is System Owner | 4 |  | 30004298 | Butler Sun Solutions, Inc. | Titanium Power | Power Pack 2 GT Butler | Indirect Forced Circulation (IF) | 43.72 |  | BT1 | Glycol | Advanced Controller with a Vacation or Holiday Mode | Solar Storage with Tankless Auxiliary Water Heater | 52 | 1 | 1 | 55 | Z13 | [18 empty] | Bakersfield | FALSE | 33.23 |  | 2019-09-20 | 2019-10-08 |  |  | 2019-09-26 | 2019-10-31 | 1804 | 5450 | Up-front Payment
SCG-014327 | Commercial/Multifamily Residential | Domestic Hot Water | Gas | Southern California Gas Company | Incentive:Paid | 207250 | 20.19 |  | 1 | 10265 |  | 10265 |  | 2019-10-02 16:33 | 2019-10-21 | CALIFORNIA SOLAR INTEGRATORS INC | Retrofit | Hollywood | Los Angeles | 90028 | Host Customer is System Owner | [7 empty] | 2375.34 | 40.26 |  | Glycol | Steam Back | Solar Storage and Auxiliary Tanks are separate |  | 1 | 1 | 10465 | Z09 | 299 | Units | Apartments/Condos | 2010115A | 59 | 1 | 3906 | 2 | 658 | 1 | 3998000 | TRUE | 120 | 140 |  | SunEarth - SETRA503 TTR U + Series 200 |  | SunEarth - SETRA503 TTR U + Series 200 | City of Los Angeles | FALSE | 39.35 |  | 2019-09-20 |  | 2019-10-02 | 2019-10-21 | 2021-05-27 | 2021-07-13 | 1188 | 403899 | Up-front Payment
PGE-014328 | Low Income Single Family Residential | Domestic Hot Water | Gas | Pacific Gas and Electric | Incentive:Paid | 5397 | 36.9 |  | 1 | 164 |  | 164 |  | 2019-09-23 12:35 | 2019-10-10 | TITANIUM POWER INC | Retrofit | Bakersfield | Bakersfield | 93307 | Host Customer is System Owner | 4 |  | 30004298 | Butler Sun Solutions, Inc. | Titanium Power | Power Pack 2 GT Butler | Indirect Forced Circulation (IF) | 43.72 |  | BT1 | Glycol | Advanced Controller with a Vacation or Holiday Mode | Solar Storage with Tankless Auxiliary Water Heater | 52 | 1 | 1 | 55 | Z13 | [18 empty] | Bakersfield | FALSE | 33.23 |  | 2019-09-20 | 2019-10-08 |  |  | 2019-09-23 | 2019-10-10 | 1829 | 5450 | Up-front Payment
PGE-014329 | Low Income Single Family Residential | Domestic Hot Water | Gas | Pacific Gas and Electric | Incentive:Paid | 4366 | 36.9 |  | 1 | 164 |  | 164 |  | 2019-09-23 12:23 | 2019-10-15 | TITANIUM POWER INC | Retrofit | Bakersfield | Bakersfield | 93307 | Host Customer is System Owner | 6 |  | 30004298 | Butler Sun Solutions, Inc. | Titanium Power | Power Pack 2 GT Butler | Indirect Forced Circulation (IF) | 43.72 |  | BT1 | Glycol | Advanced Controller with a Vacation or Holiday Mode | Solar Storage with Tankless Auxiliary Water Heater | 52 | 1 | 1 | 75 | Z13 | [18 empty] | Bakersfield | FALSE | 33.23 |  | 2019-09-20 | 2019-10-08 |  |  | 2019-09-23 | 2019-10-15 | 1829 | 5450 | Up-front Payment
PGE-014331 | Low Income Single Family Residential | Domestic Hot Water | Gas | Pacific Gas and Electric | Incentive:Paid | 5397 | 36.9 |  | 1 | 164 |  | 164 |  | 2019-09-26 13:04 | 2019-10-10 | TITANIUM POWER INC | Retrofit | Bakersfield | Bakersfield | 93307 | Host Customer is System Owner | 5 |  | 30004298 | Butler Sun Solutions, Inc. | Titanium Power | Power Pack 2 GT Butler | Indirect Forced Circulation (IF) | 43.72 |  | BT1 | Glycol | Advanced Controller with a Vacation or Holiday Mode | Solar Storage with Tankless Auxiliary Water Heater | 52 | 1 | 1 | 65 | Z13 | [18 empty] | Bakersfield | FALSE | 33.35 |  | 2011-06-01: 2019-09-24; 2011-08-03: 2019-09-26; 2011-09-20: 2019-10-10 | 1829 | 5470 | Up-front Payment
PGE-014332 | Low Income Single Family Residential | Domestic Hot Water | Gas | Pacific Gas and Electric | Incentive:Paid | 5397 | 36.9 |  | 1 | 164 |  | 164 |  | 2019-09-26 12:49 | 2019-10-10 | TITANIUM POWER INC | Retrofit | Bakersfield | Bakersfield | 93307 | Host Customer is System Owner | 8 |  | 30004298 | Butler Sun Solutions, Inc. | Titanium Power | Power Pack 2 GT Butler | Indirect Forced Circulation (IF) | 43.72 |  | BT1 | Glycol | Advanced Controller with a Vacation or Holiday Mode | Solar Storage with Tankless Auxiliary Water Heater | 52 | 1 | 1 | 95 | Z13 | [18 empty] | Bakersfield | FALSE | 33.35 |  | 2011-06-01: 2019-09-24; 2011-08-03: 2019-09-26; 2011-09-20: 2019-10-10 | 1829 | 5470 | Up-front Payment
PGE-014333 | Low Income Single Family Residential | Domestic Hot Water | Gas | Pacific Gas and Electric | Incentive:Paid | 5397 | 36.9 |  | 1 | 164 |  | 164 |  | 2019-09-27 14:57 | 2019-10-22 | TITANIUM POWER INC | Retrofit | Bakersfield | Bakersfield | 93307 | Host Customer is System Owner | 7 |  | 30004298 | Butler Sun Solutions, Inc. | Titanium Power | Power Pack 2 GT Butler | Indirect Forced Circulation (IF) | 43.72 |  | BT1 | Glycol | Advanced Controller with a Vacation or Holiday Mode | Solar Storage with Tankless Auxiliary Water Heater | 52 | 1 | 1 | 85 | Z13 | [18 empty] | Bakersfield | FALSE | 33.35 |  | 2019-09-24 | 2019-10-10 |  |  | 2019-09-27 | 2019-10-22 | 1814 | 5470 | Up-front Payment
PGE-014334 | Single Family Residential - Disadvantaged Community | Domestic Hot Water | Gas | Pacific Gas and Electric | Incentive:Paid | 4366 | 29.85 |  | 1 | 164 |  | 164 |  | 2019-09-27 15:02 | 2019-10-15 | TITANIUM POWER INC | Retrofit | Bakersfield | Bakersfield | 93307 | Host Customer is System Owner | 4 |  | 30004298 | Butler Sun Solutions, Inc. | Titanium Power | Power Pack 2 GT Butler | Indirect Forced Circulation (IF) | 43.72 |  | BT1 | Glycol | Advanced Controller with a Vacation or Holiday Mode | Solar Storage with Tankless Auxiliary Water Heater | 52 | 1 | 1 | 55 | Z13 | [18 empty] | Bakersfield | FALSE | 33.23 |  | 2019-09-24 | 2019-10-10 |  |  | 2019-09-27 | 2019-10-15 | 1829 | 5450 | Up-front Payment
PGE-014335 | Low Income Single Family Residential | Domestic Hot Water | Gas | Pacific Gas and Electric | Incentive:Paid | 5397 | 36.9 |  | 1 | 164 |  | 164 |  | 2019-09-26 12:57 | 2019-10-10 | TITANIUM POWER INC | Retrofit | Bakersfield | Bakersfield | 93307 | Host Customer is System Owner | 4 |  | 30004298 | Butler Sun Solutions, Inc. | Titanium Power | Power Pack 2 GT Butler | Indirect Forced Circulation (IF) | 43.72 |  | BT1 | Glycol | Advanced Controller with a Vacation or Holiday Mode | Solar Storage with Tankless Auxiliary Water Heater | 52 | 1 | 1 | 55 | Z13 | [18 empty] | Bakersfield | FALSE | 33.35 |  | 2011-06-01: 2019-09-24; 2011-08-03: 2019-09-26; 2011-09-20: 2019-10-10 | 1829 | 5470 | Up-front Payment
PGE-014336 | Low Income Single Family Residential | Domestic Hot Water | Gas | Pacific Gas and Electric | Incentive:Paid | 5397 | 36.9 |  | 1 | 164 |  | 164 |  | 2019-09-26 13:00 | 2019-10-10 | TITANIUM POWER INC | Retrofit | Bakersfield | Bakersfield | 93307 | Host Customer is System Owner | 5 |  | 30004298 | Butler Sun Solutions, Inc. | Titanium Power | Power Pack 2 GT Butler | Indirect Forced Circulation (IF) | 43.72 |  | BT1 | Glycol | Advanced Controller with a Vacation or Holiday Mode | Solar Storage with Tankless Auxiliary Water Heater | 52 | 1 | 1 | 65 | Z13 | [18 empty] | Bakersfield | FALSE | 33.35 |  | 2011-06-01: 2019-09-24; 2011-08-03: 2019-09-26; 2011-09-20: 2019-10-10 | 1829 | 5470 | Up-front Payment
SCG-014338 | Commercial/Multifamily Residential | Domestic Hot Water | Gas | Southern California Gas Company | Incentive:Paid | 58632 | 20.19 |  | 1 | 2904 |  | 2904 |  | 2019-09-26 15:36 | 2019-10-09 | ALL VALLEY SOLAR INC | Retrofit | Culver City | Culver City | 90230 | Host Customer is System Owner | [7 empty] | 737.1 | 40.95 |  | Drainback |  | Solar Storage and Auxiliary Tanks are separate |  | 1 | 1 | 2166 | Z08 | 57 | Units | Apartments/Condos | TRB-40 | 18 | 3 | 900 | 1 | 155 | 2 | 798000 | TRUE | 135 | 140 |  | SunEarth - SETR A503 TTR U + VFS 20-400 |  | SunEarth - SETR A503 TTR U + VFS 20-400 | City of Culver City | FALSE | 33.08 |  | 2019-09-26 |  | 2019-09-26 | 2019-10-09 | 2020-11-04 | 2020-11-23 | 1423 | 96076 | Up-front Payment
PGE-014339 | Low Income Single Family Residential | Domestic Hot Water | Gas | Pacific Gas and Electric | Incentive:Paid | 5397 | 36.9 |  | 1 | 147 |  | 147 |  | 2019-10-18 15:54 | 2019-11-14 | DOCTOR PIPER INC | Retrofit | Bakersfield | Kern | 93307 | Host Customer is System Owner | 4 |  | 30004296 | SunEarth, Inc. | SOLARAY | TE40T-80-2G | Indirect Forced Circulation (IF) | 40.95 |  | TRB-40 | Glycol | Steam Back | Solar Storage and Auxiliary Tanks are separate | 80 | 1 | 1 | 55 | Z13 | [18 empty] | County of Bakersfield | FALSE | 36.71 |  | 2019-09-26 | 2019-11-14 |  |  | 2019-10-18 | 2019-11-14 | 1804 | 5397 | Up-front Payment
PGE-014340 | Low Income Single Family Residential | Domestic Hot Water | Gas | Pacific Gas and Electric | Incentive:Paid | 4366 | 36.9 |  | 1 | 164 |  | 164 |  | 2019-09-27 14:55 | 2019-10-22 | TITANIUM POWER INC | Retrofit | Bakersfield | Bakersfield | 93304 | Host Customer is System Owner | 7 |  | 30004298 | Butler Sun Solutions, Inc. | Titanium Power | Power Pack 2 GT Butler | Indirect Forced Circulation (IF) | 43.72 |  | BT1 | Glycol | Advanced Controller with a Vacation or Holiday Mode | Solar Storage with Tankless Auxiliary Water Heater | 52 | 1 | 1 | 85 | Z13 | [18 empty] | Bakersfield | FALSE | 33.35 |  | 2019-09-26 | 2019-10-10 |  |  | 2019-09-27 | 2019-10-22 | 1814 | 5470 | Up-front Payment
PGE-014341 | Low Income Single Family Residential | Domestic Hot Water | Gas | Pacific Gas and Electric | Incentive:Paid | 4366 | 36.9 |  | 1 | 164 |  | 164 |  | 2019-09-27 14:48 | 2019-10-16 | TITANIUM POWER INC | Retrofit | Bakersfield | Bakersfield | 93307 | Host Customer is System Owner | 5 |  | 30004298 | Butler Sun Solutions, Inc. | Titanium Power | Power Pack 2 GT Butler | Indirect Forced Circulation (IF) | 43.72 |  | BT1 | Glycol | Advanced Controller with a Vacation or Holiday Mode | Solar Storage with Tankless Auxiliary Water Heater | 52 | 1 | 1 | 65 | Z13 | [18 empty] | Bakersfield | FALSE | 33.35 |  | 2019-09-26 | 2019-10-10 |  |  | 2019-09-27 | 2019-10-16 | 1814 | 5470 | Up-front Payment
PGE-014342 | Low Income Single Family Residential | Domestic Hot Water | Gas | Pacific Gas and Electric | Incentive:Paid | 5397 | 36.9 |  | 1 | 164 |  | 164 |  | 2019-09-27 14:59 | 2019-10-10 | TITANIUM POWER INC | Retrofit | Bakersfield | Bakersfield | 93307 | Host Customer is System Owner | 4 |  | 30004298 | Butler Sun Solutions, Inc. | Titanium Power | Power Pack 2 GT Butler | Indirect Forced Circulation (IF) | 43.72 |  | BT1 | Glycol | Advanced Controller with a Vacation or Holiday Mode | Solar Storage with Tankless Auxiliary Water Heater | 52 | 1 | 1 | 55 | Z13 | [18 empty] | Bakersfield | FALSE | 33.35 |  | 2011-06-01: 2019-09-26; 2011-08-03: 2019-09-27; 2011-09-20: 2019-10-10 | 1829 | 5470 | Up-front Payment
PGE-014343 | Low Income Single Family Residential | Domestic Hot Water | Gas | Pacific Gas and Electric | Incentive:Paid | 5397 | 36.9 |  | 1 | 164 |  | 164 |  | 2019-09-27 15:01 | 2019-10-14 | TITANIUM POWER INC | Retrofit | Bakersfield | Bakersfield | 93307 | Host Customer is System Owner | 6 |  | 30004298 | Butler Sun Solutions, Inc. | Titanium Power | Power Pack 2 GT Butler | Indirect Forced Circulation (IF) | 43.72 |  | BT1 | Glycol | Advanced Controller with a Vacation or Holiday Mode | Solar Storage with Tankless Auxiliary Water Heater | 52 | 1 | 1 | 75 | Z13 | [18 empty] | Bakersfield | FALSE | 33.35 |  | 2011-06-01: 2019-09-26; 2011-08-03: 2019-09-27; 2011-09-20: 2019-10-14 | 1829 | 5470 | Up-front Payment
PGE-014344 | Low Income Single Family Residential | Domestic Hot Water | Gas | Pacific Gas and Electric | Incentive:Paid | 5397 | 36.9 |  | 1 | 147 |  | 147 |  | 2019-10-17 14:28 | 2019-11-08 | DOCTOR PIPER INC | Retrofit | Bakersfield | Kern | 93307 | Host Customer is System Owner | 5 |  | 30004296 | SunEarth, Inc. | SOLARAY | TE40T-80-2G | Indirect Forced Circulation (IF) | 40.95 |  | TRB-40 | Glycol | Steam Back | Solar Storage and Auxiliary Tanks are separate | 80 | 1 | 1 | 65 | Z13 | [18 empty] | City of Bakersfield | FALSE | 36.71 |  | 2019-09-26 | 2019-11-06 |  |  | 2019-10-17 | 2019-11-08 | 1804 | 5397 | Up-front Payment
PGE-014345 | Low Income Single Family Residential | Domestic Hot Water | Gas | Pacific Gas and Electric | Incentive:Paid | 4366 | 36.9 |  | 1 | 164 |  | 164 |  | 2019-09-27 14:47 | 2019-10-16 | TITANIUM POWER INC | Retrofit | Bakersfield | Bakersfield | 93307 | Host Customer is System Owner | 4 |  | 30004298 | Butler Sun Solutions, Inc. | Titanium Power | Power Pack 2 GT Butler | Indirect Forced Circulation (IF) | 43.72 |  | BT1 | Glycol | Advanced Controller with a Vacation or Holiday Mode | Solar Storage with Tankless Auxiliary Water Heater | 52 | 1 | 1 | 55 | Z13 | [18 empty] | Bakersfield | FALSE | 33.23 |  | 2019-09-26 | 2019-10-14 |  |  | 2019-09-27 | 2019-10-16 | 1814 | 5450 | Up-front Payment
PGE-014346 | Single Family Residential - Disadvantaged Community | Domestic Hot Water | Gas | Pacific Gas and Electric | Incentive:Paid | 4366 | 29.85 |  | 1 | 164 |  | 164 |  | 2019-09-27 14:52 | 2019-11-01 | TITANIUM POWER INC | Retrofit | Bakersfield | Bakersfield | 93306 | Host Customer is System Owner | 5 |  | 30004298 | Butler Sun Solutions, Inc. | Titanium Power | Power Pack 2 GT Butler | Indirect Forced Circulation (IF) | 43.72 |  | BT1 | Glycol | Advanced Controller with a Vacation or Holiday Mode | Solar Storage with Tankless Auxiliary Water Heater | 52 | 1 | 1 | 65 | Z13 | [18 empty] | Bakersfield | FALSE | 33.35 |  | 2019-09-26 | 2019-10-14 |  |  | 2019-09-27 | 2019-11-01 | 1804 | 5470 | Up-front Payment
PGE-014347 | Low Income Single Family Residential | Domestic Hot Water | Gas | Pacific Gas and Electric | Incentive:Paid | 5144 | 36.9 |  | 1 | 164 |  | 139 |  | 2019-09-30 10:13 | 2019-10-16 | TITANIUM POWER INC | Retrofit | Bakersfield | Bakersfield | 93307 | Host Customer is System Owner | 5 |  | 30004298 | Butler Sun Solutions, Inc. | Titanium Power | Power Pack 2 GT Butler | Indirect Forced Circulation (IF) | 43.72 |  | BT1 | Glycol | Advanced Controller with a Vacation or Holiday Mode | Solar Storage with Tankless Auxiliary Water Heater | 52 | 1 | 0.85 | 65 | Z13 | [18 empty] | Bakersfield | FALSE | 31.83 |  | 2011-06-01: 2019-09-26; 2011-08-03: 2019-09-30; 2011-09-20: 2019-10-16 | 1829 | 5220 | Up-front Payment
PGE-014348 | Low Income Single Family Residential | Domestic Hot Water | Gas | Pacific Gas and Electric | Incentive:Paid | 4366 | 36.9 |  | 1 | 164 |  | 164 |  | 2019-09-30 10:07 | 2019-10-22 | TITANIUM POWER INC | Retrofit | Bakersfield | Bakersfield | 93307 | Host Customer is System Owner | 5 |  | 30004298 | Butler Sun Solutions, Inc. | Titanium Power | Power Pack 2 GT Butler | Indirect Forced Circulation (IF) | 43.72 |  | BT1 | Glycol | Advanced Controller with a Vacation or Holiday Mode | Solar Storage with Tankless Auxiliary Water Heater | 52 | 1 | 1 | 65 | Z13 | [18 empty] | Bakersfield | FALSE | 33.35 |  | 2019-09-26 | 2019-10-16 |  |  | 2019-09-30 | 2019-10-22 | 1814 | 5470 | Up-front Payment
PGE-014349 | Low Income Single Family Residential | Domestic Hot Water | Gas | Pacific Gas and Electric | Incentive:Paid | 4366 | 36.9 |  | 1 | 164 |  | 164 |  | 2019-09-27 15:21 | 2019-10-22 | TITANIUM POWER INC | Retrofit | Bakersfield | Bakersfield | 93313 | Host Customer is System Owner | 4 |  | 30004298 | Butler Sun Solutions, Inc. | Titanium Power | Power Pack 2 GT Butler | Indirect Forced Circulation (IF) | 43.72 |  | BT1 | Glycol | Advanced Controller with a Vacation or Holiday Mode | Solar Storage with Tankless Auxiliary Water Heater | 52 | 1 | 1 | 55 | Z13 | [18 empty] | Bakersfield | FALSE | 33.35 |  | 2019-09-26 | 2019-10-14 |  |  | 2019-09-27 | 2019-10-22 | 1814 | 5470 | Up-front Payment
PGE-014350 | Single Family Residential - Disadvantaged Community | Domestic Hot Water | Gas | Pacific Gas and Electric | Incentive:Paid | 4366 | 29.85 |  | 1 | 164 |  | 164 |  | 2019-09-30 09:55 | 2019-10-22 | TITANIUM POWER INC | Retrofit | Bakersfield | Bakersfield | 93313 | Host Customer is System Owner | 4 |  | 30004298 | Butler Sun Solutions, Inc. | Titanium Power | Power Pack 2 GT Butler | Indirect Forced Circulation (IF) | 43.72 |  | BT1 | Glycol | Advanced Controller with a Vacation or Holiday Mode | Solar Storage with Tankless Auxiliary Water Heater | 52 | 1 | 1 | 55 | Z13 | [18 empty] | Bakersfield | FALSE | 33.35 |  | 2019-09-26 | 2019-10-16 |  |  | 2019-09-30 | 2019-10-22 | 1814 | 5470 | Up-front Payment
PGE-014351 | Low Income Single Family Residential | Domestic Hot Water | Gas | Pacific Gas and Electric | Incentive:Paid | 5397 | 36.9 |  | 1 | 164 |  | 164 |  | 2019-09-30 10:15 | 2019-10-16 | TITANIUM POWER INC | Retrofit | Bakersfield | Bakersfield | 93307 | Host Customer is System Owner | 4 |  | 30004298 | Butler Sun Solutions, Inc. | Titanium Power | Power Pack 2 GT Butler | Indirect Forced Circulation (IF) | 43.72 |  | BT1 | Glycol | Advanced Controller with a Vacation or Holiday Mode | Solar Storage with Tankless Auxiliary Water Heater | 52 | 1 | 1 | 55 | Z13 | [18 empty] | Bakersfield | FALSE | 33.35 |  | 2011-06-01: 2019-09-26; 2011-08-03: 2019-09-30; 2011-09-20: 2019-10-16 | 1829 | 5470 | Up-front Payment
SCG-014352 | Commercial/Multifamily Residential | Domestic Hot Water | Gas | Southern California Gas Company | Incentive:Paid | 27701 | 20.19 |  | 1 | 1372 |  | 1372 |  | 2019-10-01 08:32 | 2019-10-01 | ALL VALLEY SOLAR INC | Retrofit | Los Angeles | Los Angeles | 90034 | Host Customer is System Owner | [7 empty] | 409.5 | 40.95 |  | Drainback | Drainback (Water) | Solar Storage and Auxiliary Tanks are separate |  | 1 | 1 | 630 | Z08 | 15 | Units | Apartments/Condos | TRB-40 | 10 | 2 | 506 | 4 | 100 | 1 | 199000 | TRUE | 135 | 140 |  |  |  |  | LADBS | FALSE | 20.23 |  | 2019-09-27 |  | 2019-10-01 | 2019-10-01 | 2019-11-26 | 2019-11-26 | 1789 | 27761 | Up-front Payment
PGE-014353 | Low Income Single Family Residential | Domestic Hot Water | Gas | Pacific Gas and Electric | Incentive:Paid | 5397 | 36.9 |  | 1 | 164 |  | 164 |  | 2019-09-27 15:19 | 2019-10-14 | TITANIUM POWER INC | Retrofit | Bakersfield | Bakersfield | 93307 | Host Customer is System Owner | 4 |  | 30004298 | Butler Sun Solutions, Inc. | Titanium Power | Power Pack 2 GT Butler | Indirect Forced Circulation (IF) | 43.72 |  | BT1 | Glycol | Advanced Controller with a Vacation or Holiday Mode | Solar Storage with Tankless Auxiliary Water Heater | 52 | 1 | 1 | 55 | Z13 | [18 empty] | Bakersfield | FALSE | 33.35 |  | 2011-06-01: 2019-09-26; 2011-08-03: 2019-09-27; 2011-09-20: 2019-10-14 | 1829 | 5470 | Up-front Payment
PGE-014354 | Low Income Single Family Residential | Domestic Hot Water | Gas | Pacific Gas and Electric | Incentive:Paid | 5397 | 36.9 |  | 1 | 164 |  | 164 |  | 2019-09-30 10:11 | 2019-10-16 | TITANIUM POWER INC | Retrofit | Bakersfield | Bakersfield | 93307 | Host Customer is System Owner | 6 |  | 30004298 | Butler Sun Solutions, Inc. | Titanium Power | Power Pack 2 GT Butler | Indirect Forced Circulation (IF) | 43.72 |  | BT1 | Glycol | Advanced Controller with a Vacation or Holiday Mode | Solar Storage with Tankless Auxiliary Water Heater | 52 | 1 | 1 | 75 | Z13 | [18 empty] | Bakersfield | FALSE | 33.35 |  | 2011-06-01: 2019-09-26; 2011-08-03: 2019-09-30; 2011-09-20: 2019-10-16 | 1829 | 5470 | Up-front Payment
SCG-014355 | Commercial/Multifamily Residential | Domestic Hot Water | Gas | Southern California Gas Company | Incentive:Paid | 28266 | 20.19 |  | 1 | 1400 |  | 1400 |  | 2019-10-01 08:37 | 2019-10-01 | ALL VALLEY SOLAR INC | Retrofit | Los Angeles | Los Angeles | 90034 | Host Customer is System Owner | [7 empty] | 368.55 | 40.95 |  | Drainback | Drainback (Water) | Solar Storage and Auxiliary Tanks are separate |  | 1 | 1 | 756 | Z08 | 18 | Units | Apartments/Condos | TRB-40 | 9 | 2 | 490 | 4 | 100 | 1 | 200000 | TRUE | 135 | 140 |  |  |  |  | LADBS | FALSE | 20.23 |  | 2019-09-27 |  | 2019-10-01 | 2019-10-01 | 2019-11-26 | 2019-11-26 | 1789 | 28326 | Up-front Payment
PGE-014356 | Low Income Single Family Residential | Domestic Hot Water | Gas | Pacific Gas and Electric | Incentive:Paid | 5397 | 36.9 |  | 1 | 164 |  | 164 |  | 2019-09-27 15:10 | 2019-10-14 | TITANIUM POWER INC | Retrofit | Bakersfield | Bakersfield | 93307 | Host Customer is System Owner | 5 |  | 30004298 | Butler Sun Solutions, Inc. | Titanium Power | Power Pack 2 GT Butler | Indirect Forced Circulation (IF) | 43.72 |  | BT1 | Glycol | Advanced Controller with a Vacation or Holiday Mode | Solar Storage with Tankless Auxiliary Water Heater | 52 | 1 | 1 | 65 | Z13 | [18 empty] | Bakersfield | FALSE | 33.35 |  | 2011-06-01: 2019-09-26; 2011-08-03: 2019-09-27; 2011-09-20: 2019-10-14 | 1829 | 5470 | Up-front Payment
PGE-014357 | Low Income Single Family Residential | Domestic Hot Water | Gas | Pacific Gas and Electric | Incentive:Paid | 5397 | 36.9 |  | 1 | 164 |  | 164 |  | 2019-09-30 10:16 | 2019-11-04 | TITANIUM POWER INC | Retrofit | Bakersfield | Bakersfield | 93307 | Host Customer is System Owner | 4 |  | 30004298 | Butler Sun Solutions, Inc. | Titanium Power | Power Pack 2 GT Butler | Indirect Forced Circulation (IF) | 43.72 |  | BT1 | Glycol | Advanced Controller with a Vacation or Holiday Mode | Solar Storage with Tankless Auxiliary Water Heater | 52 | 1 | 1 | 55 | Z13 | [18 empty] | Bakersfield | FALSE | 33.35 |  | 2019-09-26 | 2019-10-21 |  |  | 2019-09-30 | 2019-11-04 | 1804 | 5470 | Up-front Payment
PGE-014358 | Low Income Single Family Residential | Domestic Hot Water | Gas | Pacific Gas and Electric | Incentive:Paid | 5397 | 36.9 |  | 1 | 164 |  | 164 |  | 2019-09-27 15:05 | 2019-10-14 | TITANIUM POWER INC | Retrofit | Bakersfield | Bakersfield | 93307 | Host Customer is System Owner | 4 |  | 30004298 | Butler Sun Solutions, Inc. | Titanium Power | Power Pack 2 GT Butler | Indirect Forced Circulation (IF) | 43.72 |  | BT1 | Glycol | Advanced Controller with a Vacation or Holiday Mode | Solar Storage with Tankless Auxiliary Water Heater | 52 | 1 | 1 | 55 | Z13 | [18 empty] | Bakersfield | FALSE | 33.35 |  | 2011-06-01: 2019-09-26; 2011-08-03: 2019-09-27; 2011-09-20: 2019-10-14 | 1829 | 5470 | Up-front Payment
PGE-014359 | Low Income Single Family Residential | Domestic Hot Water | Gas | Pacific Gas and Electric | Incentive:Paid | 5397 | 36.9 |  | 1 | 164 |  | 164 |  | 2019-09-30 10:18 | 2019-10-28 | TITANIUM POWER INC | Retrofit | Bakersfield | Bakersfield | 93307 | Host Customer is System Owner | 4 |  | 30004298 | Butler Sun Solutions, Inc. | Titanium Power | Power Pack 2 GT Butler | Indirect Forced Circulation (IF) | 43.72 |  | BT1 | Glycol | Advanced Controller with a Vacation or Holiday Mode | Solar Storage with Tankless Auxiliary Water Heater | 52 | 1 | 1 | 55 | Z13 | [18 empty] | Bakersfield | FALSE | 33.35 |  | 2019-09-26 | 2019-10-21 |  |  | 2019-09-30 | 2019-10-28 | 1814 | 5470 | Up-front Payment
PGE-014360 | Low Income Single Family Residential | Domestic Hot Water | Gas | Pacific Gas and Electric | Incentive:Paid | 4366 | 36.9 |  | 1 | 164 |  | 164 |  | 2019-09-30 10:20 | 2019-10-28 | TITANIUM POWER INC | Retrofit | Bakersfield | Bakersfield | 93307 | Host Customer is System Owner | 6 |  | 30004298 | Butler Sun Solutions, Inc. | Titanium Power | Power Pack 2 GT Butler | Indirect Forced Circulation (IF) | 43.72 |  | BT1 | Glycol | Advanced Controller with a Vacation or Holiday Mode | Solar Storage with Tankless Auxiliary Water Heater | 52 | 1 | 1 | 75 | Z13 | [18 empty] | Bakersfield | FALSE | 33.35 |  | 2019-09-26 | 2019-10-21 |  |  | 2019-09-30 | 2019-10-28 | 1814 | 5470 | Up-front Payment
PGE-014361 | Low Income Single Family Residential | Domestic Hot Water | Gas | Pacific Gas and Electric | Incentive:Paid | 5397 | 36.9 |  | 1 | 164 |  | 164 |  | 2019-09-30 10:23 | 2019-10-24 | TITANIUM POWER INC | Retrofit | Bakersfield | Bakersfield | 93307 | Host Customer is System Owner | 5 |  | 30004298 | Butler Sun Solutions, Inc. | Titanium Power | Power Pack 2 GT Butler | Indirect Forced Circulation (IF) | 43.72 |  | BT1 | Glycol | Advanced Controller with a Vacation or Holiday Mode | Solar Storage with Tankless Auxiliary Water Heater | 52 | 1 | 1 | 65 | Z13 | [18 empty] | Bakersfield | FALSE | 33.35 |  | 2019-09-26 | 2019-10-21 |  |  | 2019-09-30 | 2019-10-24 | 1814 | 5470 | Up-front Payment
SCG-014362 | Commercial/Multifamily Residential | Domestic Hot Water | Gas | Southern California Gas Company | Incentive:Paid | 46452 | 17.16 |  | 2 | 2707 |  | 2707 |  | 2019-10-08 10:16 | 2019-11-04 | EVOLUTION ENERGY SOLUTIONS L L C | Retrofit | Van Nuys | Los Angeles | 91406 | Host Customer is System Owner | [7 empty] | 737.1 | 40.95 |  | Drainback | Drainback (Water) | Solar Storage and Auxiliary Tanks are separate |  | 1 | 1 | 1360 | Z08 | 34 | Units | Apartments/Condos | TRB-40 | 18 | 1 | 1500 | 1 | 200 | 2 | 400000 | TRUE | 140 | 140 |  | SunEarth - SETR A503 TTR U + VFS 10-200 |  | SunEarth - SETR A503 TTR U + VFS 10-200 | Los Angeles | FALSE | 17.16 |  | 2019-09-27 |  | 2019-10-08 | 2019-11-04 | 2020-12-30 | 2021-01-05 | 1388 | 46452 | Up-front Payment
PGE-014363 | Low Income Single Family Residential | Domestic Hot Water | Gas | Pacific Gas and Electric | Incentive:Paid | 5397 | 36.9 |  | 1 | 164 |  | 164 |  | 2019-10-03 10:29 | 2019-10-22 | TITANIUM POWER INC | Retrofit | Bakersfield | Bakersfield | 93307 | Host Customer is System Owner | 6 |  | 30004298 | Butler Sun Solutions, Inc. | Titanium Power | Power Pack 2 GT Butler | Indirect Forced Circulation (IF) | 43.72 |  | BT1 | Glycol | Advanced Controller with a Vacation or Holiday Mode | Solar Storage with Tankless Auxiliary Water Heater | 52 | 1 | 1 | 75 | Z13 | [18 empty] | Bakersfield | FALSE | 33.23 |  | 2019-09-27 | 2019-10-21 |  |  | 2019-10-03 | 2019-10-22 | 1814 | 5450 | Up-front Payment
PGE-014364 | Low Income Single Family Residential | Domestic Hot Water | Gas | Pacific Gas and Electric | Incentive:Paid | 4366 | 36.9 |  | 1 | 164 |  | 164 |  | 2019-09-30 10:43 | 2019-10-29 | TITANIUM POWER INC | Retrofit | Bakersfield | Bakersfield | 93307 | Host Customer is System Owner | 4 |  | 30004298 | Butler Sun Solutions, Inc. | Titanium Power | Power Pack 2 GT Butler | Indirect Forced Circulation (IF) | 43.72 |  | BT1 | Glycol | Advanced Controller with a Vacation or Holiday Mode | Solar Storage with Tankless Auxiliary Water Heater | 52 | 1 | 1 | 55 | Z13 | [18 empty] | Bakersfield | FALSE | 33.35 |  | 2019-09-27 | 2019-10-21 |  |  | 2019-09-30 | 2019-10-29 | 1804 | 5470 | Up-front Payment
PGE-014365 | Low Income Single Family Residential | Domestic Hot Water | Gas | Pacific Gas and Electric | Incentive:Paid | 4366 | 36.9 |  | 1 | 164 |  | 164 |  | 2019-09-30 10:34 | 2019-10-28 | TITANIUM POWER INC | Retrofit | Bakersfield | Bakersfield | 93307 | Host Customer is System Owner | 4 |  | 30004298 | Butler Sun Solutions, Inc. | Titanium Power | Power Pack 2 GT Butler | Indirect Forced Circulation (IF) | 43.72 |  | BT1 | Glycol | Advanced Controller with a Vacation or Holiday Mode | Solar Storage with Tankless Auxiliary Water Heater | 52 | 1 | 1 | 55 | Z13 | [18 empty] | Bakersfield | FALSE | 33.35 |  | 2019-09-27 | 2019-10-21 |  |  | 2019-09-30 | 2019-10-28 | 1814 | 5470 | Up-front Payment
PGE-014366 | Low Income Single Family Residential | Domestic Hot Water | Gas | Pacific Gas and Electric | Incentive:Paid | 4366 | 36.9 |  | 1 | 164 |  | 164 |  | 2019-09-30 10:32 | 2019-10-24 | TITANIUM POWER INC | Retrofit | Bakersfield | Bakersfield | 93307 | Host Customer is System Owner | 9 |  | 30004298 | Butler Sun Solutions, Inc. | Titanium Power | Power Pack 2 GT Butler | Indirect Forced Circulation (IF) | 43.72 |  | BT1 | Glycol | Advanced Controller with a Vacation or Holiday Mode | Solar Storage with Tankless Auxiliary Water Heater | 52 | 1 | 1 | 105 | Z13 | [18 empty] | Bakersfield | FALSE | 33.35 |  | 2019-09-27 | 2019-10-21 |  |  | 2019-09-30 | 2019-10-24 | 1814 | 5470 | Up-front Payment
PGE-014367 | Low Income Single Family Residential | Domestic Hot Water | Gas | Pacific Gas and Electric | Incentive:Paid | 5397 | 36.9 |  | 1 | 164 |  | 164 |  | 2019-09-30 10:30 | 2019-10-21 | TITANIUM POWER INC | Retrofit | Bakersfield | Bakersfield | 93304 | Host Customer is System Owner | 8 |  | 30004298 | Butler Sun Solutions, Inc. | Titanium Power | Power Pack 2 GT Butler | Indirect Forced Circulation (IF) | 43.72 |  | BT1 | Glycol | Advanced Controller with a Vacation or Holiday Mode | Solar Storage with Tankless Auxiliary Water Heater | 52 | 1 | 1 | 95 | Z13 | [18 empty] | Bakersfield | FALSE | 33.23 |  | 2011-06-01: 2019-09-27; 2011-08-03: 2019-09-30; 2011-09-20: 2019-10-21 | 1814 | 5450 | Up-front Payment
PGE-014368 | Low Income Single Family Residential | Domestic Hot Water | Gas | Pacific Gas and Electric | Incentive:Paid | 5397 | 36.9 |  | 1 | 164 |  | 164 |  | 2019-09-30 10:28 | 2019-10-21 | TITANIUM POWER INC | Retrofit | Bakersfield | Bakersfield | 93307 | Host Customer is System Owner | 7 |  | 30004298 | Butler Sun Solutions, Inc. | Titanium Power | Power Pack 2 GT Butler | Indirect Forced Circulation (IF) | 43.72 |  | BT1 | Glycol | Advanced Controller with a Vacation or Holiday Mode | Solar Storage with Tankless Auxiliary Water Heater | 52 | 1 | 1 | 85 | Z13 | [18 empty] | Bakersfield | FALSE | 33.23 |  | 2011-06-01: 2019-09-27; 2011-08-03: 2019-09-30; 2011-09-20: 2019-10-21 | 1814 | 5450 | Up-front Payment
SCG-014370 | Commercial/Multifamily Residential | Domestic Hot Water | Gas | Southern California Gas Company | Incentive:Paid | 30265 | 20.19 |  | 1 | 1499 |  | 1499 |  | 2019-10-01 14:27 | 2019-10-02 | CALIFORNIA SOLAR INTEGRATORS INC | New Construction | Placentia | Placentia | 92870 | Host Customer is System Owner | [7 empty] | 327.6 | 40.95 |  | Glycol | Steam Back | Solar Storage and Auxiliary Tanks are separate |  | 1 | 1 | 2000 | Z08 | 50 | Units | Apartments/Condos | TRB-40 | 8 | 1 | 610 | 2 | 230 | 2 | 1196000 | TRUE | 120 | 140 |  |  |  |  | City of Placentia | FALSE | 60.44 |  | 2019-09-30 |  | 2019-10-01 | 2019-10-02 | 2021-09-14 | 2021-09-14 | 1125 | 90593 | Up-front Payment
PGE-014372 | Single Family Residential - Disadvantaged Community | Domestic Hot Water | Gas | Pacific Gas and Electric | Incentive:Paid | 4366 | 29.85 |  | 1 | 164 |  | 164 |  | 2019-10-03 10:36 | 2019-10-29 | TITANIUM POWER INC | Retrofit | Bakersfield | Bakersfield | 93307 | Host Customer is System Owner | 7 |  | 30004298 | Butler Sun Solutions, Inc. | Titanium Power | Power Pack 2 GT Butler | Indirect Forced Circulation (IF) | 43.72 |  | BT1 | Glycol | Advanced Controller with a Vacation or Holiday Mode | Solar Storage with Tankless Auxiliary Water Heater | 52 | 1 | 1 | 85 | Z13 | [18 empty] | Bakersfield | FALSE | 33.35 |  | 2019-10-01 | 2019-10-22 |  |  | 2019-10-03 | 2019-10-29 | 1804 | 5470 | Up-front Payment
PGE-014373 | Single Family Residential - Disadvantaged Community | Domestic Hot Water | Gas | Pacific Gas and Electric | Incentive:Paid | 4366 | 29.85 |  | 1 | 164 |  | 164 |  | 2019-10-03 10:45 | 2019-10-28 | TITANIUM POWER INC | Retrofit | Bakersfield | Bakersfield | 93307 | Host Customer is System Owner | 9 |  | 30004298 | Butler Sun Solutions, Inc. | Titanium Power | Power Pack 2 GT Butler | Indirect Forced Circulation (IF) | 43.72 |  | BT1 | Glycol | Advanced Controller with a Vacation or Holiday Mode | Solar Storage with Tankless Auxiliary Water Heater | 52 | 1 | 1 | 105 | Z13 | [18 empty] | Bakersfield | FALSE | 33.35 |  | 2019-10-01 | 2019-10-22 |  |  | 2019-10-03 | 2019-10-28 | 1814 | 5470 | Up-front Payment
PGE-014374 | Low Income Single Family Residential | Domestic Hot Water | Gas | Pacific Gas and Electric | Incentive:Paid | 4366 | 36.9 |  | 1 | 164 |  | 164 |  | 2019-10-03 10:31 | 2019-10-28 | TITANIUM POWER INC | Retrofit | Bakersfield | Bakersfield | 93307 | Host Customer is System Owner | 5 |  | 30004298 | Butler Sun Solutions, Inc. | Titanium Power | Power Pack 2 GT Butler | Indirect Forced Circulation (IF) | 43.72 |  | BT1 | Glycol | Advanced Controller with a Vacation or Holiday Mode | Solar Storage with Tankless Auxiliary Water Heater | 52 | 1 | 1 | 65 | Z13 | [18 empty] | Bakersfield | FALSE | 33.35 |  | 2019-10-01 | 2019-10-22 |  |  | 2019-10-03 | 2019-10-28 | 1814 | 5470 | Up-front Payment
PGE-014375 | Low Income Single Family Residential | Domestic Hot Water | Gas | Pacific Gas and Electric | Incentive:Paid | 4366 | 36.9 |  | 1 | 164 |  | 164 |  | 2019-10-03 10:47 | 2019-10-28 | TITANIUM POWER INC | Retrofit | Bakersfield | Bakersfield | 93307 | Host Customer is System Owner | 4 |  | 30004298 | Butler Sun Solutions, Inc. | Titanium Power | Power Pack 2 GT Butler | Indirect Forced Circulation (IF) | 43.72 |  | BT1 | Glycol | Advanced Controller with a Vacation or Holiday Mode | Solar Storage with Tankless Auxiliary Water Heater | 52 | 1 | 1 | 55 | Z13 | [18 empty] | Bakersfield | FALSE | 33.35 |  | 2019-10-01 | 2019-10-22 |  |  | 2019-10-03 | 2019-10-28 | 1814 | 5470 | Up-front Payment
PGE-014376 | Low Income Single Family Residential | Domestic Hot Water | Gas | Pacific Gas and Electric | Incentive:Paid | 5397 | 36.9 |  | 1 | 164 |  | 164 |  | 2019-10-03 10:51 | 2019-10-22 | TITANIUM POWER INC | Retrofit | Bakersfield | Bakersfield | 93307 | Host Customer is System Owner | 5 |  | 30004298 | Butler Sun Solutions, Inc. | Titanium Power | Power Pack 2 GT Butler | Indirect Forced Circulation (IF) | 43.72 |  | BT1 | Glycol | Advanced Controller with a Vacation or Holiday Mode | Solar Storage with Tankless Auxiliary Water Heater | 52 | 1 | 1 | 65 | Z13 | [18 empty] | Bakersfield | FALSE | 33.35 |  | 2011-06-01: 2019-10-01; 2011-08-03: 2019-10-03; 2011-09-20: 2019-10-22 | 1814 | 5470 | Up-front Payment
PGE-014377 | Low Income Single Family Residential | Domestic Hot Water | Gas | Pacific Gas and Electric | Incentive:Paid | 5397 | 36.9 |  | 1 | 164 |  | 164 |  | 2019-10-03 10:34 | 2019-11-14 | TITANIUM POWER INC | Retrofit | Bakersfield | Bakersfield | 93307 | Host Customer is System Owner | 4 |  | 30004298 | Butler Sun Solutions, Inc. | Titanium Power | Power Pack 2 GT Butler | Indirect Forced Circulation (IF) | 43.72 |  | BT1 | Glycol | Advanced Controller with a Vacation or Holiday Mode | Solar Storage with Tankless Auxiliary Water Heater | 52 | 1 | 1 | 55 | Z13 | [18 empty] | Bakersfield | FALSE | 33.35 |  | 2011-06-01: 2019-10-01; 2011-08-03: 2019-10-03; 2011-09-20: 2019-11-14 | 1788 | 5470 | Up-front Payment
PGE-014378 | Low Income Single Family Residential | Domestic Hot Water | Gas | Pacific Gas and Electric | Incentive:Paid | 5397 | 36.9 |  | 1 | 164 |  | 164 |  | 2019-10-03 10:54 | 2019-10-22 | TITANIUM POWER INC | Retrofit | Bakersfield | Bakersfield | 93307 | Host Customer is System Owner | 8 |  | 30004298 | Butler Sun Solutions, Inc. | Titanium Power | Power Pack 2 GT Butler | Indirect Forced Circulation (IF) | 43.72 |  | BT1 | Glycol | Advanced Controller with a Vacation or Holiday Mode | Solar Storage with Tankless Auxiliary Water Heater | 52 | 1 | 1 | 95 | Z13 | [18 empty] | Bakersfield | FALSE | 33.35 |  | 2011-06-01: 2019-10-01; 2011-08-03: 2019-10-03; 2011-09-20: 2019-10-22 | 1814 | 5470 | Up-front Payment
PGE-014379 | Single Family Residential - Disadvantaged Community | Domestic Hot Water | Gas | Pacific Gas and Electric | Incentive:Paid | 4366 | 29.85 |  | 1 | 164 |  | 164 |  | 2019-10-03 10:56 | 2019-11-19 | TITANIUM POWER INC | Retrofit | Bakersfield | Bakersfield | 93307 | Host Customer is System Owner | 8 |  | 30004298 | Butler Sun Solutions, Inc. | Titanium Power | Power Pack 2 GT Butler | Indirect Forced Circulation (IF) | 43.72 |  | BT1 | Glycol | Advanced Controller with a Vacation or Holiday Mode | Solar Storage with Tankless Auxiliary Water Heater | 52 | 1 | 1 | 95 | Z13 | [18 empty] | Bakersfield | FALSE | 33.35 |  | 2019-10-01 | 2019-10-22 |  |  | 2019-10-03 | 2019-11-19 | 1788 | 5470 | Up-front Payment
PGE-014380 | Low Income Single Family Residential | Domestic Hot Water | Gas | Pacific Gas and Electric | Incentive:Paid | 5397 | 36.9 |  | 1 | 164 |  | 164 |  | 2019-10-03 11:38 | 2019-10-22 | TITANIUM POWER INC | Retrofit | Bakersfield | Bakersfield | 93313 | Host Customer is System Owner | 4 |  | 30004298 | Butler Sun Solutions, Inc. | Titanium Power | Power Pack 2 GT Butler | Indirect Forced Circulation (IF) | 43.72 |  | BT1 | Glycol | Advanced Controller with a Vacation or Holiday Mode | Solar Storage with Tankless Auxiliary Water Heater | 52 | 1 | 1 | 55 | Z13 | [18 empty] | Bakersfield | FALSE | 33.35 |  | 2011-06-01: 2019-10-01; 2011-08-03: 2019-10-03; 2011-09-20: 2019-10-22 | 1814 | 5470 | Up-front Payment
PGE-014381 | Low Income Single Family Residential | Domestic Hot Water | Gas | Pacific Gas and Electric | Incentive:Paid | 5397 | 36.9 |  | 1 | 164 |  | 164 |  | 2019-10-03 10:58 | 2019-11-14 | TITANIUM POWER INC | Retrofit | Bakersfield | Bakersfield | 93307 | Host Customer is System Owner | 5 |  | 30004298 | Butler Sun Solutions, Inc. | Titanium Power | Power Pack 2 GT Butler | Indirect Forced Circulation (IF) | 43.72 |  | BT1 | Glycol | Advanced Controller with a Vacation or Holiday Mode | Solar Storage with Tankless Auxiliary Water Heater | 52 | 1 | 1 | 65 | Z13 | [18 empty] | Bakersfield | FALSE | 33.35 |  | 2011-06-01: 2019-10-01; 2011-08-03: 2019-10-03; 2011-09-20: 2019-11-14 | 1788 | 5470 | Up-front Payment
PGE-014382 | Low Income Single Family Residential | Domestic Hot Water | Gas | Pacific Gas and Electric | Incentive:Paid | 5397 | 36.9 |  | 1 | 164 |  | 164 |  | 2019-10-03 10:38 | 2019-10-22 | TITANIUM POWER INC | Retrofit | Bakersfield | Bakersfield | 93307 | Host Customer is System Owner | 5 |  | 30004298 | Butler Sun Solutions, Inc. | Titanium Power | Power Pack 2 GT Butler | Indirect Forced Circulation (IF) | 43.72 |  | BT1 | Glycol | Advanced Controller with a Vacation or Holiday Mode | Solar Storage with Tankless Auxiliary Water Heater | 52 | 1 | 1 | 65 | Z13 | [18 empty] | Bakersfield | FALSE | 33.35 |  | 2011-06-01: 2019-10-01; 2011-08-03: 2019-10-03; 2011-09-20: 2019-10-22 | 1814 | 5470 | Up-front Payment
SCG-014383 | Commercial/Multifamily Residential | Domestic Hot Water | Gas | Southern California Gas Company | Incentive:Paid | 88897 | 20.19 |  | 1 | 4403 |  | 4403 |  | 2019-10-02 18:02 | 2019-10-07 | CALIFORNIA SOLAR INTEGRATORS INC | New Construction | Santa Ana | Santa Ana | 92703 | Host Customer is System Owner | [7 empty] | 1146.6 | 40.95 |  | Glycol | Steam Back | Solar Storage and Auxiliary Tanks are separate |  | 1 | 1 | 2888 | Z08 | 76 | Units | Apartments/Condos | TRB-40 | 28 | 1 | 1800 | 2 | 250 | 2 | 1000000 | TRUE | 120 | 140 |  | SunEarth - SETRA503 TTR U + Series 200 |  | SunEarth - SETRA503 TTR U + Series 200 | City of Santa Ana | FALSE | 37.81 |  | 2019-10-02 |  | 2019-10-02 | 2019-10-07 | 2020-07-10 | 2020-07-23 | 1552 | 166474 | Up-front Payment
PGE-014384 | Low Income Single Family Residential | Domestic Hot Water | Gas | Pacific Gas and Electric | Incentive:Paid | 4366 | 36.9 |  | 1 | 164 |  | 164 |  | 2019-10-04 13:59 | 2019-10-28 | TITANIUM POWER INC | Retrofit | Bakersfield | Bakersfield | 93307 | Host Customer is System Owner | 5 |  | 30004298 | Butler Sun Solutions, Inc. | Titanium Power | Power Pack 2 GT Butler | Indirect Forced Circulation (IF) | 43.72 |  | BT1 | Glycol | Advanced Controller with a Vacation or Holiday Mode | Solar Storage with Tankless Auxiliary Water Heater | 52 | 1 | 1 | 65 | Z13 | [18 empty] | Bakersfield | FALSE | 33.11 |  | 2019-10-03 | 2019-10-23 |  |  | 2019-10-04 | 2019-10-28 | 1814 | 5430 | Up-front Payment
PGE-014385 | Low Income Single Family Residential | Domestic Hot Water | Gas | Pacific Gas and Electric | Incentive:Paid | 5397 | 36.9 |  | 1 | 164 |  | 164 |  | 2019-10-04 15:13 | 2019-10-28 | TITANIUM POWER INC | Retrofit | Bakersfield | Bakersfield | 93307 | Host Customer is System Owner | 6 |  | 30004298 | Butler Sun Solutions, Inc. | Titanium Power | Power Pack 2 GT Butler | Indirect Forced Circulation (IF) | 43.72 |  | BT1 | Glycol | Advanced Controller with a Vacation or Holiday Mode | Solar Storage with Tankless Auxiliary Water Heater | 52 | 1 | 1 | 75 | Z13 | [18 empty] | Bakersfield | FALSE | 33.35 |  | 2011-06-01: 2019-10-03; 2011-08-03: 2019-10-04; 2011-09-20: 2019-10-28 | 1814 | 5470 | Up-front Payment
PGE-014386 | Low Income Single Family Residential | Domestic Hot Water | Gas | Pacific Gas and Electric | Incentive:Paid | 5397 | 36.9 |  | 1 | 164 |  | 164 |  | 2019-10-04 15:15 | 2019-10-28 | TITANIUM POWER INC | Retrofit | Bakersfield | Bakersfield | 93307 | Host Customer is System Owner | 6 |  | 30004298 | Butler Sun Solutions, Inc. | Titanium Power | Power Pack 2 GT Butler | Indirect Forced Circulation (IF) | 43.72 |  | BT1 | Glycol | Advanced Controller with a Vacation or Holiday Mode | Solar Storage with Tankless Auxiliary Water Heater | 52 | 1 | 1 | 75 | Z13 | [18 empty] | Bakersfield | FALSE | 33.35 |  | 2011-06-01: 2019-10-03; 2011-08-03: 2019-10-04; 2011-09-20: 2019-10-28 | 1814 | 5470 | Up-front Payment
PGE-014387 | Low Income Single Family Residential | Domestic Hot Water | Gas | Pacific Gas and Electric | Incentive:Paid | 5397 | 36.9 |  | 1 | 164 |  | 164 |  | 2019-10-04 15:19 | 2019-10-28 | TITANIUM POWER INC | Retrofit | Bakersfield | Bakersfield | 93307 | Host Customer is System Owner | 7 |  | 30004298 | Butler Sun Solutions, Inc. | Titanium Power | Power Pack 2 GT Butler | Indirect Forced Circulation (IF) | 43.72 |  | BT1 | Glycol | Advanced Controller with a Vacation or Holiday Mode | Solar Storage with Tankless Auxiliary Water Heater | 52 | 1 | 1 | 85 | Z13 | [18 empty] | Bakersfield | FALSE | 33.35 |  | 2011-06-01: 2019-10-03; 2011-08-03: 2019-10-04; 2011-09-20: 2019-10-28 | 1814 | 5470 | Up-front Payment
PGE-014388 | Low Income Single Family Residential | Domestic Hot Water | Gas | Pacific Gas and Electric | Incentive:Paid | 4366 | 36.9 |  | 1 | 164 |  | 164 |  | 2019-10-04 15:22 | 2019-11-01 | TITANIUM POWER INC | Retrofit | Bakersfield | Bakersfield | 93307 | Host Customer is System Owner | 6 |  | 30004298 | Butler Sun Solutions, Inc. | Titanium Power | Power Pack 2 GT Butler | Indirect Forced Circulation (IF) | 43.72 |  | BT1 | Glycol | Advanced Controller with a Vacation or Holiday Mode | Solar Storage with Tankless Auxiliary Water Heater | 52 | 1 | 1 | 75 | Z13 | [18 empty] | Bakersfield | FALSE | 33.35 |  | 2019-10-03 | 2019-10-28 |  |  | 2019-10-04 | 2019-11-01 | 1804 | 5470 | Up-front Payment
PGE-014389 | Low Income Single Family Residential | Domestic Hot Water | Gas | Pacific Gas and Electric | Incentive:Paid | 5397 | 36.9 |  | 1 | 164 |  | 164 |  | 2019-10-04 15:25 | 2019-11-14 | TITANIUM POWER INC | Retrofit | Bakersfield | Bakersfield | 93307 | Host Customer is System Owner | 5 |  | 30004298 | Butler Sun Solutions, Inc. | Titanium Power | Power Pack 2 GT Butler | Indirect Forced Circulation (IF) | 43.72 |  | BT1 | Glycol | Advanced Controller with a Vacation or Holiday Mode | Solar Storage with Tankless Auxiliary Water Heater | 52 | 1 | 1 | 65 | Z13 | [18 empty] | Bakersfield | FALSE | 33.35 |  | 2011-06-01: 2019-10-03; 2011-08-03: 2019-10-04; 2011-09-20: 2019-11-14 | 1788 | 5470 | Up-front Payment
PGE-014390 | Low Income Single Family Residential | Domestic Hot Water | Gas | Pacific Gas and Electric | Incentive:Paid | 5397 | 36.9 |  | 1 | 164 |  | 164 |  | 2019-10-07 15:31 | 2019-11-04 | TITANIUM POWER INC | Retrofit | Bakersfield | Bakersfield | 93307 | Host Customer is System Owner | 9 |  | 30004298 | Butler Sun Solutions, Inc. | Titanium Power | Power Pack 2 GT Butler | Indirect Forced Circulation (IF) | 43.72 |  | BT1 | Glycol | Advanced Controller with a Vacation or Holiday Mode | Solar Storage with Tankless Auxiliary Water Heater | 52 | 1 | 1 | 105 | Z13 | [18 empty] | Bakersfield | FALSE | 33.35 |  | 2019-10-03 | 2019-10-28 |  |  | 2019-10-07 | 2019-11-04 | 1804 | 5470 | Up-front Payment
PGE-014391 | Single Family Residential - Disadvantaged Community | Domestic Hot Water | Gas | Pacific Gas and Electric | Incentive:Paid | 4366 | 29.85 |  | 1 | 164 |  | 164 |  | 2019-10-04 14:29 | 2019-11-04 | TITANIUM POWER INC | Retrofit | Bakersfield | Bakersfield | 93307 | Host Customer is System Owner | 7 |  | 30004298 | Butler Sun Solutions, Inc. | Titanium Power | Power Pack 2 GT Butler | Indirect Forced Circulation (IF) | 43.72 |  | BT1 | Glycol | Advanced Controller with a Vacation or Holiday Mode | Solar Storage with Tankless Auxiliary Water Heater | 52 | 1 | 1 | 85 | Z13 | [18 empty] | Bakersfield | FALSE | 33.35 |  | 2019-10-03 | 2019-10-28 |  |  | 2019-10-04 | 2019-11-04 | 1804 | 5470 | Up-front Payment
PGE-014392 | Single Family Residential - Disadvantaged Community | Domestic Hot Water | Gas | Pacific Gas and Electric | Incentive:Paid | 4366 | 29.85 |  | 1 | 164 |  | 164 |  | 2019-10-04 13:56 | 2019-10-29 | TITANIUM POWER INC | Retrofit | Bakersfield | Bakersfield | 93307 | Host Customer is System Owner | 4 |  | 30004298 | Butler Sun Solutions, Inc. | Titanium Power | Power Pack 2 GT Butler | Indirect Forced Circulation (IF) | 43.72 |  | BT1 | Glycol | Advanced Controller with a Vacation or Holiday Mode | Solar Storage with Tankless Auxiliary Water Heater | 52 | 1 | 1 | 55 | Z13 | [18 empty] | Bakersfield | FALSE | 33.35 |  | 2019-10-03 | 2019-10-23 |  |  | 2019-10-04 | 2019-10-29 | 1804 | 5470 | Up-front Payment
PGE-014393 | Single Family Residential - Disadvantaged Community | Domestic Hot Water | Gas | Pacific Gas and Electric | Incentive:Paid | 4366 | 29.85 |  | 1 | 164 |  | 164 |  | 2019-10-04 13:46 | 2019-11-19 | TITANIUM POWER INC | Retrofit | Bakersfield | Bakersfield | 93307 | Host Customer is System Owner | 6 |  | 30004298 | Butler Sun Solutions, Inc. | Titanium Power | Power Pack 2 GT Butler | Indirect Forced Circulation (IF) | 43.72 |  | BT1 | Glycol | Advanced Controller with a Vacation or Holiday Mode | Solar Storage with Tankless Auxiliary Water Heater | 52 | 1 | 1 | 75 | Z13 | [18 empty] | Bakersfield | FALSE | 33.35 |  | 2019-10-03 | 2019-10-23 |  |  | 2019-10-04 | 2019-11-19 | 1788 | 5470 | Up-front Payment
PGE-014394 | Low Income Single Family Residential | Domestic Hot Water | Gas | Pacific Gas and Electric | Incentive:Paid | 5397 | 36.9 |  | 1 | 164 |  | 164 |  | 2019-10-04 13:44 | 2019-11-05 | TITANIUM POWER INC | Retrofit | Bakersfield | Bakersfield | 93307 | Host Customer is System Owner | 6 |  | 30004298 | Butler Sun Solutions, Inc. | Titanium Power | Power Pack 2 GT Butler | Indirect Forced Circulation (IF) | 43.72 |  | BT1 | Glycol | Advanced Controller with a Vacation or Holiday Mode | Solar Storage with Tankless Auxiliary Water Heater | 52 | 1 | 1 | 75 | Z13 | [18 empty] | Bakersfield | FALSE | 33.35 |  | 2019-10-03 | 2019-10-23 |  |  | 2019-10-04 | 2019-11-05 | 1804 | 5470 | Up-front Payment
PGE-014395 | Single Family Residential - Disadvantaged Community | Domestic Hot Water | Gas | Pacific Gas and Electric | Incentive:Paid | 4366 | 29.85 |  | 1 | 164 |  | 164 |  | 2019-10-04 13:41 | 2019-10-29 | TITANIUM POWER INC | Retrofit | Bakersfield | Bakersfield | 93307 | Host Customer is System Owner | 8 |  | 30004298 | Butler Sun Solutions, Inc. | Titanium Power | Power Pack 2 GT Butler | Indirect Forced Circulation (IF) | 43.72 |  | BT1 | Glycol | Advanced Controller with a Vacation or Holiday Mode | Solar Storage with Tankless Auxiliary Water Heater | 52 | 1 | 1 | 95 | Z13 | [18 empty] | Bakersfield | FALSE | 33.35 |  | 2019-10-03 | 2019-10-23 |  |  | 2019-10-04 | 2019-10-29 | 1804 | 5470 | Up-front Payment
PGE-014396 | Low Income Single Family Residential | Domestic Hot Water | Gas | Pacific Gas and Electric | Incentive:Canceled | 5397 | 36.9 |  | 1 | 164 |  | 164 |  | 2019-10-04 14:50 |  | TITANIUM POWER INC | Retrofit | Bakersfield | Bakersfield | 93307 | Host Customer is System Owner | 4 |  | 30004298 | Butler Sun Solutions, Inc. | Titanium Power | Power Pack 2 GT Butler | Indirect Forced Circulation (IF) | 43.72 |  | BT1 | Glycol | Advanced Controller with a Vacation or Holiday Mode | Solar Storage with Tankless Auxiliary Water Heater | 52 | 1 | 1 | 55 | Z13 | [18 empty] | Bakersfield | FALSE | 33.23 |  | 2011-06-01: 2019-10-03; 2011-08-03: 2019-10-04 | 1845 | 5450 | Up-front Payment
PGE-014397 | Low Income Single Family Residential | Domestic Hot Water | Gas | Pacific Gas and Electric | Incentive:Paid | 5397 | 36.9 |  | 1 | 164 |  | 164 |  | 2019-10-04 14:59 | 2019-10-28 | TITANIUM POWER INC | Retrofit | Bakersfield | Bakersfield | 93304 | Host Customer is System Owner | 4 |  | 30004298 | Butler Sun Solutions, Inc. | Titanium Power | Power Pack 2 GT Butler | Indirect Forced Circulation (IF) | 43.72 |  | BT1 | Glycol | Advanced Controller with a Vacation or Holiday Mode | Solar Storage with Tankless Auxiliary Water Heater | 52 | 1 | 1 | 55 | Z13 | [18 empty] | Bakersfield | FALSE | 33.23 |  | 2011-06-01: 2019-10-03; 2011-08-03: 2019-10-04; 2011-09-20: 2019-10-28 | 1814 | 5450 | Up-front Payment
PGE-014398 | Low Income Single Family Residential | Domestic Hot Water | Gas | Pacific Gas and Electric | Incentive:Paid | 5397 | 36.9 |  | 1 | 164 |  | 164 |  | 2019-10-04 13:39 | 2019-10-23 | TITANIUM POWER INC | Retrofit | Bakersfield | Bakersfield | 93307 | Host Customer is System Owner | 4 |  | 30004298 | Butler Sun Solutions, Inc. | Titanium Power | Power Pack 2 GT Butler | Indirect Forced Circulation (IF) | 43.72 |  | BT1 | Glycol | Advanced Controller with a Vacation or Holiday Mode | Solar Storage with Tankless Auxiliary Water Heater | 52 | 1 | 1 | 55 | Z13 | [18 empty] | Bakersfield | FALSE | 33.35 |  | 2011-06-01: 2019-10-03; 2011-08-03: 2019-10-04; 2011-09-20: 2019-10-23 | 1814 | 5470 | Up-front Payment
PGE-014399 | Single Family Residential - Disadvantaged Community | Domestic Hot Water | Gas | Pacific Gas and Electric | Incentive:Paid | 4366 | 29.85 |  | 1 | 164 |  | 164 |  | 2019-10-04 15:11 | 2019-11-04 | TITANIUM POWER INC | Retrofit | Bakersfield | Bakersfield | 93307 | Host Customer is System Owner | 6 |  | 30004298 | Butler Sun Solutions, Inc. | Titanium Power | Power Pack 2 GT Butler | Indirect Forced Circulation (IF) | 43.72 |  | BT1 | Glycol | Advanced Controller with a Vacation or Holiday Mode | Solar Storage with Tankless Auxiliary Water Heater | 52 | 1 | 1 | 75 | Z13 | [18 empty] | Bakersfield | FALSE | 33.23 |  | 2019-10-03 | 2019-10-28 |  |  | 2019-10-04 | 2019-11-04 | 1804 | 5450 | Up-front Payment
PGE-014400 | Low Income Single Family Residential | Domestic Hot Water | Gas | Pacific Gas and Electric | Incentive:Paid | 5397 | 36.9 |  | 1 | 164 |  | 164 |  | 2019-10-04 15:05 | 2019-10-28 | TITANIUM POWER INC | Retrofit | Bakersfield | Bakersfield | 93307 | Host Customer is System Owner | 9 |  | 30004298 | Butler Sun Solutions, Inc. | Titanium Power | Power Pack 2 GT Butler | Indirect Forced Circulation (IF) | 43.72 |  | BT1 | Glycol | Advanced Controller with a Vacation or Holiday Mode | Solar Storage with Tankless Auxiliary Water Heater | 52 | 1 | 1 | 105 | Z13 | [18 empty] | Bakersfield | FALSE | 33.35 |  | 2011-06-01: 2019-10-03; 2011-08-03: 2019-10-04; 2011-09-20: 2019-10-28 | 1814 | 5470 | Up-front Payment
PGE-014401 | Low Income Single Family Residential | Domestic Hot Water | Gas | Pacific Gas and Electric | Incentive:Paid | 5397 | 36.9 |  | 1 | 164 |  | 164 |  | 2019-10-04 14:46 | 2019-10-28 | TITANIUM POWER INC | Retrofit | Bakersfield | Bakersfield | 93307 | Host Customer is System Owner | 6 |  | 30004298 | Butler Sun Solutions, Inc. | Titanium Power | Power Pack 2 GT Butler | Indirect Forced Circulation (IF) | 43.72 |  | BT1 | Glycol | Advanced Controller with a Vacation or Holiday Mode | Solar Storage with Tankless Auxiliary Water Heater | 52 | 1 | 1 | 75 | Z13 | [18 empty] | Bakersfield | FALSE | 33.23 |  | 2011-06-01: 2019-10-03; 2011-08-03: 2019-10-04; 2011-09-20: 2019-10-28 | 1814 | 5450 | Up-front Payment
PGE-014402 | Low Income Single Family Residential | Domestic Hot Water | Gas | Pacific Gas and Electric | Incentive:Paid | 5397 | 36.9 |  | 1 | 164 |  | 164 |  | 2019-10-04 14:53 | 2019-10-28 | TITANIUM POWER INC | Retrofit | Bakersfield | Bakersfield | 93307 | Host Customer is System Owner | 6 |  | 30004298 | Butler Sun Solutions, Inc. | Titanium Power | Power Pack 2 GT Butler | Indirect Forced Circulation (IF) | 43.72 |  | BT1 | Glycol | Advanced Controller with a Vacation or Holiday Mode | Solar Storage with Tankless Auxiliary Water Heater | 52 | 1 | 1 | 75 | Z13 | [18 empty] | Bakersfield | FALSE | 33.35 |  | 2011-06-01: 2019-10-03; 2011-08-03: 2019-10-04; 2011-09-20: 2019-10-28 | 1814 | 5470 | Up-front Payment
PGE-014403 | Single Family Residential - Disadvantaged Community | Domestic Hot Water | Gas | Pacific Gas and Electric | Incentive:Paid | 4366 | 29.85 |  | 1 | 164 |  | 164 |  | 2019-10-04 15:03 | 2019-11-01 | TITANIUM POWER INC | Retrofit | Bakersfield | Bakersfield | 93307 | Host Customer is System Owner | 6 |  | 30004298 | Butler Sun Solutions, Inc. | Titanium Power | Power Pack 2 GT Butler | Indirect Forced Circulation (IF) | 43.72 |  | BT1 | Glycol | Advanced Controller with a Vacation or Holiday Mode | Solar Storage with Tankless Auxiliary Water Heater | 52 | 1 | 1 | 75 | Z13 | [18 empty] | Bakersfield | FALSE | 33.35 |  | 2019-10-03 | 2019-10-28 |  |  | 2019-10-04 | 2019-11-01 | 1804 | 5470 | Up-front Payment
SCG-014404 | Commercial/Multifamily Residential | Domestic Hot Water | Gas | Southern California Gas Company | Incentive:Paid | 78973 | 20.19 |  | 1 | 3961 |  | 3961 |  | 2019-10-04 11:34 | 2019-10-29 | EVOLUTION ENERGY SOLUTIONS L L C | Retrofit | Sun Valley | Sun Valley | 91352 | Host Customer is System Owner | [7 empty] | 1146.6 | 40.95 |  | Drainback | Drainback (Water) | Solar Storage and Auxiliary Tanks are separate |  | 1 | 1 | 1840 | Z09 | 46 | Units | Apartments/Condos | TRB-40 | 28 | 1 | 3400 | 1 | 119 | 1 | 399000 | TRUE | 140 | 140 |  | SunEarth - SETR A503 TTR U + VFS 10-200 |  | SunEarth - SETR A503 TTR U + VFS 10-200 | Los Angeles | FALSE | 19.94 |  | 2019-10-04 |  | 2019-10-04 | 2019-10-29 | 2020-07-13 | 2020-07-13 | 1559 | 78973 | Up-front Payment
PGE-014405 | Low Income Single Family Residential | Domestic Hot Water | Gas | Pacific Gas and Electric | Incentive:Paid | 5397 | 36.9 |  | 1 | 164 |  | 164 |  | 2019-10-07 15:22 | 2019-10-31 | TITANIUM POWER INC | Retrofit | Bakersfield | Bakersfield | 93306 | Host Customer is System Owner | 4 |  | 30004298 | Butler Sun Solutions, Inc. | Titanium Power | Power Pack 2 GT Butler | Indirect Forced Circulation (IF) | 43.72 |  | BT1 | Glycol | Advanced Controller with a Vacation or Holiday Mode | Solar Storage with Tankless Auxiliary Water Heater | 52 | 1 | 1 | 55 | Z13 | [18 empty] | Bakersfield | FALSE | 33.23 |  | 2011-06-01: 2019-10-04; 2011-08-03: 2019-10-07; 2011-09-20: 2019-10-31 | 1804 | 5450 | Up-front Payment
PGE-014406 | Low Income Single Family Residential | Domestic Hot Water | Gas | Pacific Gas and Electric | Incentive:Paid | 5397 | 36.9 |  | 1 | 164 |  | 164 |  | 2019-10-07 15:26 | 2019-10-31 | TITANIUM POWER INC | Retrofit | Bakersfield | Bakersfield | 93306 | Host Customer is System Owner | 4 |  | 30004298 | Butler Sun Solutions, Inc. | Titanium Power | Power Pack 2 GT Butler | Indirect Forced Circulation (IF) | 43.72 |  | BT1 | Glycol | Advanced Controller with a Vacation or Holiday Mode | Solar Storage with Tankless Auxiliary Water Heater | 52 | 1 | 1 | 55 | Z13 | [18 empty] | Bakersfield | FALSE | 33.23 |  | 2011-06-01: 2019-10-04; 2011-08-03: 2019-10-07; 2011-09-20: 2019-10-31 | 1804 | 5450 | Up-front Payment
PGE-014407 | Low Income Single Family Residential | Domestic Hot Water | Gas | Pacific Gas and Electric | Incentive:Paid | 5397 | 36.9 |  | 1 | 164 |  | 164 |  | 2019-10-07 15:32 | 2019-10-31 | TITANIUM POWER INC | Retrofit | Bakersfield | Bakersfield | 93306 | Host Customer is System Owner | 6 |  | 30004298 | Butler Sun Solutions, Inc. | Titanium Power | Power Pack 2 GT Butler | Indirect Forced Circulation (IF) | 43.72 |  | BT1 | Glycol | Advanced Controller with a Vacation or Holiday Mode | Solar Storage with Tankless Auxiliary Water Heater | 52 | 1 | 1 | 75 | Z13 | [18 empty] | Bakersfield | FALSE | 33.23 |  | 2011-06-01: 2019-10-04; 2011-08-03: 2019-10-07; 2011-09-20: 2019-10-31 | 1804 | 5450 | Up-front Payment
PGE-014408 | Low Income Single Family Residential | Domestic Hot Water | Gas | Pacific Gas and Electric | Incentive:Paid | 4366 | 36.9 |  | 1 | 164 |  | 164 |  | 2019-10-07 15:20 | 2019-11-04 | TITANIUM POWER INC | Retrofit | Bakersfield | Bakersfield | 93307 | Host Customer is System Owner | 6 |  | 30004298 | Butler Sun Solutions, Inc. | Titanium Power | Power Pack 2 GT Butler | Indirect Forced Circulation (IF) | 43.72 |  | BT1 | Glycol | Advanced Controller with a Vacation or Holiday Mode | Solar Storage with Tankless Auxiliary Water Heater | 52 | 1 | 1 | 75 | Z13 | [18 empty] | Bakersfield | FALSE | 33.35 |  | 2019-10-04 | 2019-10-31 |  |  | 2019-10-07 | 2019-11-04 | 1804 | 5470 | Up-front Payment
PGE-014409 | Low Income Single Family Residential | Domestic Hot Water | Gas | Pacific Gas and Electric | Incentive:Paid | 4366 | 36.9 |  | 1 | 164 |  | 164 |  | 2019-10-07 15:24 | 2019-11-04 | TITANIUM POWER INC | Retrofit | Bakersfield | Bakersfield | 93306 | Host Customer is System Owner | 4 |  | 30004298 | Butler Sun Solutions, Inc. | Titanium Power | Power Pack 2 GT Butler | Indirect Forced Circulation (IF) | 43.72 |  | BT1 | Glycol | Advanced Controller with a Vacation or Holiday Mode | Solar Storage with Tankless Auxiliary Water Heater | 52 | 1 | 1 | 55 | Z13 | [18 empty] | Bakersfield | FALSE | 33.23 |  | 2019-10-04 | 2019-10-31 |  |  | 2019-10-07 | 2019-11-04 | 1804 | 5450 | Up-front Payment
PGE-014410 | Low Income Single Family Residential | Domestic Hot Water | Gas | Pacific Gas and Electric | Incentive:Paid | 5397 | 36.9 |  | 1 | 147 |  | 147 |  | 2019-10-17 15:10 | 2020-01-21 | DOCTOR PIPER INC | Retrofit | Bakersfield | Kern | 93307 | Host Customer is System Owner | 3 |  | 30004296 | SunEarth, Inc. | SOLARAY | TE40T-80-2G | Indirect Forced Circulation (IF) | 40.95 |  | TRB-40 | Glycol | Steam Back | Solar Storage and Auxiliary Tanks are separate | 80 | 1 | 1 | 45 | Z13 | [18 empty] | City of Bakersfield | FALSE | 36.71 |  | 2019-10-04 | 2019-10-23 |  |  | 2019-10-17 | 2020-01-21 | 1733 | 5397 | Up-front Payment
PGE-014411 | Low Income Single Family Residential | Domestic Hot Water | Gas | Pacific Gas and Electric | Incentive:Paid | 5397 | 36.9 |  | 1 | 147 |  | 147 |  | 2019-10-18 15:41 | 2019-11-08 | DOCTOR PIPER INC | Retrofit | Bakersfield | Kern | 93307 | Host Customer is System Owner | 4 |  | 30004296 | SunEarth, Inc. | SOLARAY | TE40T-80-2G | Indirect Forced Circulation (IF) | 40.95 |  | TRB-40 | Glycol | Steam Back | Solar Storage and Auxiliary Tanks are separate | 80 | 1 | 1 | 55 | Z13 | [18 empty] | County of Bakersfield | FALSE | 36.71 |  | 2019-10-04 | 2019-11-06 |  |  | 2019-10-18 | 2019-11-08 | 1804 | 5397 | Up-front Payment
PGE-014412 | Low Income Single Family Residential | Domestic Hot Water | Gas | Pacific Gas and Electric | Incentive:Paid | 5397 | 36.9 |  | 1 | 147 |  | 147 |  | 2019-10-17 14:45 | 2019-11-27 | DOCTOR PIPER INC | Retrofit | Bakersfield | Kern | 93307 | Host Customer is System Owner | 4 |  | 30004296 | SunEarth, Inc. | SOLARAY | TE40T-80-2G | Indirect Forced Circulation (IF) | 40.95 |  | TRB-40 | Glycol | Steam Back | Solar Storage and Auxiliary Tanks are separate | 80 | 1 | 1 | 55 | Z13 | [18 empty] | City of Bakersfield | FALSE | 36.71 |  | 2019-10-04 | 2019-10-23 |  |  | 2019-10-17 | 2019-11-27 | 1774 | 5397 | Up-front Payment
PGE-014413 | Low Income Single Family Residential | Domestic Hot Water | Gas | Pacific Gas and Electric | Incentive:Paid | 5397 | 36.9 |  | 1 | 147 |  | 147 |  | 2019-10-17 14:58 | 2019-11-14 | DOCTOR PIPER INC | Retrofit | Bakersfield | Kern | 93304 | Host Customer is System Owner | 3 |  | 30004296 | SunEarth, Inc. | SOLARAY | TE40T-80-2G | Indirect Forced Circulation (IF) | 40.95 |  | TRB-40 | Glycol | Steam Back | Solar Storage and Auxiliary Tanks are separate | 80 | 1 | 1 | 45 | Z13 | [18 empty] | City of Bakersfield | FALSE | 36.71 |  | 2019-10-07 | 2019-10-23 |  |  | 2019-10-17 | 2019-11-14 | 1804 | 5397 | Up-front Payment
SCG-014414 | Commercial/Multifamily Residential | Domestic Hot Water | Gas | Southern California Gas Company | Incentive:Paid | 26341 | 17.16 |  | 2 | 1535 |  | 1535 |  | 2019-10-29 11:56 | 2019-11-11 | ELECTRO-THERMAL EQUIPMENT CORP | Retrofit | Upland | San Bernardino | 91786 | Host Customer is System Owner | [7 empty] | 402.6 | 40.26 |  | Drainback | Advanced Controller with a Thermal Cycling Function | Solar Storage and Auxiliary Tanks are separate |  | 1 | 1 | 840 | Z10 | 20 | Units | Apartments/Condos | 2010115A | 10 | 2 | 500 | 1 | 240 | 2 | 400000 | TRUE | 125 | 130 |  |  |  |  | Upland | FALSE | 31.76 |  | 2019-10-22 |  | 2019-10-29 | 2019-11-11 | 2022-08-16 | 2022-10-25 | 732 | 48758 | Up-front Payment
SCG-014415 | Commercial/Multifamily Residential | Domestic Hot Water | Gas | Southern California Gas Company | Incentive:Paid | 34080 | 17.16 |  | 2 | 1986 |  | 1986 |  | 2019-10-09 09:29 | 2019-11-04 | EVOLUTION ENERGY SOLUTIONS L L C | Retrofit | Los Angeles | Los Angeles | 90020 | Host Customer is System Owner | [7 empty] | 573.3 | 40.95 |  | Drainback |  | Solar Storage and Auxiliary Tanks are separate |  | 1 | 1 | 960 | Z09 | 24 | Units | Apartments/Condos | TRB-40 | 14 | 1 | 1300 | 1 | 100 | 1 | 399000 | TRUE | 140 | 140 |  | SunEarth - SETR A503 TTR U + VFS 10-200 |  | SunEarth - SETR A503 TTR U + VFS 10-200 | Los Angeles | FALSE | 17.16 |  | 2019-10-08 |  | 2019-10-09 | 2019-11-04 | 2020-07-13 | 2020-07-13 | 1559 | 34080 | Up-front Payment
SCG-014416 | Commercial Pools | Pool Heating | Gas | Southern California Gas Company | Incentive:Paid | 16619 | 7 |  | 1 | 4425 |  | 4425 |  | 2019-11-22 15:41 | 2019-12-04 | MOHR POWER SOLAR INC | New Construction | El Centro | Imperial | 92243 | Host Customer is System Owner | [7 empty] | 1027.04 | 36.68 |  | Drainback |  |  |  | 1 | 1 |  | Z15 |  |  |  | 10001888 | 28 | 2 | [5 empty] | FALSE |  |  |  | SETR0603mcU + VFS 20-400 |  | SETR0603mcU + VFS 20-400 | City of El Centro | FALSE | 7.51 |  | 2019-10-08 |  | 2019-11-22 | 2019-12-04 | 2021-03-10 | 2021-03-22 | 1304 | 33238 | Up-front Payment
SCG-014417 | Commercial/Multifamily Residential | Domestic Hot Water | Gas | Southern California Gas Company | Incentive:Paid | 56353 | 17.16 |  | 2 | 3284 |  | 3284 |  | 2019-10-22 15:17 | 2019-11-11 | EVOLUTION ENERGY SOLUTIONS L L C | Retrofit | Los Angeles | Los Angeles | 90005 | Host Customer is System Owner | [7 empty] | 960.96 | 40.04 |  | Drainback | Drainback (Water) | Solar Storage and Auxiliary Tanks are separate |  | 1 | 1 | 1600 | Z09 | 40 | Units | Apartments/Condos | 10002008 | 24 | 1 | 2500 | 1 | 175 | 1 | 1000000 | TRUE | 140 | 140 |  | SunEarth - SETR A503 TTR U + VFS 10-200 |  | Enovative Group, Inc. - AutoHot DS-100AR | Los Angeles | FALSE | 17.16 |  | 2019-10-09 |  | 2019-10-22 | 2019-11-11 | 2020-03-11 | 2020-03-16 | 1684 | 56353 | Up-front Payment
PGE-014418 | Low Income Multifamily Residential | Domestic Hot Water | Gas | Pacific Gas and Electric | Reservation:Canceled | 138612 | 24.89 |  | 1 | 5569 |  | 5569 |  | 2019-10-24 10:22 |  | CALIFORNIA SOLAR INTEGRATORS INC | New Construction | San Ramon | San Ramon | 94582 | Host Customer is System Owner | [7 empty] | 1310.4 | 40.95 |  | Glycol | Steam Back | Solar Storage and Auxiliary Tanks are separate |  | 1 | 1 | 6845 | Z12 | 185 | Units | Apartments/Condos | TRB-40 | 32 | 1 | 1996 | 4 | 996 | 2 | 2600000 | TRUE | 120 | 140 | [5 empty] | FALSE | 45.47 |  | 2011-06-01: 2019-10-09; 2011-06-21: 2019-11-15; 2011-06-23: 2019-10-24 | 1761 | 253243 | Up-front Payment
SCG-014420 | Commercial/Multifamily Residential | Domestic Hot Water | Gas | Southern California Gas Company | Incentive:Paid | 46933 | 17.16 |  | 2 | 2735 |  | 2735 |  | 2019-10-23 09:17 | 2019-11-11 | EVOLUTION ENERGY SOLUTIONS L L C | Retrofit | Encino | Los Angeles | 91316 | Host Customer is System Owner | [7 empty] | 737.1 | 40.95 |  | Drainback | Drainback (Water) | Solar Storage and Auxiliary Tanks are separate |  | 1 | 1 | 1560 | Z09 | 39 | Units | Apartments/Condos | TRB-40 | 18 | 1 | 1300 | 1 | 119 | 1 | 250000 | TRUE | 140 | 140 |  | SunEarth - SETR A503 TTR U + VFS 10-200 |  | Enovative Group, Inc. - AutoHot DS-100AR | Los Angeles | FALSE | 17.16 |  | 2019-10-23 |  | 2019-10-23 | 2019-11-11 | 2020-06-29 | 2020-07-02 | 1570 | 46933 | Up-front Payment
SCG-014421 | Commercial/Multifamily Residential | Domestic Hot Water | Gas | Southern California Gas Company | Incentive:Paid | 40961 | 17.16 |  | 2 | 2387 |  | 2387 |  | 2019-10-23 09:15 | 2019-11-11 | EVOLUTION ENERGY SOLUTIONS L L C | Retrofit | Encino | Los Angeles | 91316 | Host Customer is System Owner | [7 empty] | 614.25 | 40.95 |  | Drainback | Drainback (Water) | Solar Storage and Auxiliary Tanks are separate |  | 1 | 1 | 1480 | Z09 | 37 | Units | Apartments/Condos | TRB-40 | 15 | 1 | 1200 | 2 | 115 | 1 | 250000 | TRUE | 140 | 140 |  | SunEarth - SETR A503 TTR U + VFS 10-200 |  | Enovative Group, Inc. - AutoHot DS-100AR | Los Angeles | FALSE | 17.33 |  | 2019-10-23 |  | 2019-10-23 | 2019-11-11 | 2020-06-29 | 2020-07-02 | 1570 | 41356 | Up-front Payment
SCG-014422 | Commercial/Multifamily Residential | Domestic Hot Water | Gas | Southern California Gas Company | Incentive:Paid | 34183 | 17.16 |  | 2 | 2014 |  | 2014 |  | 2020-01-06 10:01 | 2020-07-02 | EVOLUTION ENERGY SOLUTIONS L L C | Retrofit | Panorama City | Los Angeles | 91402 | Host Customer is System Owner | [7 empty] | 655.2 | 40.95 |  | Drainback | Drainback (Water) | Solar Storage and Auxiliary Tanks are separate |  | 1 | 1 | 880 | Z09 | 22 | Units | Apartments/Condos | TRB-40 | 16 | 1 | 1700 | 1 | 100 | 1 | 270000 | TRUE | 140 | 140 |  | SunEarth - SETR A503 TTR U + VFS 10-200 |  | SunEarth - SETR A503 TTR U + VFS 10-200 | Los Angeles | FALSE | 16.97 |  | 2019-10-30 |  | 2020-01-06 | 2020-07-02 | 2020-12-21 | 2020-12-22 | 1398 | 34183 | Up-front Payment
PGE-014423 | Commercial/Multifamily Residential | Domestic Hot Water | Gas | Pacific Gas and Electric | Incentive:Paid | 78541 | 17.16 |  | 2 | 4577 |  | 4577 |  | 2019-11-14 12:20 | 2020-02-01 | AMERICAN SOLAR CORPORATION | Retrofit | Mountain View | Santa Clara | 94041 | Host Customer is System Owner | [7 empty] | 1179.36 | 42.12 |  | Glycol | Pressure Stagnation Protection (PSP) | Solar Storage and Auxiliary Tanks are separate |  | 1 | 1 | 4292 | Z04 | 116 | Units | Apartments/Condos | 10001912 | 28 | 1 | 1810 | 1 | 499 | 1 | 70000 | TRUE | 150 | 120 |  | Heliodyne - Delta-T Pro WiFi |  | Heliodyne - Delta-T Pro WiFi | Mountain View | FALSE | 17.93 |  | 2019-10-11 | 2019-12-10 | 2019-11-14 | 2020-02-01 | 2020-03-10 | 2020-09-30 | 1474 | 82064 | Up-front Payment
PGE-014424 | Single Family Residential - Disadvantaged Community | Domestic Hot Water | Gas | Pacific Gas and Electric | Incentive:Paid | 4366 | 29.85 |  | 1 | 147 |  | 147 |  | 2019-11-12 14:50 | 2020-04-29 | DOCTOR PIPER INC | Retrofit | Bakersfield | Kern | 93304 | Host Customer is System Owner | 4 |  | 30004296 | SunEarth, Inc. | SOLARAY | TE40T-80-2G | Indirect Forced Circulation (IF) | 40.95 |  | TRB-40 | Glycol | Steam Back | Solar Storage and Auxiliary Tanks are separate | 80 | 1 | 1 | 55 | Z13 | [18 empty] | City of Bakersfield | FALSE | 36.71 |  | 2019-10-11 | 2019-12-09 |  |  | 2019-11-12 | 2020-04-29 | 1625 | 5397 | Up-front Payment
SCG-014425 | Commercial Pools | Pool Heating | Gas | Southern California Gas Company | Incentive:Paid | 6069 | 7 |  | 1 | 867 |  | 867 |  | 2019-10-17 15:30 | 2019-10-21 | ENVIRONMENTAL SOLAR DESIGN INC | Retrofit | Los Angeles | Los Angeles | 90066 | Host Customer is System Owner | [7 empty] | 483 | 48.3 |  | Manual Drainback |  |  |  | 1 | 1 |  | Z08 |  |  |  | 10001884 | 10 | 1 | [5 empty] | FALSE |  |  |  | SunEarth - SETR A503 TTR U + VFS 20-400 |  | SunEarth - SETR A503 TTR U + VFS 20-400 | Los Angeles Building & Safety | FALSE | 14.42 |  | 2019-10-16 |  | 2019-10-17 | 2019-10-21 | 2019-12-07 | 2019-12-12 | 1775 | 12500 | Up-front Payment
PGE-014426 | Multifamily Residential - Disadvantaged Community | Domestic Hot Water | Gas | Pacific Gas and Electric | Reservation:Canceled | 1333 | 20.19 |  | 1 | 66 |  | 66 |  | 2019-10-25 07:32 |  | INTELLIGENT GREEN SOLUTIONS CA | Retrofit | Fresno | Fresno | 93706 | Host Customer is System Owner | [7 empty] | 58.98 | 29.49 |  | Glycol | Steam Back | Solar Storage and Auxiliary Tanks are separate |  | 1 | 1 | 30 | Z13 | 2 | Units | Hotels/Motels | 10002034 | 2 | 1 | 150 | 1 | 40 | 1 | 30000 | FALSE | 140 | 160 | [5 empty] | FALSE | 94.55 |  | 2011-06-01: 2019-10-11; 2011-06-21: 2019-11-19; 2011-06-23: 2019-10-25 | 1496 | 6240.31 | Up-front Payment
PGE-014427 | Single Family Residential - Disadvantaged Community | Domestic Hot Water | Gas | Pacific Gas and Electric | Incentive:Paid | 4366 | 29.85 |  | 1 | 164 |  | 164 |  | 2019-10-15 13:11 | 2019-11-08 | TITANIUM POWER INC | Retrofit | Bakersfield | Bakersfield | 93304 | Host Customer is System Owner | 6 |  | 30004298 | Butler Sun Solutions, Inc. | Titanium Power | Power Pack 2 GT Butler | Indirect Forced Circulation (IF) | 43.72 |  | BT1 | Glycol | Advanced Controller with a Vacation or Holiday Mode | Solar Storage with Tankless Auxiliary Water Heater | 52 | 1 | 1 | 75 | Z13 | [18 empty] | Bakersfield | FALSE | 33.35 |  | 2019-10-12 | 2019-11-01 |  |  | 2019-10-15 | 2019-11-08 | 1804 | 5470 | Up-front Payment
PGE-014428 | Low Income Single Family Residential | Domestic Hot Water | Gas | Pacific Gas and Electric | Incentive:Paid | 5397 | 36.9 |  | 1 | 164 |  | 164 |  | 2019-10-15 13:28 | 2019-12-05 | TITANIUM POWER INC | Retrofit | Bakersfield | Bakersfield | 93307 | Host Customer is System Owner | 6 |  | 30004298 | Butler Sun Solutions, Inc. | Titanium Power | Power Pack 2 GT Butler | Indirect Forced Circulation (IF) | 43.72 |  | BT1 | Glycol | Advanced Controller with a Vacation or Holiday Mode | Solar Storage with Tankless Auxiliary Water Heater | 52 | 1 | 1 | 75 | Z13 | [18 empty] | Bakersfield | FALSE | 33.35 |  | 2011-06-01: 2019-10-12; 2011-08-03: 2019-10-15; 2011-09-20: 2019-12-05 | 1774 | 5470 | Up-front Payment
PGE-014429 | Low Income Single Family Residential | Domestic Hot Water | Gas | Pacific Gas and Electric | Incentive:Paid | 5397 | 36.9 |  | 1 | 164 |  | 164 |  | 2019-10-15 13:30 | 2019-11-01 | TITANIUM POWER INC | Retrofit | Bakersfield | Bakersfield | 93307 | Host Customer is System Owner | 4 |  | 30004298 | Butler Sun Solutions, Inc. | Titanium Power | Power Pack 2 GT Butler | Indirect Forced Circulation (IF) | 43.72 |  | BT1 | Glycol | Advanced Controller with a Vacation or Holiday Mode | Solar Storage with Tankless Auxiliary Water Heater | 52 | 1 | 1 | 55 | Z13 | [18 empty] | Bakersfield | FALSE | 33.35 |  | 2011-06-01: 2019-10-12; 2011-08-03: 2019-10-15; 2011-09-20: 2019-11-01 | 1804 | 5470 | Up-front Payment
PGE-014430 | Low Income Single Family Residential | Domestic Hot Water | Gas | Pacific Gas and Electric | Incentive:Paid | 4366 | 36.9 |  | 1 | 164 |  | 164 |  | 2019-10-15 13:32 | 2019-11-05 | TITANIUM POWER INC | Retrofit | Bakersfield | Bakersfield | 93307 | Host Customer is System Owner | 6 |  | 30004298 | Butler Sun Solutions, Inc. | Titanium Power | Power Pack 2 GT Butler | Indirect Forced Circulation (IF) | 43.72 |  | BT1 | Glycol | Advanced Controller with a Vacation or Holiday Mode | Solar Storage with Tankless Auxiliary Water Heater | 52 | 1 | 1 | 75 | Z13 | [18 empty] | Bakersfield | FALSE | 33.35 |  | 2019-10-12 | 2019-11-01 |  |  | 2019-10-15 | 2019-11-05 | 1804 | 5470 | Up-front Payment
PGE-014431 | Single Family Residential - Disadvantaged Community | Domestic Hot Water | Gas | Pacific Gas and Electric | Incentive:Paid | 4366 | 29.85 |  | 1 | 164 |  | 164 |  | 2019-10-15 13:36 | 2019-11-05 | TITANIUM POWER INC | Retrofit | Bakersfield | Bakersfield | 93305 | Host Customer is System Owner | 5 |  | 30004298 | Butler Sun Solutions, Inc. | Titanium Power | Power Pack 2 GT Butler | Indirect Forced Circulation (IF) | 43.72 |  | BT1 | Glycol | Advanced Controller with a Vacation or Holiday Mode | Solar Storage with Tankless Auxiliary Water Heater | 52 | 1 | 1 | 65 | Z13 | [18 empty] | Bakersfield | FALSE | 33.23 |  | 2019-10-12 | 2019-11-01 |  |  | 2019-10-15 | 2019-11-05 | 1804 | 5450 | Up-front Payment
PGE-014432 | Low Income Single Family Residential | Domestic Hot Water | Gas | Pacific Gas and Electric | Incentive:Paid | 5397 | 36.9 |  | 1 | 164 |  | 164 |  | 2019-10-15 13:37 | 2019-11-06 | TITANIUM POWER INC | Retrofit | Bakersfield | Bakersfield | 93307 | Host Customer is System Owner | 5 |  | 30004298 | Butler Sun Solutions, Inc. | Titanium Power | Power Pack 2 GT Butler | Indirect Forced Circulation (IF) | 43.72 |  | BT1 | Glycol | Advanced Controller with a Vacation or Holiday Mode | Solar Storage with Tankless Auxiliary Water Heater | 52 | 1 | 1 | 65 | Z13 | [18 empty] | Bakersfield | FALSE | 33.35 |  | 2011-06-01: 2019-10-12; 2011-08-03: 2019-10-15; 2011-09-20: 2019-11-06 | 1804 | 5470 | Up-front Payment
PGE-014433 | Single Family Residential - Disadvantaged Community | Domestic Hot Water | Gas | Pacific Gas and Electric | Incentive:Paid | 4366 | 29.85 |  | 1 | 164 |  | 164 |  | 2019-10-15 13:39 | 2019-11-08 | TITANIUM POWER INC | Retrofit | Bakersfield | Bakersfield | 93307 | Host Customer is System Owner | 6 |  | 30004298 | Butler Sun Solutions, Inc. | Titanium Power | Power Pack 2 GT Butler | Indirect Forced Circulation (IF) | 43.72 |  | BT1 | Glycol | Advanced Controller with a Vacation or Holiday Mode | Solar Storage with Tankless Auxiliary Water Heater | 52 | 1 | 1 | 75 | Z13 | [18 empty] | Bakersfield | FALSE | 33.35 |  | 2019-10-12 | 2019-11-06 |  |  | 2019-10-15 | 2019-11-08 | 1804 | 5470 | Up-front Payment
PGE-014434 | Low Income Single Family Residential | Domestic Hot Water | Gas | Pacific Gas and Electric | Incentive:Paid | 4366 | 36.9 |  | 1 | 164 |  | 164 |  | 2019-10-15 13:17 | 2019-11-08 | TITANIUM POWER INC | Retrofit | Bakersfield | Bakersfield | 93313 | Host Customer is System Owner | 4 |  | 30004298 | Butler Sun Solutions, Inc. | Titanium Power | Power Pack 2 GT Butler | Indirect Forced Circulation (IF) | 43.72 |  | BT1 | Glycol | Advanced Controller with a Vacation or Holiday Mode | Solar Storage with Tankless Auxiliary Water Heater | 52 | 1 | 1 | 55 | Z13 | [18 empty] | Bakersfield | FALSE | 33.35 |  | 2019-10-12 | 2019-11-06 |  |  | 2019-10-15 | 2019-11-08 | 1804 | 5470 | Up-front Payment
PGE-014435 | Single Family Residential - Disadvantaged Community | Domestic Hot Water | Gas | Pacific Gas and Electric | Incentive:Paid | 4366 | 29.85 |  | 1 | 164 |  | 164 |  | 2019-10-15 13:41 | 2019-11-08 | TITANIUM POWER INC | Retrofit | Bakersfield | Bakersfield | 93307 | Host Customer is System Owner | 8 |  | 30004298 | Butler Sun Solutions, Inc. | Titanium Power | Power Pack 2 GT Butler | Indirect Forced Circulation (IF) | 43.72 |  | BT1 | Glycol | Advanced Controller with a Vacation or Holiday Mode | Solar Storage with Tankless Auxiliary Water Heater | 52 | 1 | 1 | 95 | Z13 | [18 empty] | Bakersfield | FALSE | 33.23 |  | 2019-10-12 | 2019-11-06 |  |  | 2019-10-15 | 2019-11-08 | 1804 | 5450 | Up-front Payment
PGE-014436 | Single Family Residential | Domestic Hot Water | Gas | Pacific Gas and Electric | Incentive:Paid | 4366 | 29.85 |  | 1 | 164 |  | 164 |  | 2019-10-15 13:44 | 2019-11-14 | TITANIUM POWER INC | Retrofit | Bakersfield | Bakersfield | 93307 | Host Customer is System Owner | 5 |  | 30004298 | Butler Sun Solutions, Inc. | Titanium Power | Power Pack 2 GT Butler | Indirect Forced Circulation (IF) | 43.72 |  | BT1 | Glycol | Advanced Controller with a Vacation or Holiday Mode | Solar Storage with Tankless Auxiliary Water Heater | 52 | 1 | 1 | 65 | Z13 | [18 empty] | Bakersfield | FALSE | 33.35 |  | 2019-10-12 | 2019-11-06 |  |  | 2019-10-15 | 2019-11-14 | 1788 | 5470 | Up-front Payment
PGE-014437 | Low Income Single Family Residential | Domestic Hot Water | Gas | Pacific Gas and Electric | Incentive:Paid | 5397 | 36.9 |  | 1 | 164 |  | 148 |  | 2019-10-15 13:46 | 2019-11-08 | TITANIUM POWER INC | Retrofit | Bakersfield | Bakersfield | 93307 | Host Customer is System Owner | 4 |  | 30004298 | Butler Sun Solutions, Inc. | Titanium Power | Power Pack 2 GT Butler | Indirect Forced Circulation (IF) | 43.72 |  | BT1 | Glycol | Advanced Controller with a Vacation or Holiday Mode | Solar Storage with Tankless Auxiliary Water Heater | 52 | 1 | 0.9 | 55 | Z13 | [18 empty] | Bakersfield | FALSE | 33.35 |  | 2019-10-12 | 2019-11-05 |  |  | 2019-10-15 | 2019-11-08 | 1804 | 5470 | Up-front Payment
PGE-014438 | Low Income Single Family Residential | Domestic Hot Water | Gas | Pacific Gas and Electric | Incentive:Paid | 5397 | 36.9 |  | 1 | 164 |  | 164 |  | 2019-10-15 13:49 | 2019-11-05 | TITANIUM POWER INC | Retrofit | Bakersfield | Bakersfield | 93304 | Host Customer is System Owner | 4 |  | 30004298 | Butler Sun Solutions, Inc. | Titanium Power | Power Pack 2 GT Butler | Indirect Forced Circulation (IF) | 43.72 |  | BT1 | Glycol | Advanced Controller with a Vacation or Holiday Mode | Solar Storage with Tankless Auxiliary Water Heater | 52 | 1 | 1 | 55 | Z13 | [18 empty] | Bakersfield | FALSE | 33.35 |  | 2019-10-12 | 2019-11-05 |  |  | 2019-10-15 | 2019-11-05 | 1804 | 5470 | Up-front Payment
PGE-014439 | Single Family Residential - Disadvantaged Community | Domestic Hot Water | Gas | Pacific Gas and Electric | Incentive:Paid | 4366 | 29.85 |  | 1 | 164 |  | 164 |  | 2019-10-15 13:51 | 2019-12-05 | TITANIUM POWER INC | Retrofit | Bakersfield | Bakersfield | 93313 | Host Customer is System Owner | 4 |  | 30004298 | Butler Sun Solutions, Inc. | Titanium Power | Power Pack 2 GT Butler | Indirect Forced Circulation (IF) | 43.72 |  | BT1 | Glycol | Advanced Controller with a Vacation or Holiday Mode | Solar Storage with Tankless Auxiliary Water Heater | 52 | 1 | 1 | 55 | Z13 | [18 empty] | Bakersfield | FALSE | 33.35 |  | 2019-10-12 | 2019-11-06 |  |  | 2019-10-15 | 2019-12-05 | 1774 | 5470 | Up-front Payment
PGE-014440 | Low Income Single Family Residential | Domestic Hot Water | Gas | Pacific Gas and Electric | Incentive:Paid | 5397 | 36.9 |  | 1 | 164 |  | 164 |  | 2019-10-15 13:54 | 2019-11-05 | TITANIUM POWER INC | Retrofit | Bakersfield | Bakersfield | 93313 | Host Customer is System Owner | 4 |  | 30004298 | Butler Sun Solutions, Inc. | Titanium Power | Power Pack 2 GT Butler | Indirect Forced Circulation (IF) | 43.72 |  | BT1 | Glycol | Advanced Controller with a Vacation or Holiday Mode | Solar Storage with Tankless Auxiliary Water Heater | 52 | 1 | 1 | 55 | Z13 | [18 empty] | Bakersfield | FALSE | 33.35 |  | 2011-06-01: 2019-10-12; 2011-08-03: 2019-10-15; 2011-09-20: 2019-11-05 | 1804 | 5470 | Up-front Payment
PGE-014441 | Low Income Single Family Residential | Domestic Hot Water | Gas | Pacific Gas and Electric | Incentive:Paid | 5397 | 36.9 |  | 1 | 164 |  | 164 |  | 2019-10-15 13:14 | 2019-11-05 | TITANIUM POWER INC | Retrofit | Bakersfield | Bakersfield | 93307 | Host Customer is System Owner | 4 |  | 30004298 | Butler Sun Solutions, Inc. | Titanium Power | Power Pack 2 GT Butler | Indirect Forced Circulation (IF) | 43.72 |  | BT1 | Glycol | Advanced Controller with a Vacation or Holiday Mode | Solar Storage with Tankless Auxiliary Water Heater | 52 | 1 | 1 | 55 | Z13 | [18 empty] | Bakersfield | FALSE | 33.35 |  | 2011-06-01: 2019-10-12; 2011-08-03: 2019-10-15; 2011-09-20: 2019-11-05 | 1804 | 5470 | Up-front Payment
SCG-014442 | Commercial/Multifamily Residential | Domestic Hot Water | Gas | Southern California Gas Company | Incentive:Paid | 26083 | 17.16 |  | 2 | 1520 |  | 1520 |  | 2019-10-29 11:57 | 2019-11-11 | ELECTRO-THERMAL EQUIPMENT CORP | Retrofit | Upland | San Bernardino | 91786 | Host Customer is System Owner | [7 empty] | 402.6 | 40.26 |  | Drainback | Advanced Controller with a Thermal Cycling Function | Solar Storage and Auxiliary Tanks are separate |  | 1 | 1 | 840 | Z10 | 20 | Units | Apartments/Condos | 2010115A | 10 | 1 | 500 | 1 | 200 | 2 | 400000 | TRUE | 125 | 130 |  |  |  |  | Upland | FALSE | 32.08 |  | 2019-10-22 |  | 2019-10-29 | 2019-11-11 | 2022-08-16 | 2022-10-25 | 719 | 48758 | Up-front Payment
SCG-014443 | Commercial/Multifamily Residential | Domestic Hot Water | Gas | Southern California Gas Company | Incentive:Paid | 26238 | 17.16 |  | 2 | 1529 |  | 1529 |  | 2019-10-29 11:59 | 2019-11-11 | ELECTRO-THERMAL EQUIPMENT CORP | Retrofit | Upland | San Bernardino | 91786 | Host Customer is System Owner | [7 empty] | 402.6 | 40.26 |  | Drainback | Advanced Controller with a Thermal Cycling Function | Solar Storage and Auxiliary Tanks are separate |  | 1 | 1 | 840 | Z10 | 20 | Units | Apartments/Condos | 2010115A | 10 | 2 | 500 | 1 | 200 | 2 | 400000 | TRUE | 125 | 130 |  |  |  |  | Upland | FALSE | 31.89 |  | 2019-10-22 |  | 2019-10-29 | 2019-11-11 | 2022-08-16 | 2022-10-06 | 604 | 48758 | Up-front Payment
SCG-014444 | Commercial/Multifamily Residential | Domestic Hot Water | Gas | Southern California Gas Company | Incentive:Paid | 17812 | 17.16 |  | 2 | 1038 |  | 1038 |  | 2019-10-29 12:01 | 2019-11-11 | ELECTRO-THERMAL EQUIPMENT CORP | Retrofit | Upland | San Bernardino | 91786 | Host Customer is System Owner | [7 empty] | 281.82 | 40.26 |  | Drainback | Advanced Controller with a Thermal Cycling Function | Solar Storage and Auxiliary Tanks are separate |  | 1 | 1 | 546 | Z10 | 13 | Units | Apartments/Condos | 2010115A | 7 | 1 | 400 | 1 | 100 | 1 | 200000 | TRUE | 125 | 130 |  |  |  |  | Upland | FALSE | 34.94 |  | 2019-10-22 |  | 2019-10-29 | 2019-11-11 | 2022-08-16 | 2022-10-25 | 719 | 36267 | Up-front Payment
SCG-014445 | Commercial/Multifamily Residential | Domestic Hot Water | Gas | Southern California Gas Company | Incentive:Paid | 21725 | 17.16 |  | 2 | 1266 |  | 1266 |  | 2019-10-29 12:03 | 2019-11-11 | ELECTRO-THERMAL EQUIPMENT CORP | Retrofit | Upland | San Bernardino | 91786 | Host Customer is System Owner | [7 empty] | 322.08 | 40.26 |  | Drainback | Advanced Controller with a Thermal Cycling Function | Solar Storage and Auxiliary Tanks are separate |  | 1 | 1 | 672 | Z10 | 16 | Units | Apartments/Condos | 2010115A | 8 | 2 | 500 | 1 | 219 | 2 | 398900 | TRUE | 125 | 130 |  |  |  |  | Upland | FALSE | 33.92 |  | 2019-10-22 |  | 2019-10-29 | 2019-11-11 | 2022-08-16 | 2022-10-31 | 604 | 42940 | Up-front Payment
SCG-014446 | Commercial/Multifamily Residential | Domestic Hot Water | Gas | Southern California Gas Company | Incentive:Paid | 21107 | 17.16 |  | 2 | 1230 |  | 1230 |  | 2019-10-29 12:04 | 2019-11-11 | ELECTRO-THERMAL EQUIPMENT CORP | Retrofit | Upland | San Bernardino | 91786 | Host Customer is System Owner | [7 empty] | 322.08 | 40.26 |  | Drainback | Advanced Controller with a Thermal Cycling Function | Solar Storage and Auxiliary Tanks are separate |  | 1 | 1 | 672 | Z10 | 16 | Units | Apartments/Condos | 2010115A | 8 | 2 | 400 | 1 | 219 | 2 | 400000 | TRUE | 125 | 130 |  |  |  |  | Upland | FALSE | 34.91 |  | 2019-10-22 |  | 2019-10-29 | 2019-11-11 | 2022-08-16 | 2023-02-16 | 604 | 42940 | Up-front Payment
SCG-014447 | Commercial/Multifamily Residential | Domestic Hot Water | Gas | Southern California Gas Company | Incentive:Paid | 26341 | 17.16 |  | 2 | 1535 |  | 1535 |  | 2019-10-29 12:07 | 2019-11-11 | ELECTRO-THERMAL EQUIPMENT CORP | Retrofit | Upland | San Bernardino | 91786 | Host Customer is System Owner | [7 empty] | 402.6 | 40.26 |  | Drainback | Advanced Controller with a Thermal Cycling Function | Solar Storage and Auxiliary Tanks are separate |  | 1 | 1 | 840 | Z10 | 20 | Units | Apartments/Condos | 2010115A | 10 | 2 | 500 | 1 | 240 | 2 | 400000 | TRUE | 125 | 130 |  |  |  |  | Upland | FALSE | 31.76 |  | 2019-10-22 |  | 2019-10-29 | 2019-11-11 | 2022-08-16 | 2022-10-25 | 719 | 48758 | Up-front Payment
SCG-014448 | Commercial/Multifamily Residential | Domestic Hot Water | Gas | Southern California Gas Company | Incentive:Paid | 26341 | 17.16 |  | 2 | 1535 |  | 1535 |  | 2019-10-29 12:08 | 2019-11-11 | ELECTRO-THERMAL EQUIPMENT CORP | Retrofit | Upland | San Bernardino | 92110 | Host Customer is System Owner | [7 empty] | 402.6 | 40.26 |  | Drainback | Advanced Controller with a Thermal Cycling Function | Solar Storage and Auxiliary Tanks are separate |  | 1 | 1 | 840 | Z10 | 20 | Units | Apartments/Condos | 2010115A | 10 | 2 | 500 | 1 | 240 | 2 | 400000 | TRUE | 125 | 130 |  |  |  |  | Upland | FALSE | 31.76 |  | 2019-10-22 |  | 2019-10-29 | 2019-11-11 | 2022-08-16 | 2022-10-31 | 712 | 48758 | Up-front Payment
SCG-014449 | Commercial/Multifamily Residential | Domestic Hot Water | Gas | Southern California Gas Company | Incentive:Paid | 20575 | 17.16 |  | 2 | 1199 |  | 1199 |  | 2019-10-29 12:10 | 2019-11-11 | ELECTRO-THERMAL EQUIPMENT CORP | Retrofit | Upland | San Bernardino | 92110 | Host Customer is System Owner | [7 empty] | 281.82 | 40.26 |  | Drainback | Steam Back | Solar Storage and Auxiliary Tanks are separate |  | 1 | 1 | 840 | Z10 | 20 | Units | Apartments/Condos | 2010115A | 7 | 2 | 400 | 1 | 219 | 2 | 398000 | TRUE | 125 | 130 |  |  |  |  | Upland | FALSE | 40.67 |  | 2019-10-22 |  | 2019-10-29 | 2019-11-11 | 2022-08-16 | 2023-01-27 | 604 | 48758 | Up-front Payment
SCG-014450 | Commercial/Multifamily Residential | Domestic Hot Water | Gas | Southern California Gas Company | Incentive:Paid | 22686 | 17.16 |  | 2 | 1322 |  | 1322 |  | 2019-10-29 12:11 | 2019-11-11 | ELECTRO-THERMAL EQUIPMENT CORP | Retrofit | Upland | San Bernardino | 92110 | Host Customer is System Owner | [7 empty] | 362.34 | 40.26 |  | Drainback | Advanced Controller with a Thermal Cycling Function | Solar Storage and Auxiliary Tanks are separate |  | 1 | 1 | 672 | Z10 | 16 | Units | Apartments/Condos | 2010115A | 9 | 1 | 500 | 1 | 240 | 2 | 400000 | TRUE | 125 | 130 |  |  |  |  | City of Upland | FALSE | 36.88 |  | 2019-10-22 |  | 2019-10-29 | 2019-11-11 | 2022-08-16 | 2022-10-31 | 684 | 48758 | Up-front Payment
PGE-014451 | Low Income Single Family Residential | Domestic Hot Water | Gas | Pacific Gas and Electric | Incentive:Paid | 5397 | 36.9 |  | 1 | 147 |  | 147 |  | 2019-11-07 16:26 | 2020-01-06 | DOCTOR PIPER INC | Retrofit | Bakersfield | Kern | 93304 | Host Customer is System Owner | 5 |  | 30004296 | SunEarth, Inc. | SOLARAY | TE40T-80-2G | Indirect Forced Circulation (IF) | 40.95 |  | TRB-40 | Glycol | Steam Back | Solar Storage and Auxiliary Tanks are separate | 80 | 1 | 1 | 65 | Z13 | [18 empty] | City of Bakersfield | FALSE | 36.71 |  | 2011-06-01: 2019-10-14; 2011-08-03: 2019-11-07; 2011-09-20: 2020-01-06 | 1746 | 5397 | Up-front Payment
SCG-014452 | Commercial/Multifamily Residential | Domestic Hot Water | Gas | Southern California Gas Company | Incentive:Paid | 55101 | 17.16 |  | 2 | 3211 |  | 3211 |  | 2019-10-15 17:22 | 2019-11-04 | CALIFORNIA SOLAR INTEGRATORS INC | New Construction | Los Angeles | Los Angeles | 90011 | Host Customer is System Owner | [7 empty] | 737.1 | 40.95 |  | Glycol | Steam Back | Solar Storage and Auxiliary Tanks are separate |  | 1 | 1 | 2812 | Z08 | 74 | Units | Apartments/Condos | TRB-40 | 18 | 1 | 1225 | 1 | 524 | 1 | 3000000 | TRUE | 120 | 140 |  | SunEarth - SETRA503 TTR U + Series 200 |  | SunEarth - SETRA503 TTR U + Series 200 | City of Los Angeles | FALSE | 43.32 |  | 2019-10-15 |  | 2019-10-15 | 2019-11-04 | 2021-08-09 | 2021-08-25 | 1139 | 139090 | Up-front Payment
PGE-014453 | Low Income Single Family Residential | Domestic Hot Water | Gas | Pacific Gas and Electric | Incentive:Paid | 5397 | 36.9 |  | 1 | 164 |  | 164 |  | 2019-10-21 12:57 | 2019-11-14 | TITANIUM POWER INC | Retrofit | Bakersfield | Bakersfield | 93307 | Host Customer is System Owner | 6 |  | 30004298 | Butler Sun Solutions, Inc. | Titanium Power | Power Pack 2 GT Butler | Indirect Forced Circulation (IF) | 43.72 |  | BT1 | Glycol | Advanced Controller with a Vacation or Holiday Mode | Solar Storage with Tankless Auxiliary Water Heater | 52 | 1 | 1 | 75 | Z13 | [18 empty] | Bakersfield | FALSE | 33.35 |  | 2011-06-01: 2019-10-18; 2011-08-03: 2019-10-21; 2011-09-20: 2019-11-14 | 1788 | 5470 | Up-front Payment
PGE-014454 | Low Income Single Family Residential | Domestic Hot Water | Gas | Pacific Gas and Electric | Incentive:Paid | 4366 | 36.9 |  | 1 | 164 |  | 164 |  | 2019-10-21 11:43 | 2019-11-18 | TITANIUM POWER INC | Retrofit | Bakersfield | Bakersfield | 93304 | Host Customer is System Owner | 7 |  | 30004298 | Butler Sun Solutions, Inc. | Titanium Power | Power Pack 2 GT Butler | Indirect Forced Circulation (IF) | 43.72 |  | BT1 | Glycol | Advanced Controller with a Vacation or Holiday Mode | Solar Storage with Tankless Auxiliary Water Heater | 52 | 1 | 1 | 85 | Z13 | [18 empty] | Bakersfield | FALSE | 33.23 |  | 2019-10-18 | 2019-11-14 |  |  | 2019-10-21 | 2019-11-18 | 1788 | 5450 | Up-front Payment
PGE-014455 | Low Income Single Family Residential | Domestic Hot Water | Gas | Pacific Gas and Electric | Incentive:Paid | 5397 | 36.9 |  | 1 | 164 |  | 164 |  | 2019-10-21 11:50 | 2019-11-15 | TITANIUM POWER INC | Retrofit | Bakersfield | Bakersfield | 93307 | Host Customer is System Owner | 5 |  | 30004298 | Butler Sun Solutions, Inc. | Titanium Power | Power Pack 2 GT Butler | Indirect Forced Circulation (IF) | 43.72 |  | BT1 | Glycol | Advanced Controller with a Vacation or Holiday Mode | Solar Storage with Tankless Auxiliary Water Heater | 52 | 1 | 1 | 65 | Z13 | [18 empty] | Bakersfield | FALSE | 33.35 |  | 2011-06-01: 2019-10-18; 2011-08-03: 2019-10-21; 2011-09-20: 2019-11-15 | 1788 | 5470 | Up-front Payment
PGE-014456 | Single Family Residential - Disadvantaged Community | Domestic Hot Water | Gas | Pacific Gas and Electric | Incentive:Paid | 4366 | 29.85 |  | 1 | 164 |  | 164 |  | 2019-10-21 11:41 | 2019-12-02 | TITANIUM POWER INC | Retrofit | Bakersfield | Bakersfield | 93304 | Host Customer is System Owner | 4 |  | 30004298 | Butler Sun Solutions, Inc. | Titanium Power | Power Pack 2 GT Butler | Indirect Forced Circulation (IF) | 43.72 |  | BT1 | Glycol | Advanced Controller with a Vacation or Holiday Mode | Solar Storage with Tankless Auxiliary Water Heater | 52 | 1 | 1 | 55 | Z13 | [18 empty] | Bakersfield | FALSE | 33.35 |  | 2019-10-18 | 2019-11-15 |  |  | 2019-10-21 | 2019-12-02 | 1774 | 5470 | Up-front Payment
PGE-014457 | Low Income Single Family Residential | Domestic Hot Water | Gas | Pacific Gas and Electric | Incentive:Paid | 5397 | 36.9 |  | 1 | 164 |  | 164 |  | 2019-10-21 13:16 | 2019-12-12 | TITANIUM POWER INC | Retrofit | Bakersfield | Bakersfield | 93306 | Host Customer is System Owner | 5 |  | 30004298 | Butler Sun Solutions, Inc. | Titanium Power | Power Pack 2 GT Butler | Indirect Forced Circulation (IF) | 43.72 |  | BT1 | Glycol | Advanced Controller with a Vacation or Holiday Mode | Solar Storage with Tankless Auxiliary Water Heater | 52 | 1 | 1 | 65 | Z13 | [18 empty] | Bakersfield | FALSE | 33.23 |  | 2011-06-01: 2019-10-18; 2011-08-03: 2019-10-21; 2011-09-20: 2019-12-12 | 1765 | 5450 | Up-front Payment
PGE-014459 | Single Family Residential - Disadvantaged Community | Domestic Hot Water | Gas | Pacific Gas and Electric | Incentive:Paid | 4366 | 29.85 |  | 1 | 164 |  | 156 |  | 2019-10-21 13:19 | 2019-11-21 | TITANIUM POWER INC | Retrofit | Bakersfield | Bakersfield | 93304 | Host Customer is System Owner | 6 |  | 30004298 | Butler Sun Solutions, Inc. | Titanium Power | Power Pack 2 GT Butler | Indirect Forced Circulation (IF) | 43.72 |  | BT1 | Glycol | Advanced Controller with a Vacation or Holiday Mode | Solar Storage with Tankless Auxiliary Water Heater | 52 | 1 | 0.95 | 75 | Z13 | [18 empty] | Bakersfield | FALSE | 33.35 |  | 2019-10-18 | 2019-11-15 |  |  | 2019-10-21 | 2019-11-21 | 1788 | 5470 | Up-front Payment
PGE-014460 | Low Income Single Family Residential | Domestic Hot Water | Gas | Pacific Gas and Electric | Incentive:Paid | 5397 | 36.9 |  | 1 | 164 |  | 164 |  | 2019-10-21 13:02 | 2019-11-15 | TITANIUM POWER INC | Retrofit | Bakersfield | Bakersfield | 93305 | Host Customer is System Owner | 5 |  | 30004298 | Butler Sun Solutions, Inc. | Titanium Power | Power Pack 2 GT Butler | Indirect Forced Circulation (IF) | 43.72 |  | BT1 | Glycol | Advanced Controller with a Vacation or Holiday Mode | Solar Storage with Tankless Auxiliary Water Heater | 52 | 1 | 1 | 65 | Z13 | [18 empty] | Bakersfield | FALSE | 33.23 |  | 2019-10-18 | 2019-11-15 |  |  | 2019-10-21 | 2019-11-15 | 1788 | 5450 | Up-front Payment
PGE-014461 | Low Income Single Family Residential | Domestic Hot Water | Gas | Pacific Gas and Electric | Incentive:Paid | 4366 | 36.9 |  | 1 | 164 |  | 164 |  | 2019-10-21 11:47 | 2019-11-21 | TITANIUM POWER INC | Retrofit | Bakersfield | Bakersfield | 93306 | Host Customer is System Owner | 4 |  | 30004298 | Butler Sun Solutions, Inc. | Titanium Power | Power Pack 2 GT Butler | Indirect Forced Circulation (IF) | 43.72 |  | BT1 | Glycol | Advanced Controller with a Vacation or Holiday Mode | Solar Storage with Tankless Auxiliary Water Heater | 52 | 1 | 1 | 55 | Z13 | [18 empty] | Bakersfield | FALSE | 33.23 |  | 2019-10-18 | 2019-11-15 |  |  | 2019-10-21 | 2019-11-21 | 1788 | 5450 | Up-front Payment
PGE-014462 | Low Income Single Family Residential | Domestic Hot Water | Gas | Pacific Gas and Electric | Incentive:Paid | 5397 | 36.9 |  | 1 | 164 |  | 164 |  | 2019-10-21 13:20 | 2019-11-15 | TITANIUM POWER INC | Retrofit | Bakersfield | Bakersfield | 93307 | Host Customer is System Owner | 5 |  | 30004298 | Butler Sun Solutions, Inc. | Titanium Power | Power Pack 2 GT Butler | Indirect Forced Circulation (IF) | 43.72 |  | BT1 | Glycol | Advanced Controller with a Vacation or Holiday Mode | Solar Storage with Tankless Auxiliary Water Heater | 52 | 1 | 1 | 65 | Z13 | [18 empty] | Bakersfield | FALSE | 33.35 |  | 2011-06-01: 2019-10-18; 2011-08-03: 2019-10-21; 2011-09-20: 2019-11-15 | 1788 | 5470 | Up-front Payment
PGE-014463 | Low Income Single Family Residential | Domestic Hot Water | Gas | Pacific Gas and Electric | Incentive:Paid | 5397 | 36.9 |  | 1 | 164 |  | 148 |  | 2019-10-21 13:20 | 2019-12-12 | TITANIUM POWER INC | Retrofit | Bakersfield | Bakersfield | 93306 | Host Customer is System Owner | 4 |  | 30004298 | Butler Sun Solutions, Inc. | Titanium Power | Power Pack 2 GT Butler | Indirect Forced Circulation (IF) | 43.72 |  | BT1 | Glycol | Advanced Controller with a Vacation or Holiday Mode | Solar Storage with Tankless Auxiliary Water Heater | 52 | 1 | 0.9 | 55 | Z13 | [18 empty] | Bakersfield | FALSE | 33.23 |  | 2019-10-18 | 2019-11-15 |  |  | 2019-10-21 | 2019-12-12 | 1765 | 5450 | Up-front Payment
PGE-014464 | Low Income Single Family Residential | Domestic Hot Water | Gas | Pacific Gas and Electric | Incentive:Paid | 5397 | 36.9 |  | 1 | 164 |  | 164 |  | 2019-10-21 11:45 | 2019-11-15 | TITANIUM POWER INC | Retrofit | Bakersfield | Bakersfield | 93306 | Host Customer is System Owner | 4 |  | 30004298 | Butler Sun Solutions, Inc. | Titanium Power | Power Pack 2 GT Butler | Indirect Forced Circulation (IF) | 43.72 |  | BT1 | Glycol | Advanced Controller with a Vacation or Holiday Mode | Solar Storage with Tankless Auxiliary Water Heater | 52 | 1 | 1 | 55 | Z13 | [18 empty] | Bakersfield | FALSE | 33.23 |  | 2011-06-01: 2019-10-18; 2011-08-03: 2019-10-21; 2011-09-20: 2019-11-15 | 1788 | 5450 | Up-front Payment
PGE-014465 | Low Income Single Family Residential | Domestic Hot Water | Gas | Pacific Gas and Electric | Incentive:Paid | 5397 | 36.9 |  | 1 | 164 |  | 164 |  | 2019-10-21 13:11 | 2019-11-14 | TITANIUM POWER INC | Retrofit | Bakersfield | Bakersfield | 93305 | Host Customer is System Owner | 4 |  | 30004298 | Butler Sun Solutions, Inc. | Titanium Power | Power Pack 2 GT Butler | Indirect Forced Circulation (IF) | 43.72 |  | BT1 | Glycol | Advanced Controller with a Vacation or Holiday Mode | Solar Storage with Tankless Auxiliary Water Heater | 52 | 1 | 1 | 55 | Z13 | [18 empty] | Bakersfield | FALSE | 33.23 |  | 2011-06-01: 2019-10-18; 2011-08-03: 2019-10-21; 2011-09-20: 2019-11-14 | 1788 | 5450 | Up-front Payment
PGE-014466 | Single Family Residential - Disadvantaged Community | Domestic Hot Water | Gas | Pacific Gas and Electric | Incentive:Paid | 4366 | 29.85 |  | 1 | 164 |  | 164 |  | 2019-10-22 14:01 | 2019-11-21 | TITANIUM POWER INC | Retrofit | Bakiersfield | Bakersfield | 93307 | Host Customer is System Owner | 4 |  | 30004298 | Butler Sun Solutions, Inc. | Titanium Power | Power Pack 2 GT Butler | Indirect Forced Circulation (IF) | 43.72 |  | BT1 | Glycol | Advanced Controller with a Vacation or Holiday Mode | Solar Storage with Tankless Auxiliary Water Heater | 52 | 1 | 1 | 55 | Z13 | [18 empty] | Bakersfield | FALSE | 33.35 |  | 2019-10-18 | 2019-11-15 |  |  | 2019-10-22 | 2019-11-21 | 1788 | 5470 | Up-front Payment
PGE-014467 | Single Family Residential - Disadvantaged Community | Domestic Hot Water | Gas | Pacific Gas and Electric | Incentive:Paid | 4366 | 29.85 |  | 1 | 164 |  | 164 |  | 2019-10-21 13:21 | 2019-11-18 | TITANIUM POWER INC | Retrofit | Bakersfield | Bakersfield | 93304 | Host Customer is System Owner | 6 |  | 30004298 | Butler Sun Solutions, Inc. | Titanium Power | Power Pack 2 GT Butler | Indirect Forced Circulation (IF) | 43.72 |  | BT1 | Glycol | Advanced Controller with a Vacation or Holiday Mode | Solar Storage with Tankless Auxiliary Water Heater | 52 | 1 | 1 | 75 | Z13 | [18 empty] | Bakersfield | FALSE | 33.35 |  | 2019-10-18 | 2019-11-14 |  |  | 2019-10-21 | 2019-11-18 | 1788 | 5470 | Up-front Payment
PGE-014468 | Single Family Residential - Disadvantaged Community | Domestic Hot Water | Gas | Pacific Gas and Electric | Incentive:Paid | 4366 | 29.85 |  | 1 | 164 |  | 164 |  | 2019-10-21 13:22 | 2019-11-18 | TITANIUM POWER INC | Retrofit | Bakersfield | Bakersfield | 93304 | Host Customer is System Owner | 6 |  | 30004298 | Butler Sun Solutions, Inc. | Titanium Power | Power Pack 2 GT Butler | Indirect Forced Circulation (IF) | 43.72 |  | BT1 | Glycol | Advanced Controller with a Vacation or Holiday Mode | Solar Storage with Tankless Auxiliary Water Heater | 52 | 1 | 1 | 75 | Z13 | [18 empty] | Bakersfield | FALSE | 33.35 |  | 2019-10-18 | 2019-11-14 |  |  | 2019-10-21 | 2019-11-18 | 1788 | 5470 | Up-front Payment
PGE-014469 | Low Income Single Family Residential | Domestic Hot Water | Gas | Pacific Gas and Electric | Incentive:Paid | 4366 | 36.9 |  | 1 | 164 |  | 164 |  | 2019-10-21 12:59 | 2019-11-18 | TITANIUM POWER INC | Retrofit | Bakersfield | Bakersfield | 93313 | Host Customer is System Owner | 4 |  | 30004298 | Butler Sun Solutions, Inc. | Titanium Power | Power Pack 2 GT Butler | Indirect Forced Circulation (IF) | 43.72 |  | BT1 | Glycol | Advanced Controller with a Vacation or Holiday Mode | Solar Storage with Tankless Auxiliary Water Heater | 52 | 1 | 1 | 55 | Z13 | [18 empty] | Bakersfield | FALSE | 33.35 |  | 2019-10-18 | 2019-11-14 |  |  | 2019-10-21 | 2019-11-18 | 1788 | 5470 | Up-front Payment
PGE-014470 | Low Income Single Family Residential | Domestic Hot Water | Gas | Pacific Gas and Electric | Incentive:Paid | 5397 | 36.9 |  | 1 | 164 |  | 164 |  | 2019-10-21 13:05 | 2019-12-05 | TITANIUM POWER INC | Retrofit | Bakersfield | Bakersfield | 93313 | Host Customer is System Owner | 4 |  | 30004298 | Butler Sun Solutions, Inc. | Titanium Power | Power Pack 2 GT Butler | Indirect Forced Circulation (IF) | 43.72 |  | BT1 | Glycol | Advanced Controller with a Vacation or Holiday Mode | Solar Storage with Tankless Auxiliary Water Heater | 52 | 1 | 1 | 55 | Z13 | [18 empty] | Bakersfield | FALSE | 33.35 |  | 2019-10-18 | 2019-11-14 |  |  | 2019-10-21 | 2019-12-05 | 1774 | 5470 | Up-front Payment
PGE-014471 | Single Family Residential - Disadvantaged Community | Domestic Hot Water | Gas | Pacific Gas and Electric | Incentive:Paid | 4366 | 29.85 |  | 1 | 164 |  | 164 |  | 2019-10-21 13:23 | 2019-11-18 | TITANIUM POWER INC | Retrofit | Bakersfield | Bakersfield | 93307 | Host Customer is System Owner | 5 |  | 30004298 | Butler Sun Solutions, Inc. | Titanium Power | Power Pack 2 GT Butler | Indirect Forced Circulation (IF) | 43.72 |  | BT1 | Glycol | Advanced Controller with a Vacation or Holiday Mode | Solar Storage with Tankless Auxiliary Water Heater | 52 | 1 | 1 | 65 | Z13 | [18 empty] | Bakersfield | FALSE | 33.35 |  | 2019-10-18 | 2019-11-14 |  |  | 2019-10-21 | 2019-11-18 | 1788 | 5470 | Up-front Payment
PGE-014472 | Single Family Residential - Disadvantaged Community | Domestic Hot Water | Gas | Pacific Gas and Electric | Incentive:Paid | 4366 | 29.85 |  | 1 | 164 |  | 164 |  | 2019-10-21 13:15 | 2019-11-18 | TITANIUM POWER INC | Retrofit | Bakersfield | Bakersfield | 93307 | Host Customer is System Owner | 4 |  | 30004298 | Butler Sun Solutions, Inc. | Titanium Power | Power Pack 2 GT Butler | Indirect Forced Circulation (IF) | 43.72 |  | BT1 | Glycol | Advanced Controller with a Vacation or Holiday Mode | Solar Storage with Tankless Auxiliary Water Heater | 52 | 1 | 1 | 55 | Z13 | [18 empty] | Bakersfield | FALSE | 33.35 |  | 2019-10-18 | 2019-11-14 |  |  | 2019-10-21 | 2019-11-18 | 1788 | 5470 | Up-front Payment
PGE-014474 | Single Family Residential | Domestic Hot Water | Gas | Pacific Gas and Electric | Incentive:Paid | 3254 | 29.85 |  | 1 | 109 |  | 109 |  | 2019-10-18 15:39 | 2019-11-15 | ACR SOLAR INTERNATIONAL CORP | Retrofit | Davis | Davis | 95618 | Host Customer is System Owner | 4 |  | 30004267 | ACR Solar International | SKYLINE SYSTEM 5 | 200152C75EXG | Indirect Forced Circulation (IF) | 40.64 |  | 2025-10-01 | Glycol | Advanced Controller with a Vacation or Holiday Mode | Solar and Auxiliary Storage are the same Tank | 75 | 1 | 1 | 55 | Z12 | [18 empty] | Davis | FALSE | 69.72 |  | 2019-10-18 | 2019-11-14 |  |  | 2019-10-18 | 2019-11-15 | 1788 | 7600 | Up-front Payment
SCG-014475 | Commercial Pools | Pool Heating | Gas | Southern California Gas Company | Incentive:Paid | 14475 | 7 |  | 1 | 2559 |  | 2559 |  | 2019-10-21 16:21 | 2019-10-23 | ENERGX CONTROLS INC | Retrofit | Fullerton | Orange | 92832 | Host Customer is System Owner | [7 empty] | 812.6 | 47.8 |  | Drainback |  |  |  | 1 | 1 |  | Z08 |  |  |  | 10001954 | 17 | 1 | [5 empty] | FALSE |  |  |  | Flow meter, Blue White F2000, Model: ASD |  | Flow meter, Blue White F2000, Model: ASD | City of Fullerton, Orange County, CA | FALSE | 11.31 |  | 2019-10-21 |  | 2019-10-21 | 2019-10-23 | 2020-07-21 | 2020-07-23 | 1550 | 28950 | Up-front Payment
PGE-014476 | Low Income Single Family Residential | Domestic Hot Water | Gas | Pacific Gas and Electric | Incentive:Paid | 5397 | 36.9 |  | 1 | 164 |  | 164 |  | 2019-10-22 14:13 | 2019-11-15 | TITANIUM POWER INC | Retrofit | Bakersfield | Bakersfield | 93307 | Host Customer is System Owner | 5 |  | 30004298 | Butler Sun Solutions, Inc. | Titanium Power | Power Pack 2 GT Butler | Indirect Forced Circulation (IF) | 43.72 |  | BT1 | Glycol | Advanced Controller with a Vacation or Holiday Mode | Solar Storage with Tankless Auxiliary Water Heater | 52 | 1 | 1 | 65 | Z13 | [18 empty] | Bakersfield | FALSE | 33.35 |  | 2011-06-01: 2019-10-21; 2011-08-03: 2019-10-22; 2011-09-20: 2019-11-15 | 1788 | 5470 | Up-front Payment
PGE-014477 | Low Income Single Family Residential | Domestic Hot Water | Gas | Pacific Gas and Electric | Incentive:Paid | 5397 | 36.9 |  | 1 | 164 |  | 164 |  | 2019-10-31 15:21 | 2019-12-03 | TITANIUM POWER INC | Retrofit | Bakersfield | Bakersfield | 93304 | Host Customer is System Owner | 4 |  | 30004298 | Butler Sun Solutions, Inc. | Titanium Power | Power Pack 2 GT Butler | Indirect Forced Circulation (IF) | 43.72 |  | BT1 | Glycol | Advanced Controller with a Vacation or Holiday Mode | Solar Storage with Tankless Auxiliary Water Heater | 52 | 1 | 1 | 55 | Z13 | [18 empty] | Bakersfield | FALSE | 33.35 |  | 2011-06-01: 2019-10-21; 2011-08-03: 2019-10-31; 2011-09-20: 2019-12-03 | 1774 | 5470 | Up-front Payment
PGE-014478 | Low Income Single Family Residential | Domestic Hot Water | Gas | Pacific Gas and Electric | Incentive:Paid | 5397 | 36.9 |  | 1 | 164 |  | 164 |  | 2019-10-22 14:11 | 2020-01-08 | TITANIUM POWER INC | Retrofit | Bakersfield | Bakersfield | 93304 | Host Customer is System Owner | 5 |  | 30004298 | Butler Sun Solutions, Inc. | Titanium Power | Power Pack 2 GT Butler | Indirect Forced Circulation (IF) | 43.72 |  | BT1 | Glycol | Advanced Controller with a Vacation or Holiday Mode | Solar Storage with Tankless Auxiliary Water Heater | 52 | 1 | 1 | 65 | Z13 | [18 empty] | Bakersfield | FALSE | 33.35 |  | 2011-06-01: 2019-10-21; 2011-08-03: 2019-10-22; 2011-09-20: 2020-01-08 | 1733 | 5470 | Up-front Payment
PGE-014479 | Low Income Single Family Residential | Domestic Hot Water | Gas | Pacific Gas and Electric | Incentive:Paid | 5397 | 36.9 |  | 1 | 164 |  | 164 |  | 2019-10-22 14:05 | 2019-11-15 | TITANIUM POWER INC | Retrofit | Bakersfield | Bakersfield | 93304 | Host Customer is System Owner | 5 |  | 30004298 | Butler Sun Solutions, Inc. | Titanium Power | Power Pack 2 GT Butler | Indirect Forced Circulation (IF) | 43.72 |  | BT1 | Glycol | Advanced Controller with a Vacation or Holiday Mode | Solar Storage with Tankless Auxiliary Water Heater | 52 | 1 | 1 | 65 | Z13 | [18 empty] | Bakersfield | FALSE | 33.35 |  | 2011-06-01: 2019-10-21; 2011-08-03: 2019-10-22; 2011-09-20: 2019-11-15 | 1788 | 5470 | Up-front Payment
PGE-014480 | Low Income Single Family Residential | Domestic Hot Water | Gas | Pacific Gas and Electric | Incentive:Paid | 5397 | 36.9 |  | 1 | 164 |  | 164 |  | 2019-10-22 14:03 | 2019-11-15 | TITANIUM POWER INC | Retrofit | Bakersfield | Bakersfield | 93307 | Host Customer is System Owner | 5 |  | 30004298 | Butler Sun Solutions, Inc. | Titanium Power | Power Pack 2 GT Butler | Indirect Forced Circulation (IF) | 43.72 |  | BT1 | Glycol | Advanced Controller with a Vacation or Holiday Mode | Solar Storage with Tankless Auxiliary Water Heater | 52 | 1 | 1 | 65 | Z13 | [18 empty] | Bakersfield | FALSE | 33.23 |  | 2011-06-01: 2019-10-21; 2011-08-03: 2019-10-22; 2011-09-20: 2019-11-15 | 1788 | 5450 | Up-front Payment
PGE-014481 | Single Family Residential - Disadvantaged Community | Domestic Hot Water | Gas | Pacific Gas and Electric | Incentive:Paid | 4366 | 29.85 |  | 1 | 164 |  | 164 |  | 2019-10-22 14:08 | 2019-12-02 | TITANIUM POWER INC | Retrofit | Bakersfield | Bakersfield | 93304 | Host Customer is System Owner | 5 |  | 30004298 | Butler Sun Solutions, Inc. | Titanium Power | Power Pack 2 GT Butler | Indirect Forced Circulation (IF) | 43.72 |  | BT1 | Glycol | Advanced Controller with a Vacation or Holiday Mode | Solar Storage with Tankless Auxiliary Water Heater | 52 | 1 | 1 | 65 | Z13 | [18 empty] | Bakersfield | FALSE | 33.35 |  | 2019-10-21 | 2019-11-15 |  |  | 2019-10-22 | 2019-12-02 | 1774 | 5470 | Up-front Payment
SCG-014484 | Low Income Multifamily Residential | Domestic Hot Water | Gas | Southern California Gas Company | Incentive:Paid | 103493 | 24.89 |  | 1 | 4158 |  | 4158 |  | 2019-11-21 11:18 | 2020-07-28 | ALL VALLEY SOLAR INC | New Construction | Los Angeles | Los Angeles | 90057 | Host Customer is System Owner | [7 empty] | 982.8 | 40.95 |  | Drainback | Drainback (Water) | Solar Storage and Auxiliary Tanks are separate |  | 1 | 1 | 3192 | Z09 | 84 | Units | Apartments/Condos | TRB-40 | 24 | 3 | 1600 | 1 | 260 | 2 | 1000000 | TRUE | 135 | 140 |  | RESOL - DeltaSol BS Plus |  | RESOL - DeltaSol BS Plus | LADBS | FALSE | 33.79 |  | 2019-11-07 |  | 2019-11-21 | 2020-07-28 | 2021-05-12 | 2021-05-13 | 1241 | 140500 | Up-front Payment
PGE-014485 | Low Income Multifamily Residential | Domestic Hot Water | Gas | Pacific Gas and Electric | Incentive:Paid | 114064 | 24.89 |  | 1 | 4629 |  | 4583 |  | 2019-10-29 16:26 | 2019-12-17 | SUN LIGHT & POWER | New Construction | Oakland | Alameda | 94608 | Host Customer is System Owner | [7 empty] | 1285.44 | 40.17 |  | Glycol | Pressure Stagnation Protection (PSP) | Solar Storage and Auxiliary Tanks are separate |  | 0.99 | 1 | 4070 | Z03 | 110 | Units | Apartments/Condos | 2010115A | 32 | 2 | 1950 | 1 | 357 | 3 | 900000 | TRUE | 132 | 120 |  | Heliodyne - Delta-T Pro Ethernet |  | Heliodyne - Delta-T Pro Ethernet | City of Oakland | FALSE | 43.78 |  | 2019-10-22 | 2019-12-03 | 2019-10-29 | 2019-12-17 | 2021-03-29 | 2021-05-27 | 1235 | 202645 | Up-front Payment
PGE-014486 | Low Income Multifamily Residential | Domestic Hot Water | Gas | Pacific Gas and Electric | Incentive:Paid | 145407 | 24.89 |  | 1 | 5901 |  | 5842 |  | 2019-10-29 16:26 | 2020-01-07 | SUN LIGHT & POWER | New Construction | Oakland | Alameda | 94608 | Host Customer is System Owner | [7 empty] | 1928.16 | 40.17 |  | Glycol | Pressure Stagnation Protection (PSP) | Solar and Auxiliary Storage are the same Tank |  | 0.99 | 1 | 3737 | Z03 | 101 | Units | Apartments/Condos | 2010115A | 48 | 2 | 2880 | 1 | 357 | 3 | 900000 | TRUE | 135 | 120 |  | Heliodyne - Delta-T Pro Ethernet |  | Heliodyne - Delta-T Pro Ethernet | City of Oakland | FALSE | 48.97 |  | 2019-10-22 | 2019-12-02 | 2019-10-29 | 2020-01-07 | 2021-03-29 | 2021-04-01 | 1289 | 288951 | Up-front Payment
SDG-014487 | Commercial Pools | Pool Heating | Gas | San Diego Gas and Electric | Incentive:Paid | 27328 | 7 |  | 1 | 3904 |  | 3904 |  | 2019-10-23 15:58 | 2019-10-28 | REVCO SOLAR ENGINEERING INC | Retrofit | Laguna Niguel | Orange | 92677 | Host Customer is System Owner | [7 empty] | 1380 | 39.429 |  | Drainback |  |  |  | 1 | 1 |  | Z06 |  |  |  | 10001954 | 35 | 1 | [5 empty] | FALSE |  |  |  | Blue-White F-2000 - Model: FHXX30K8 |  | Blue-White F-2000 - Model: FHXX30K8 | City of Laguna Niguel | FALSE | 14.59 |  | 2019-10-22 | 2019-10-24 | 2019-10-23 | 2019-10-28 | 2021-09-22 | 2021-09-28 | 1097 | 56962 | Up-front Payment
PGE-014489 | Low Income Single Family Residential | Domestic Hot Water | Gas | Pacific Gas and Electric | Incentive:Paid | 5397 | 36.9 |  | 1 | 164 |  | 164 |  | 2019-10-26 10:24 | 2019-12-06 | TITANIUM POWER INC | Retrofit | Bakersfield | Bakersfield | 93304 | Host Customer is System Owner | 4 |  | 30004298 | Butler Sun Solutions, Inc. | Titanium Power | Power Pack 2 GT Butler | Indirect Forced Circulation (IF) | 43.72 |  | BT1 | Glycol | Advanced Controller with a Vacation or Holiday Mode | Solar Storage with Tankless Auxiliary Water Heater | 52 | 1 | 1 | 55 | Z13 | [18 empty] | Bakersfield | FALSE | 33.35 |  | 2019-10-23 | 2019-12-02 |  |  | 2019-10-26 | 2019-12-06 | 1774 | 5470 | Up-front Payment
PGE-014490 | Low Income Single Family Residential | Domestic Hot Water | Gas | Pacific Gas and Electric | Incentive:Paid | 5397 | 36.9 |  | 1 | 164 |  | 164 |  | 2019-10-26 10:24 | 2020-01-08 | TITANIUM POWER INC | Retrofit | Bakersfield | Bakersfield | 93304 | Host Customer is System Owner | 8 |  | 30004298 | Butler Sun Solutions, Inc. | Titanium Power | Power Pack 2 GT Butler | Indirect Forced Circulation (IF) | 43.72 |  | BT1 | Glycol | Advanced Controller with a Vacation or Holiday Mode | Solar Storage with Tankless Auxiliary Water Heater | 52 | 1 | 1 | 95 | Z13 | [18 empty] | Bakersfield | FALSE | 33.35 |  | 2011-06-01: 2019-10-23; 2011-08-03: 2019-10-26; 2011-09-20: 2020-01-08 | 1733 | 5470 | Up-front Payment
PGE-014491 | Low Income Single Family Residential | Domestic Hot Water | Gas | Pacific Gas and Electric | Incentive:Paid | 5397 | 36.9 |  | 1 | 164 |  | 164 |  | 2019-10-26 10:25 | 2019-12-02 | TITANIUM POWER INC | Retrofit | Bakersfield | Bakersfield | 93307 | Host Customer is System Owner | 5 |  | 30004298 | Butler Sun Solutions, Inc. | Titanium Power | Power Pack 2 GT Butler | Indirect Forced Circulation (IF) | 43.72 |  | BT1 | Glycol | Advanced Controller with a Vacation or Holiday Mode | Solar Storage with Tankless Auxiliary Water Heater | 52 | 1 | 1 | 65 | Z13 | [18 empty] | Bakersfield | FALSE | 33.23 |  | 2011-06-01: 2019-10-23; 2011-08-03: 2019-10-26; 2011-09-20: 2019-12-02 | 1774 | 5450 | Up-front Payment
SCG-014492 | Low Income Multifamily Residential | Domestic Hot Water | Gas | Southern California Gas Company | Reservation:Canceled | 40098 | 24.89 |  | 1 | 1611 |  | 1611 |  | 2019-12-05 09:50 |  | VILLARA CORPORATION | New Construction | Aliso Viejo | Orange | 92656 | Host Customer is System Owner | [7 empty] | 644.16 | 40.26 |  | Glycol | Pressure Stagnation Protection (PSP) | Solar Storage and Auxiliary Tanks are separate |  | 1 | 1 | 2000 | Z06 | 56 | Units | Apartments/Condos | 2010115A | 16 | 8 | 1000 | 1 | 524 | 1 | 700000 | TRUE | 130 | 120 | [5 empty] | FALSE | 55.87 |  | 2011-06-01: 2019-10-24; 2011-06-23: 2019-12-05 | 1787 | 90000 | Up-front Payment
PGE-014493 | Low Income Single Family Residential | Domestic Hot Water | Gas | Pacific Gas and Electric | Incentive:Paid | 4366 | 36.9 |  | 1 | 164 |  | 164 |  | 2019-10-26 10:23 | 2019-12-12 | TITANIUM POWER INC | Retrofit | Bakersfield | Bakersfield | 93306 | Host Customer is System Owner | 4 |  | 30004298 | Butler Sun Solutions, Inc. | Titanium Power | Power Pack 2 GT Butler | Indirect Forced Circulation (IF) | 43.72 |  | BT1 | Glycol | Advanced Controller with a Vacation or Holiday Mode | Solar Storage with Tankless Auxiliary Water Heater | 52 | 1 | 1 | 55 | Z13 | [18 empty] | Bakersfield | FALSE | 33.23 |  | 2019-10-24 | 2019-12-02 |  |  | 2019-10-26 | 2019-12-12 | 1765 | 5450 | Up-front Payment
PGE-014494 | Low Income Single Family Residential | Domestic Hot Water | Gas | Pacific Gas and Electric | Incentive:Paid | 4366 | 36.9 |  | 1 | 164 |  | 164 |  | 2019-10-26 10:21 | 2019-12-05 | TITANIUM POWER INC | Retrofit | Bakersfield | Bakersfield | 93306 | Host Customer is System Owner | 4 |  | 30004298 | Butler Sun Solutions, Inc. | Titanium Power | Power Pack 2 GT Butler | Indirect Forced Circulation (IF) | 43.72 |  | BT1 | Glycol | Advanced Controller with a Vacation or Holiday Mode | Solar Storage with Tankless Auxiliary Water Heater | 52 | 1 | 1 | 55 | Z13 | [18 empty] | Bakersfield | FALSE | 33.23 |  | 2019-10-24 | 2019-12-02 |  |  | 2019-10-26 | 2019-12-05 | 1774 | 5450 | Up-front Payment
PGE-014495 | Low Income Single Family Residential | Domestic Hot Water | Gas | Pacific Gas and Electric | Incentive:Paid | 4366 | 36.9 |  | 1 | 164 |  | 164 |  | 2019-10-28 14:36 | 2019-12-06 | TITANIUM POWER INC | Retrofit | Bakersfield | Bakersfield | 93304 | Host Customer is System Owner | 4 |  | 30004298 | Butler Sun Solutions, Inc. | Titanium Power | Power Pack 2 GT Butler | Indirect Forced Circulation (IF) | 43.72 |  | BT1 | Glycol | Advanced Controller with a Vacation or Holiday Mode | Solar Storage with Tankless Auxiliary Water Heater | 52 | 1 | 1 | 55 | Z13 | [18 empty] | Bakersfield | FALSE | 33.35 |  | 2019-10-24 | 2019-12-02 |  |  | 2019-10-28 | 2019-12-06 | 1774 | 5470 | Up-front Payment
PGE-014496 | Single Family Residential - SJV Pilot | Domestic Hot Water | Gas | Pacific Gas and Electric | Incentive:Paid | 7200 | 29.85 |  | 1 | 143 |  | 136 |  | 2019-10-25 14:46 | 2019-12-05 | DOCTOR PIPER INC | Retrofit | Ceres | Stanislaus | 95307 | Host Customer is System Owner | 3 |  | 30004296 | SunEarth, Inc. | SOLARAY | TE40T-80-2G | Indirect Forced Circulation (IF) | 40.95 |  | TRB-40 | Glycol | Steam Back | Solar Storage and Auxiliary Tanks are separate | 80 | 1 | 0.95 | 45 | Z12 | [18 empty] | County of Stanislaus | FALSE | 50.35 |  | 2019-10-24 | 2019-11-19 | 2019-10-25 | 2019-12-05 |  | 2020-03-11 | 1681 | 7200 | Up-front Payment
PGE-014497 | Single Family Residential | Domestic Hot Water | Gas | Pacific Gas and Electric | Incentive:Paid | 4366 | 29.85 |  | 1 | 164 |  | 164 |  | 2019-10-26 10:36 | 2019-12-12 | TITANIUM POWER INC | Retrofit | Bakersfield | Bakersfield | 93309 | Host Customer is System Owner | 4 |  | 30004298 | Butler Sun Solutions, Inc. | Titanium Power | Power Pack 2 GT Butler | Indirect Forced Circulation (IF) | 43.72 |  | BT1 | Glycol | Advanced Controller with a Vacation or Holiday Mode | Solar Storage with Tankless Auxiliary Water Heater | 52 | 1 | 1 | 55 | Z13 | [18 empty] | Bakersfield | FALSE | 33.35 |  | 2019-10-24 | 2019-12-02 |  |  | 2019-10-26 | 2019-12-12 | 1765 | 5470 | Up-front Payment
PGE-014498 | Single Family Residential - Disadvantaged Community | Domestic Hot Water | Gas | Pacific Gas and Electric | Incentive:Paid | 4366 | 29.85 |  | 1 | 164 |  | 164 |  | 2019-10-26 10:18 | 2019-12-05 | TITANIUM POWER INC | Retrofit | Bakersfield | Bakersfield | 93307 | Host Customer is System Owner | 4 |  | 30004298 | Butler Sun Solutions, Inc. | Titanium Power | Power Pack 2 GT Butler | Indirect Forced Circulation (IF) | 43.72 |  | BT1 | Glycol | Advanced Controller with a Vacation or Holiday Mode | Solar Storage with Tankless Auxiliary Water Heater | 52 | 1 | 1 | 55 | Z13 | [18 empty] | Bakersfield | FALSE | 33.23 |  | 2019-10-24 | 2019-12-02 |  |  | 2019-10-26 | 2019-12-05 | 1774 | 5450 | Up-front Payment
PGE-014499 | Low Income Single Family Residential | Domestic Hot Water | Gas | Pacific Gas and Electric | Incentive:Paid | 4366 | 36.9 |  | 1 | 164 |  | 164 |  | 2019-10-26 10:16 | 2019-12-06 | TITANIUM POWER INC | Retrofit | Bakersfield | Bakersfield | 93306 | Host Customer is System Owner | 6 |  | 30004298 | Butler Sun Solutions, Inc. | Titanium Power | Power Pack 2 GT Butler | Indirect Forced Circulation (IF) | 43.72 |  | BT1 | Glycol | Advanced Controller with a Vacation or Holiday Mode | Solar Storage with Tankless Auxiliary Water Heater | 52 | 1 | 1 | 75 | Z13 | [18 empty] | Bakersfield | FALSE | 33.23 |  | 2019-10-24 | 2019-12-02 |  |  | 2019-10-26 | 2019-12-06 | 1774 | 5450 | Up-front Payment
PGE-014500 | Single Family Residential - Disadvantaged Community | Domestic Hot Water | Gas | Pacific Gas and Electric | Incentive:Paid | 4366 | 29.85 |  | 1 | 164 |  | 164 |  | 2019-10-26 10:14 | 2019-12-02 | TITANIUM POWER INC | Retrofit | Bakersfield | Bakersfield | 93307 | Host Customer is System Owner | 6 |  | 30004298 | Butler Sun Solutions, Inc. | Titanium Power | Power Pack 2 GT Butler | Indirect Forced Circulation (IF) | 43.72 |  | BT1 | Glycol | Advanced Controller with a Vacation or Holiday Mode | Solar Storage with Tankless Auxiliary Water Heater | 52 | 1 | 1 | 75 | Z13 | [18 empty] | Bakersfield | FALSE | 33.35 |  | 2019-10-24 | 2019-11-19 |  |  | 2019-10-26 | 2019-12-02 | 1774 | 5470 | Up-front Payment
PGE-014501 | Low Income Single Family Residential | Domestic Hot Water | Gas | Pacific Gas and Electric | Incentive:Paid | 5397 | 36.9 |  | 1 | 164 |  | 151 |  | 2019-10-26 10:10 | 2020-01-08 | TITANIUM POWER INC | Retrofit | Bakersfield | Bakersfield | 93306 | Host Customer is System Owner | 7 |  | 30004298 | Butler Sun Solutions, Inc. | Titanium Power | Power Pack 2 GT Butler | Indirect Forced Circulation (IF) | 43.72 |  | BT1 | Glycol | Advanced Controller with a Vacation or Holiday Mode | Solar Storage with Tankless Auxiliary Water Heater | 52 | 0.92 | 1 | 85 | Z13 | [18 empty] | Bakersfield | FALSE | 33.23 |  | 2011-06-01: 2019-10-24; 2011-08-03: 2019-10-26; 2011-09-20: 2020-01-08 | 1733 | 5450 | Up-front Payment
PGE-014502 | Low Income Single Family Residential | Domestic Hot Water | Gas | Pacific Gas and Electric | Incentive:Paid | 5397 | 36.9 |  | 1 | 164 |  | 164 |  | 2019-10-26 10:07 | 2019-12-02 | TITANIUM POWER INC | Retrofit | Bakersfield | Bakersfield | 93307 | Host Customer is System Owner | 6 |  | 30004298 | Butler Sun Solutions, Inc. | Titanium Power | Power Pack 2 GT Butler | Indirect Forced Circulation (IF) | 43.72 |  | BT1 | Glycol | Advanced Controller with a Vacation or Holiday Mode | Solar Storage with Tankless Auxiliary Water Heater | 52 | 1 | 1 | 75 | Z13 | [18 empty] | Bakersfield | FALSE | 33.35 |  | 2019-10-24 | 2019-11-19 |  |  | 2019-10-26 | 2019-12-02 | 1774 | 5470 | Up-front Payment
PGE-014503 | Low Income Single Family Residential | Domestic Hot Water | Gas | Pacific Gas and Electric | Incentive:Paid | 5397 | 36.9 |  | 1 | 164 |  | 164 |  | 2019-10-26 10:05 | 2019-11-19 | TITANIUM POWER INC | Retrofit | Bakersfield | Bakersfield | 93304 | Host Customer is System Owner | 6 |  | 30004298 | Butler Sun Solutions, Inc. | Titanium Power | Power Pack 2 GT Butler | Indirect Forced Circulation (IF) | 43.72 |  | BT1 | Glycol | Advanced Controller with a Vacation or Holiday Mode | Solar Storage with Tankless Auxiliary Water Heater | 52 | 1 | 1 | 75 | Z13 | [18 empty] | Bakersfield | FALSE | 33.23 |  | 2011-06-01: 2019-10-24; 2011-08-03: 2019-10-26; 2011-09-20: 2019-11-19 | 1788 | 5450 | Up-front Payment
SCG-014504 | Commercial/Multifamily Residential | Domestic Hot Water | Gas | Southern California Gas Company | Incentive:Paid | 2814 | 17.16 |  | 2 | 164 |  | 164 |  | 2019-12-13 05:25 | 2020-07-20 | PROMISE ENERGY INC | Retrofit | Oxnard | Ventura | 93033 | Host Customer is System Owner |  |  | 30004078 | GREENoneTEC Solarindustrie GmbH | Solpal Plus | Solpal Plus L-G | Direct Integral Collector Storage (DI) | 25.66 |  | Solpal Plus L |  |  | Solar and Auxiliary Storage are the same Tank | 98 | 1 | 1 | 0 | Z06 |  |  | Apartments/Condos |  | 2 |  |  |  | 100 |  | 75100 | TRUE | 120 | 140 |  |  |  |  | Oxnard | FALSE | 59.63 |  | 2019-10-25 |  | 2019-12-13 | 2020-07-20 | 2021-04-11 | 2021-07-02 | 1199 | 9778.73 | Up-front Payment
SDG-014505 | Low Income Multifamily Residential | Domestic Hot Water | Gas | San Diego Gas and Electric | Incentive:Paid | 5959 | 24.89 |  | 1 | 252 |  | 239 |  | 2019-12-13 07:38 | 2020-03-12 | PROMISE ENERGY INC | Retrofit | National City | National City | 91950 | Host Customer is System Owner |  |  | 30004078 | GREENoneTEC Solarindustrie GmbH | Solpal Plus | Solpal Plus L-G | Direct Integral Collector Storage (DI) | 25.66 |  | Solpal Plus L |  |  | Solar and Auxiliary Storage are the same Tank |  | 1 | 0.95 | 0 | Z07 |  |  | Apartments/Condos |  | 3 |  |  |  | 100 |  | 199000 | TRUE | 120 | 140 |  |  |  |  | National City | FALSE | 63.61 |  | 2019-10-25 | 2019-12-23 | 2019-12-13 | 2020-03-12 | 2021-03-11 | 2021-08-13 | 1128 | 16029.21 | Up-front Payment
SCG-014506 | Commercial/Multifamily Residential | Domestic Hot Water | Gas | Southern California Gas Company | Incentive:Paid | 2814 | 17.16 |  | 2 | 164 |  | 164 |  | 2019-12-13 05:27 | 2020-07-20 | PROMISE ENERGY INC | Retrofit | Oxnard | Ventura | 93033 | Host Customer is System Owner |  |  | 30004078 | GREENoneTEC Solarindustrie GmbH | Solpal Plus | Solpal Plus L-G | Direct Integral Collector Storage (DI) | 25.66 |  | Solpal Plus L |  |  | Solar and Auxiliary Storage are the same Tank |  | 1 | 1 | 0 | Z06 |  |  | Apartments/Condos |  | 2 |  |  |  | 100 |  | 85000 | TRUE | 120 | 140 |  |  |  |  | Oxnard | FALSE | 59.63 |  | 2019-10-25 |  | 2019-12-13 | 2020-07-20 | 2021-04-11 | 2021-07-02 | 1199 | 9778.73 | Up-front Payment
SCG-014507 | Commercial/Multifamily Residential | Domestic Hot Water | Gas | Southern California Gas Company | Incentive:Paid | 2814 | 17.16 |  | 2 | 164 |  | 164 |  | 2019-12-13 05:27 | 2020-07-20 | PROMISE ENERGY INC | Retrofit | Oxnard | Ventura | 93033 | Host Customer is System Owner |  |  | 30004078 | GREENoneTEC Solarindustrie GmbH | Solpal Plus | Solpal Plus L-G | Direct Integral Collector Storage (DI) | 25.66 |  | Solpal Plus L |  |  | Solar and Auxiliary Storage are the same Tank | 200 | 1 | 1 | 0 | Z06 |  |  | Apartments/Condos |  | 2 |  |  |  | 200 |  | 275900 | TRUE | 120 | 140 |  |  |  |  | Oxnard | FALSE | 59.63 |  | 2019-10-25 |  | 2019-12-13 | 2020-07-20 | 2021-04-11 | 2021-06-24 | 1216 | 9778.73 | Up-front Payment
SCG-014508 | Commercial/Multifamily Residential | Domestic Hot Water | Gas | Southern California Gas Company | Incentive:Paid | 2814 | 17.16 |  | 2 | 164 |  | 164 |  | 2019-12-13 05:28 | 2020-07-20 | PROMISE ENERGY INC | Retrofit | Oxnard | Ventura | 93033 | Host Customer is System Owner |  |  | 30004078 | GREENoneTEC Solarindustrie GmbH | Solpal Plus | Solpal Plus L-G | Direct Integral Collector Storage (DI) | 25.66 |  | Solpal Plus L |  |  | Solar and Auxiliary Storage are the same Tank | 100 | 1 | 1 | 0 | Z06 |  |  | Apartments/Condos |  | 2 |  |  |  | 100 |  | 199900 | TRUE | 120 | 140 |  |  |  |  | Oxnard | FALSE | 59.63 |  | 2019-10-25 |  | 2019-12-13 | 2020-07-20 | 2021-04-11 | 2021-06-29 | 1208 | 9778.73 | Up-front Payment
SCG-014509 | Commercial/Multifamily Residential | Domestic Hot Water | Gas | Southern California Gas Company | Incentive:Paid | 2814 | 17.16 |  | 2 | 164 |  | 164 |  | 2019-12-13 05:29 | 2020-07-20 | PROMISE ENERGY INC | Retrofit | Oxnard | Ventura | 93033 | Host Customer is System Owner |  |  | 30004078 | GREENoneTEC Solarindustrie GmbH | Solpal Plus | Solpal Plus L-G | Direct Integral Collector Storage (DI) | 25.66 |  | Solpal Plus L |  |  | Solar and Auxiliary Storage are the same Tank | 100 | 1 | 1 | 0 | Z06 |  |  | Apartments/Condos |  | 2 |  |  |  | 100 |  | 77100 | TRUE | 120 | 140 |  |  |  |  | Oxnard | FALSE | 59.63 |  | 2019-10-25 |  | 2019-12-13 | 2020-07-20 | 2021-04-11 | 2021-06-29 | 1208 | 9778.73 | Up-front Payment
SCG-014510 | Commercial/Multifamily Residential | Domestic Hot Water | Gas | Southern California Gas Company | Incentive:Paid | 2814 | 17.16 |  | 2 | 164 |  | 164 |  | 2019-12-13 05:29 | 2020-07-20 | PROMISE ENERGY INC | Retrofit | Oxnard | Ventura | 93033 | Host Customer is System Owner |  |  | 30004078 | GREENoneTEC Solarindustrie GmbH | Solpal Plus | Solpal Plus L-G | Direct Integral Collector Storage (DI) | 25.66 |  | Solpal Plus L |  |  | Solar and Auxiliary Storage are the same Tank | 100 | 1 | 1 | 0 | Z06 |  |  | Apartments/Condos |  | 2 |  |  |  | 100 |  | 199900 | TRUE | 120 | 140 |  |  |  |  | Oxnard | FALSE | 59.63 |  | 2019-10-25 |  | 2019-12-13 | 2020-07-20 | 2021-04-11 | 2021-07-26 | 1185 | 9778.73 | Up-front Payment
SCG-014511 | Commercial/Multifamily Residential | Domestic Hot Water | Gas | Southern California Gas Company | Incentive:Paid | 2814 | 17.16 |  | 2 | 164 |  | 164 |  | 2019-12-13 05:33 | 2020-07-20 | PROMISE ENERGY INC | Retrofit | Oxnard | Ventura | 93033 | Host Customer is System Owner |  |  | 30004078 | GREENoneTEC Solarindustrie GmbH | Solpal Plus | Solpal Plus L-G | Direct Integral Collector Storage (DI) | 25.66 |  | Solpal Plus L |  |  | Solar and Auxiliary Storage are the same Tank | 100 | 1 | 1 | 0 | Z06 |  |  | Apartments/Condos |  | 2 |  |  |  | 100 |  | 85000 | TRUE | 120 | 140 |  |  |  |  | Oxnard | FALSE | 59.63 |  | 2019-10-25 |  | 2019-12-13 | 2020-07-20 | 2021-04-11 | 2021-08-02 | 1177 | 9778.73 | Up-front Payment
SCG-014512 | Commercial/Multifamily Residential | Domestic Hot Water | Gas | Southern California Gas Company | Incentive:Paid | 2814 | 17.16 |  | 2 | 164 |  | 164 |  | 2019-12-13 05:34 | 2020-07-20 | PROMISE ENERGY INC | Retrofit | Oxnard | Ventura | 93033 | Host Customer is System Owner |  |  | 30004078 | GREENoneTEC Solarindustrie GmbH | Solpal Plus | Solpal Plus L-G | Direct Integral Collector Storage (DI) | 25.66 |  | Solpal Plus L |  |  | Solar and Auxiliary Storage are the same Tank | 100 | 1 | 1 | 0 | Z06 |  |  | Apartments/Condos |  | 2 |  |  |  | 100 |  | 76000 | TRUE | 120 | 140 |  |  |  |  | Oxnard | FALSE | 59.63 |  | 2019-10-25 |  | 2019-12-13 | 2020-07-20 | 2021-04-11 | 2021-08-02 | 1177 | 9778.73 | Up-front Payment
SCG-014513 | Commercial/Multifamily Residential | Domestic Hot Water | Gas | Southern California Gas Company | Incentive:Paid | 2392 | 17.16 |  | 2 | 164 |  | 139 |  | 2019-12-13 05:35 | 2020-07-20 | PROMISE ENERGY INC | Retrofit | Oxnard | Ventura | 93033 | Host Customer is System Owner |  |  | 30004078 | GREENoneTEC Solarindustrie GmbH | Solpal Plus | Solpal Plus L-G | Direct Integral Collector Storage (DI) | 25.66 |  | Solpal Plus L |  |  | Solar and Auxiliary Storage are the same Tank | 98 | 1 | 0.85 | 0 | Z06 |  |  | Apartments/Condos |  | 2 |  |  |  | 98 |  | 75100 | TRUE | 120 | 140 |  |  |  |  | Oxnard | FALSE | 59.63 |  | 2019-10-25 |  | 2019-12-13 | 2020-07-20 | 2021-04-11 | 2021-08-02 | 1177 | 9778.73 | Up-front Payment
SCG-014514 | Commercial/Multifamily Residential | Domestic Hot Water | Gas | Southern California Gas Company | Incentive:Paid | 2814 | 17.16 |  | 2 | 164 |  | 164 |  | 2019-12-13 05:36 | 2020-07-20 | PROMISE ENERGY INC | Retrofit | Oxnard | Ventura | 93033 | Host Customer is System Owner |  |  | 30004078 | GREENoneTEC Solarindustrie GmbH | Solpal Plus | Solpal Plus L-G | Direct Integral Collector Storage (DI) | 25.66 |  | Solpal Plus L |  |  | Solar and Auxiliary Storage are the same Tank | 200 | 1 | 1 | 0 | Z06 |  |  | Apartments/Condos |  | 2 |  |  |  | 197 |  | 284000 | TRUE | 120 | 140 |  |  |  |  | Oxnard | FALSE | 59.63 |  | 2019-10-25 |  | 2019-12-13 | 2020-07-20 | 2021-04-11 | 2021-07-01 | 1199 | 9778.73 | Up-front Payment
SCG-014515 | Commercial/Multifamily Residential | Domestic Hot Water | Gas | Southern California Gas Company | Incentive:Paid | 2814 | 17.16 |  | 2 | 164 |  | 164 |  | 2019-12-13 05:36 | 2020-07-20 | PROMISE ENERGY INC | Retrofit | Oxnard | Ventura | 93033 | Host Customer is System Owner |  |  | 30004078 | GREENoneTEC Solarindustrie GmbH | Solpal Plus | Solpal Plus L-G | Direct Integral Collector Storage (DI) | 25.66 |  | Solpal Plus L |  |  | Solar and Auxiliary Storage are the same Tank | 100 | 1 | 1 | 0 | Z06 |  |  | Apartments/Condos |  | 2 |  |  |  | 100 |  | 76000 | TRUE | 120 | 140 |  |  |  |  | Oxnard | FALSE | 59.63 |  | 2019-10-25 |  | 2019-12-13 | 2020-07-20 | 2021-04-11 | 2021-07-01 | 1202 | 9778.73 | Up-front Payment
SCG-014516 | Commercial/Multifamily Residential | Domestic Hot Water | Gas | Southern California Gas Company | Incentive:Paid | 2814 | 17.16 |  | 2 | 164 |  | 164 |  | 2019-12-13 05:38 | 2020-07-20 | PROMISE ENERGY INC | Retrofit | Oxnard | Ventura | 93033 | Host Customer is System Owner |  |  | 30004078 | GREENoneTEC Solarindustrie GmbH | Solpal Plus | Solpal Plus L-G | Direct Integral Collector Storage (DI) | 25.66 |  | Solpal Plus L |  |  | Solar and Auxiliary Storage are the same Tank | 200 | 1 | 1 | 0 | Z06 |  |  | Apartments/Condos |  | 2 |  |  |  | 198 |  | 160100 | TRUE | 120 | 140 |  |  |  |  | Oxnard | FALSE | 59.63 |  | 2019-10-25 |  | 2019-12-13 | 2020-07-20 | 2021-04-11 | 2021-07-01 | 1202 | 9778.73 | Up-front Payment
SCG-014517 | Commercial/Multifamily Residential | Domestic Hot Water | Gas | Southern California Gas Company | Incentive:Paid | 2392 | 17.16 |  | 2 | 164 |  | 139 |  | 2019-12-13 05:43 | 2020-07-20 | PROMISE ENERGY INC | Retrofit | Oxnard | Ventura | 93033 | Host Customer is System Owner |  |  | 30004078 | GREENoneTEC Solarindustrie GmbH | Solpal Plus | Solpal Plus L-G | Direct Integral Collector Storage (DI) | 25.66 |  | Solpal Plus L |  |  | Solar and Auxiliary Storage are the same Tank | 100 | 1 | 0.85 | 0 | Z06 |  |  | Apartments/Condos |  | 2 |  |  |  | 95 |  | 76000 | TRUE | 120 | 140 |  |  |  |  | Oxnard | FALSE | 59.63 |  | 2019-10-25 |  | 2019-12-13 | 2020-07-20 | 2021-04-11 | 2021-07-01 | 1202 | 9778.73 | Up-front Payment
SCG-014518 | Commercial/Multifamily Residential | Domestic Hot Water | Gas | Southern California Gas Company | Incentive:Paid | 240463 | 17.16 |  | 2 | 14013 |  | 14013 |  | 2019-11-08 10:18 | 2020-01-09 | CALIFORNIA SOLAR INTEGRATORS INC | New Construction | Santa Monica | Santa Monica | 90401 | Host Customer is System Owner | [7 empty] | 3840 | 40 |  | Glycol | Steam Back | Solar Storage and Auxiliary Tanks are separate |  | 1 | 1 | 8715 | Z06 | 249 | Units | Apartments/Condos | TRB-40 | 96 | 1 | 6600 | 4 | 1040 | 8 | 4800000 | TRUE | 120 | 140 |  | SunEarth - SETRA503 TTR U + Series 200 |  | SunEarth - SETRA503 TTR U + Series 200 | City of Santa Monica | FALSE | 38.1 |  | 2019-10-25 |  | 2019-11-08 | 2020-01-09 | 2022-04-11 | 2024-05-24 | 26 | 533909 | Up-front Payment
PGE-014519 | Low Income Single Family Residential | Domestic Hot Water | Gas | Pacific Gas and Electric | Incentive:Paid | 5397 | 36.9 |  | 1 | 164 |  | 164 |  | 2019-10-28 14:39 | 2020-01-08 | TITANIUM POWER INC | Retrofit | Bakersfield | Bakersfield | 93307 | Host Customer is System Owner | 6 |  | 30004298 | Butler Sun Solutions, Inc. | Titanium Power | Power Pack 2 GT Butler | Indirect Forced Circulation (IF) | 43.72 |  | BT1 | Glycol | Advanced Controller with a Vacation or Holiday Mode | Solar Storage with Tankless Auxiliary Water Heater | 52 | 1 | 1 | 75 | Z13 | [18 empty] | Bakersfield | FALSE | 33.35 |  | 2011-06-01: 2019-10-26; 2011-08-03: 2019-10-28; 2011-09-20: 2020-01-08 | 1733 | 5470 | Up-front Payment
PGE-014520 | Low Income Single Family Residential | Domestic Hot Water | Gas | Pacific Gas and Electric | Incentive:Paid | 5397 | 36.9 |  | 1 | 164 |  | 164 |  | 2019-10-31 15:27 | 2019-12-03 | TITANIUM POWER INC | Retrofit | Bakersfield | Bakersfield | 93306 | Host Customer is System Owner | 7 |  | 30004298 | Butler Sun Solutions, Inc. | Titanium Power | Power Pack 2 GT Butler | Indirect Forced Circulation (IF) | 43.72 |  | BT1 | Glycol | Advanced Controller with a Vacation or Holiday Mode | Solar Storage with Tankless Auxiliary Water Heater | 52 | 1 | 1 | 85 | Z13 | [18 empty] | Bakersfield | FALSE | 33.23 |  | 2011-06-01: 2019-10-28; 2011-08-03: 2019-10-31; 2011-09-20: 2019-12-03 | 1774 | 5450 | Up-front Payment
PGE-014521 | Low Income Single Family Residential | Domestic Hot Water | Gas | Pacific Gas and Electric | Incentive:Paid | 5397 | 36.9 |  | 1 | 164 |  | 164 |  | 2019-10-31 15:27 | 2019-12-03 | TITANIUM POWER INC | Retrofit | Bakersfield | Bakersfield | 93307 | Host Customer is System Owner | 5 |  | 30004298 | Butler Sun Solutions, Inc. | Titanium Power | Power Pack 2 GT Butler | Indirect Forced Circulation (IF) | 43.72 |  | BT1 | Glycol | Advanced Controller with a Vacation or Holiday Mode | Solar Storage with Tankless Auxiliary Water Heater | 52 | 1 | 1 | 65 | Z13 | [18 empty] | Bakersfield | FALSE | 33.35 |  | 2011-06-01: 2019-10-28; 2011-08-03: 2019-10-31; 2011-09-20: 2019-12-03 | 1774 | 5470 | Up-front Payment
PGE-014522 | Low Income Single Family Residential | Domestic Hot Water | Gas | Pacific Gas and Electric | Incentive:Paid | 5397 | 36.9 |  | 1 | 164 |  | 164 |  | 2019-11-05 14:38 | 2019-12-05 | TITANIUM POWER INC | Retrofit | Bakersfield | Bakersfield | 93306 | Host Customer is System Owner | 5 |  | 30004298 | Butler Sun Solutions, Inc. | Titanium Power | Power Pack 2 GT Butler | Indirect Forced Circulation (IF) | 43.72 |  | BT1 | Glycol | Advanced Controller with a Vacation or Holiday Mode | Solar Storage with Tankless Auxiliary Water Heater | 52 | 1 | 1 | 65 | Z13 | [18 empty] | Bakersfield | FALSE | 33.35 |  | 2011-06-01: 2019-10-28; 2011-08-03: 2019-11-05; 2011-09-20: 2019-12-05 | 1774 | 5470 | Up-front Payment
PGE-014523 | Multifamily Residential - Disadvantaged Community | Domestic Hot Water | Gas | Pacific Gas and Electric | Incentive:Canceled | 13911 | 20.19 |  | 1 | 689 |  | 689 |  | 2019-11-01 09:25 | 2019-12-11 | INTELLIGENT GREEN SOLUTIONS CA | Retrofit | Fowler | Fresno | 93625 | Lease | [7 empty] | 235.92 | 29.49 |  | Glycol | Steam Back | Solar Storage and Auxiliary Tanks are separate |  | 1 | 1 | 480 | Z13 | 200 | Full meals served | Meal Service Restaurant | 10002034 | 8 | 1 | 350 | 1 | 40 | 1 | 30000 | FALSE | 160 | 140 | [5 empty] | FALSE | 51.36 |  | 2019-10-28 | 2019-12-04 | 2019-11-01 | 2019-12-11 |  |  | 1781 | 35386.58 | Up-front Payment
PGE-014524 | Single Family Residential - Disadvantaged Community | Domestic Hot Water | Gas | Pacific Gas and Electric | Incentive:Paid | 4366 | 29.85 |  | 1 | 164 |  | 164 |  | 2019-11-01 14:15 | 2019-12-06 | TITANIUM POWER INC | Retrofit | Bakersfield | Bakersfield | 93307 | Host Customer is System Owner | 6 |  | 30004298 | Butler Sun Solutions, Inc. | Titanium Power | Power Pack 2 GT Butler | Indirect Forced Circulation (IF) | 43.72 |  | BT1 | Glycol | Advanced Controller with a Vacation or Holiday Mode | Solar Storage with Tankless Auxiliary Water Heater | 52 | 1 | 1 | 75 | Z13 | [18 empty] | Bakersfield | FALSE | 33.35 |  | 2019-10-28 | 2019-12-03 |  |  | 2019-11-01 | 2019-12-06 | 1774 | 5470 | Up-front Payment
PGE-014525 | Low Income Single Family Residential | Domestic Hot Water | Gas | Pacific Gas and Electric | Incentive:Paid | 4366 | 36.9 |  | 1 | 164 |  | 164 |  | 2019-10-31 15:26 | 2019-12-06 | TITANIUM POWER INC | Retrofit | Bakersfield | Bakersfield | 93307 | Host Customer is System Owner | 9 |  | 30004298 | Butler Sun Solutions, Inc. | Titanium Power | Power Pack 2 GT Butler | Indirect Forced Circulation (IF) | 43.72 |  | BT1 | Glycol | Advanced Controller with a Vacation or Holiday Mode | Solar Storage with Tankless Auxiliary Water Heater | 52 | 1 | 1 | 105 | Z13 | [18 empty] | Bakersfield | FALSE | 33.23 |  | 2019-10-28 | 2019-12-03 |  |  | 2019-10-31 | 2019-12-06 | 1774 | 5450 | Up-front Payment
PGE-014526 | Single Family Residential - Disadvantaged Community | Domestic Hot Water | Gas | Pacific Gas and Electric | Incentive:Paid | 4366 | 29.85 |  | 1 | 164 |  | 164 |  | 2019-11-01 14:16 | 2019-12-06 | TITANIUM POWER INC | Retrofit | Bakersfield | Bakersfield | 93305 | Host Customer is System Owner | 6 |  | 30004298 | Butler Sun Solutions, Inc. | Titanium Power | Power Pack 2 GT Butler | Indirect Forced Circulation (IF) | 43.72 |  | BT1 | Glycol | Advanced Controller with a Vacation or Holiday Mode | Solar Storage with Tankless Auxiliary Water Heater | 52 | 1 | 1 | 75 | Z13 | [18 empty] | Bakersfield | FALSE | 33.35 |  | 2019-10-28 | 2019-12-03 |  |  | 2019-11-01 | 2019-12-06 | 1774 | 5470 | Up-front Payment
SCG-014527 | Commercial/Multifamily Residential | Domestic Hot Water | Gas | Southern California Gas Company | Incentive:Paid | 49713 | 17.16 |  | 2 | 2897 |  | 2897 |  | 2019-11-13 11:10 | 2020-01-09 | EVOLUTION ENERGY SOLUTIONS L L C | Retrofit | Van nuys | Los Angeles | 91402 | Host Customer is System Owner | [7 empty] | 800.8 | 40.04 |  | Drainback | Drainback (Water) | Solar Storage and Auxiliary Tanks are separate |  | 1 | 1 | 1640 | Z09 | 41 | Units | Apartments/Condos | 10002008 | 20 | 1 | 1500 | 1 | 200 | 2 | 540000 | TRUE | 140 | 140 |  | SunEarth - SETR A503 TTR U + VFS 10-200 |  | Enovative Group, Inc. - AutoHot DS-100AR | Los Angeles | FALSE | 17.16 |  | 2019-11-12 |  | 2019-11-13 | 2020-01-09 | 2020-03-11 | 2020-03-20 | 1676 | 49713 | Up-front Payment
SCG-014528 | Commercial/Multifamily Residential | Domestic Hot Water | Gas | Southern California Gas Company | Incentive:Paid | 48666 | 17.16 |  | 2 | 2836 |  | 2836 |  | 2019-11-13 13:14 | 2020-06-10 | EVOLUTION ENERGY SOLUTIONS L L C | Retrofit | North Hills | Los Angeles | 91343 | Host Customer is System Owner | [7 empty] | 778.05 | 40.95 |  | Drainback | Drainback (Water) | Solar Storage and Auxiliary Tanks are separate |  | 1 | 1 | 1560 | Z09 | 39 | Units | Apartments/Condos | TRB-40 | 19 | 1 | 1500 | 2 | 200 | 2 | 399998 | TRUE | 140 | 140 |  | SunEarth - SETR A503 TTR U + VFS 10-200 |  | SunEarth - SETR A503 TTR U + VFS 10-200 | Los Angeles | FALSE | 17.16 |  | 2019-11-12 |  | 2019-11-13 | 2020-06-10 | 2020-12-21 | 2020-12-22 | 1398 | 48666 | Up-front Payment
SCG-014529 | Commercial/Multifamily Residential | Domestic Hot Water | Gas | Southern California Gas Company | Incentive:Paid | 24470 | 17.16 |  | 2 | 1426 |  | 1426 |  | 2019-10-31 14:10 | 2019-11-19 | ALL VALLEY SOLAR INC | Retrofit | Los Angeles | Los Angeles | 90066 | Host Customer is System Owner | [7 empty] | 393.96 | 32.83 |  | Drainback |  | Solar Storage and Auxiliary Tanks are separate |  | 1 | 1 | 1080 | Z06 | 27 | Units | Apartments/Condos | TRB-32 | 12 | 2 | 562 | 2 | 119 | 1 | 400000 | TRUE | 135 | 140 |  |  |  |  | LADBS | FALSE | 40.44 |  | 2019-10-30 |  | 2019-10-31 | 2019-11-19 | 2020-03-18 | 2020-03-20 | 1668 | 57667 | Up-front Payment
SCG-014530 | Commercial/Multifamily Residential | Domestic Hot Water | Gas | Southern California Gas Company | Incentive:Paid | 57143 | 17.16 |  | 2 | 3330 |  | 3330 |  | 2019-10-31 08:29 | 2019-11-19 | EVOLUTION ENERGY SOLUTIONS L L C | Retrofit | Sherman Oaks | Los Angeles | 91423 | Host Customer is System Owner | [7 empty] | 982.8 | 40.95 |  | Drainback | Drainback (Water) | Solar Storage and Auxiliary Tanks are separate |  | 1 | 1 | 1560 | Z09 | 39 | Units | Apartments/Condos | TRB-40 | 24 | 1 | 2500 | 1 | 100 | 1 | 199999 | TRUE | 140 | 140 |  | SunEarth - SETR A503 TTR U + VFS 10-200 |  | Enovative Group, Inc. - AutoHot DS-100AR | Los Angeles | FALSE | 17.16 |  | 2019-10-30 |  | 2019-10-31 | 2019-11-19 | 2020-02-12 | 2020-02-20 | 1709 | 57143 | Up-front Payment
PGE-014531 | Low Income Single Family Residential | Domestic Hot Water | Gas | Pacific Gas and Electric | Incentive:Paid | 5397 | 36.9 |  | 1 | 164 |  | 164 |  | 2019-11-05 14:37 | 2019-12-05 | TITANIUM POWER INC | Retrofit | Bakersfield | Bakersfield | 93307 | Host Customer is System Owner | 4 |  | 30004298 | Butler Sun Solutions, Inc. | Titanium Power | Power Pack 2 GT Butler | Indirect Forced Circulation (IF) | 43.72 |  | BT1 | Glycol | Advanced Controller with a Vacation or Holiday Mode | Solar Storage with Tankless Auxiliary Water Heater | 52 | 1 | 1 | 55 | Z13 | [18 empty] | Bakersfield | FALSE | 33.23 |  | 2011-06-01: 2019-10-31; 2011-08-03: 2019-11-05; 2011-09-20: 2019-12-05 | 1774 | 5450 | Up-front Payment
PGE-014532 | Low Income Single Family Residential | Domestic Hot Water | Gas | Pacific Gas and Electric | Incentive:Paid | 5397 | 36.9 |  | 1 | 164 |  | 164 |  | 2019-11-01 15:18 | 2019-12-03 | TITANIUM POWER INC | Retrofit | Bakersfield | Bakersfield | 93313 | Host Customer is System Owner | 5 |  | 30004298 | Butler Sun Solutions, Inc. | Titanium Power | Power Pack 2 GT Butler | Indirect Forced Circulation (IF) | 43.72 |  | BT1 | Glycol | Advanced Controller with a Vacation or Holiday Mode | Solar Storage with Tankless Auxiliary Water Heater | 52 | 1 | 1 | 65 | Z13 | [18 empty] | Bakersfield | FALSE | 33.35 |  | 2011-06-01: 2019-10-31; 2011-08-03: 2019-11-01; 2011-09-20: 2019-12-03 | 1774 | 5470 | Up-front Payment
PGE-014533 | Low Income Single Family Residential | Domestic Hot Water | Gas | Pacific Gas and Electric | Incentive:Paid | 4366 | 36.9 |  | 1 | 164 |  | 164 |  | 2019-11-01 15:18 | 2019-12-06 | TITANIUM POWER INC | Retrofit | Bakersfield | Bakersfield | 93304 | Host Customer is System Owner | 4 |  | 30004298 | Butler Sun Solutions, Inc. | Titanium Power | Power Pack 2 GT Butler | Indirect Forced Circulation (IF) | 43.72 |  | BT1 | Glycol | Advanced Controller with a Vacation or Holiday Mode | Solar Storage with Tankless Auxiliary Water Heater | 52 | 1 | 1 | 55 | Z13 | [18 empty] | Bakersfield | FALSE | 33.35 |  | 2019-10-31 | 2019-12-03 |  |  | 2019-11-01 | 2019-12-06 | 1774 | 5470 | Up-front Payment
PGE-014534 | Single Family Residential - Disadvantaged Community | Domestic Hot Water | Gas | Pacific Gas and Electric | Incentive:Paid | 4366 | 29.85 |  | 1 | 164 |  | 164 |  | 2019-11-01 15:19 | 2019-12-06 | TITANIUM POWER INC | Retrofit | Bakersfield | Bakersfield | 93304 | Host Customer is System Owner | 4 |  | 30004298 | Butler Sun Solutions, Inc. | Titanium Power | Power Pack 2 GT Butler | Indirect Forced Circulation (IF) | 43.72 |  | BT1 | Glycol | Advanced Controller with a Vacation or Holiday Mode | Solar Storage with Tankless Auxiliary Water Heater | 52 | 1 | 1 | 55 | Z13 | [18 empty] | Bakersfield | FALSE | 33.35 |  | 2019-10-31 | 2019-12-03 |  |  | 2019-11-01 | 2019-12-06 | 1774 | 5470 | Up-front Payment
PGE-014535 | Low Income Single Family Residential | Domestic Hot Water | Gas | Pacific Gas and Electric | Incentive:Paid | 4366 | 36.9 |  | 1 | 164 |  | 164 |  | 2019-11-01 15:20 | 2019-12-06 | TITANIUM POWER INC | Retrofit | Bakersfield | Bakersfield | 93307 | Host Customer is System Owner | 4 |  | 30004298 | Butler Sun Solutions, Inc. | Titanium Power | Power Pack 2 GT Butler | Indirect Forced Circulation (IF) | 43.72 |  | BT1 | Glycol | Advanced Controller with a Vacation or Holiday Mode | Solar Storage with Tankless Auxiliary Water Heater | 52 | 1 | 1 | 55 | Z13 | [18 empty] | Bakersfield | FALSE | 33.35 |  | 2019-10-31 | 2019-12-03 |  |  | 2019-11-01 | 2019-12-06 | 1774 | 5470 | Up-front Payment
PGE-014536 | Low Income Single Family Residential | Domestic Hot Water | Gas | Pacific Gas and Electric | Incentive:Paid | 5397 | 36.9 |  | 1 | 164 |  | 164 |  | 2019-11-01 15:19 | 2020-01-07 | TITANIUM POWER INC | Retrofit | Bakersfield | Bakersfield | 93307 | Host Customer is System Owner | 7 |  | 30004298 | Butler Sun Solutions, Inc. | Titanium Power | Power Pack 2 GT Butler | Indirect Forced Circulation (IF) | 43.72 |  | BT1 | Glycol | Advanced Controller with a Vacation or Holiday Mode | Solar Storage with Tankless Auxiliary Water Heater | 52 | 1 | 1 | 85 | Z13 | [18 empty] | Bakersfield | FALSE | 33.35 |  | 2019-10-31 | 2019-12-05 |  |  | 2019-11-01 | 2020-01-07 | 1746 | 5470 | Up-front Payment
PGE-014537 | Low Income Single Family Residential | Domestic Hot Water | Gas | Pacific Gas and Electric | Incentive:Paid | 4366 | 36.9 |  | 1 | 164 |  | 164 |  | 2019-11-01 15:21 | 2019-12-18 | TITANIUM POWER INC | Retrofit | Bakersfield | Bakersfield | 93307 | Host Customer is System Owner | 6 |  | 30004298 | Butler Sun Solutions, Inc. | Titanium Power | Power Pack 2 GT Butler | Indirect Forced Circulation (IF) | 43.72 |  | BT1 | Glycol | Advanced Controller with a Vacation or Holiday Mode | Solar Storage with Tankless Auxiliary Water Heater | 52 | 1 | 1 | 75 | Z13 | [18 empty] | Bakersfield | FALSE | 33.35 |  | 2019-10-31 | 2019-12-03 |  |  | 2019-11-01 | 2019-12-18 | 1765 | 5470 | Up-front Payment
PGE-014538 | Single Family Residential - Disadvantaged Community | Domestic Hot Water | Gas | Pacific Gas and Electric | Incentive:Paid | 4366 | 29.85 |  | 1 | 164 |  | 164 |  | 2019-11-01 15:21 | 2019-12-17 | TITANIUM POWER INC | Retrofit | Bakersfield | Bakersfield | 93307 | Host Customer is System Owner | 7 |  | 30004298 | Butler Sun Solutions, Inc. | Titanium Power | Power Pack 2 GT Butler | Indirect Forced Circulation (IF) | 43.72 |  | BT1 | Glycol | Advanced Controller with a Vacation or Holiday Mode | Solar Storage with Tankless Auxiliary Water Heater | 52 | 1 | 1 | 85 | Z13 | [18 empty] | Bakersfield | FALSE | 33.35 |  | 2019-10-31 | 2019-12-05 |  |  | 2019-11-01 | 2019-12-17 | 1765 | 5470 | Up-front Payment
PGE-014539 | Low Income Single Family Residential | Domestic Hot Water | Gas | Pacific Gas and Electric | Incentive:Paid | 4366 | 36.9 |  | 1 | 164 |  | 164 |  | 2019-11-01 15:22 | 2019-12-18 | TITANIUM POWER INC | Retrofit | Bakersfield | Bakersfield | 93307 | Host Customer is System Owner | 8 |  | 30004298 | Butler Sun Solutions, Inc. | Titanium Power | Power Pack 2 GT Butler | Indirect Forced Circulation (IF) | 43.72 |  | BT1 | Glycol | Advanced Controller with a Vacation or Holiday Mode | Solar Storage with Tankless Auxiliary Water Heater | 52 | 1 | 1 | 95 | Z13 | [18 empty] | Bakersfield | FALSE | 33.35 |  | 2019-10-31 | 2019-12-03 |  |  | 2019-11-01 | 2019-12-18 | 1765 | 5470 | Up-front Payment
PGE-014540 | Low Income Single Family Residential | Domestic Hot Water | Gas | Pacific Gas and Electric | Incentive:Paid | 5397 | 36.9 |  | 1 | 164 |  | 164 |  | 2019-11-05 14:35 | 2019-12-11 | TITANIUM POWER INC | Retrofit | Bakersfield | Bakersfield | 93307 | Host Customer is System Owner | 5 |  | 30004298 | Butler Sun Solutions, Inc. | Titanium Power | Power Pack 2 GT Butler | Indirect Forced Circulation (IF) | 43.72 |  | BT1 | Glycol | Advanced Controller with a Vacation or Holiday Mode | Solar Storage with Tankless Auxiliary Water Heater | 52 | 1 | 1 | 65 | Z13 | [18 empty] | Bakersfield | FALSE | 33.35 |  | 2019-11-01 | 2019-12-05 |  |  | 2019-11-05 | 2019-12-11 | 1765 | 5470 | Up-front Payment
SCG-014541 | Single Family Residential | Domestic Hot Water | Gas | Southern California Gas Company | Incentive:Paid | 3117 | 25.37 |  | 2 | 146 |  | 123 |  | 2019-11-03 20:58 | 2020-09-01 | SOL RELIABLE INC | Retrofit | La Crescenta | Los Angeles | 91214 | Host Customer is System Owner | 4 |  | 2011141B | Heliodyne, Inc. | HELIOPAK | HPAK 016 1 410 G 80 ACD Z | Indirect Forced Circulation (IF) | 40.26 |  | 410 001 | Forced Circulation |  | Solar and Auxiliary Storage are the same Tank | 80 | 0.99 | 0.85 | 55 | Z09 | [18 empty] | city of Glendale | FALSE | 102.74 |  | 2011-06-01: 2019-11-02; 2011-08-03: 2019-11-03; 2011-09-20: 2020-09-01 | 1509 | 15000 | Up-front Payment
SCG-014542 | Commercial/Multifamily Residential | Domestic Hot Water | Gas | Southern California Gas Company | Incentive:Paid | 61038 | 17.16 |  | 2 | 3557 |  | 3557 |  | 2019-11-15 10:53 | 2020-06-10 | EVOLUTION ENERGY SOLUTIONS L L C | Retrofit | Canoga Park | Los Angeles | 91303 | Host Customer is System Owner | [7 empty] | 982.8 | 40.95 |  | Drainback |  | Solar Storage and Auxiliary Tanks are separate |  | 1 | 1 | 1920 | Z09 | 48 | Units | Apartments/Condos | TRB-40 | 24 | 1 | 2000 | 2 | 119 | 1 | 399000 | TRUE | 140 | 140 |  | SunEarth - SETR A503 TTR U + VFS 10-200 |  | SunEarth - SETR A503 TTR U + VFS 10-200 | Los Angeles | FALSE | 17.16 |  | 2019-11-12 |  | 2019-11-15 | 2020-06-10 | 2020-12-21 | 2020-12-22 | 1398 | 61038 | Up-front Payment
SCG-014543 | Commercial/Multifamily Residential | Domestic Hot Water | Gas | Southern California Gas Company | Incentive:Paid | 66649 | 17.16 |  | 2 | 3884 |  | 3884 |  | 2019-11-05 13:19 | 2019-11-19 | EVOLUTION ENERGY SOLUTIONS L L C | Retrofit | Wilmington | Los Angeles | 90744 | Host Customer is System Owner | [7 empty] | 1146.6 | 40.95 |  | Drainback | Drainback (Water) | Solar Storage and Auxiliary Tanks are separate |  | 1 | 1 | 1800 | Z06 | 45 | Units | Apartments/Condos | TRB-40 | 28 | 1 | 2500 | 1 | 199 | 2 | 398000 | TRUE | 140 | 140 |  | SunEarth - SETR A503 TTR U + VFS 10-200 |  | Enovative Group, Inc. - AutoHot DS-100AR | Los Angeles | FALSE | 17.16 |  | 2019-11-05 |  | 2019-11-05 | 2019-11-19 | 2020-02-12 | 2020-02-20 | 1709 | 66649 | Up-front Payment
PGE-014544 | Single Family Residential | Domestic Hot Water | Gas | Pacific Gas and Electric | Incentive:Paid | 3091 | 29.85 |  | 1 | 109 |  | 104 |  | 2019-11-06 10:17 | 2020-01-07 | Self Installer | New Construction | Santa Cruz | Santa Cruz | 95060 | Host Customer is System Owner | 2 |  | 30004239 | Jiangsu Sunrain Solar Energy Co. Ltd. | Sunrain | TZ58/1800-15C-TG | Indirect Thermosyphon (IT) | 24.46 |  | TZ58/1800-15C | Glycol | Heat Dump Radiator | Solar Storage with Tankless Auxiliary Water Heater | 40 | 1 | 0.95 | 35 | Z03 | [18 empty] | City of Santa Cruz | FALSE | 54.65 |  | 2019-11-05 | 2019-12-05 |  |  | 2019-11-06 | 2020-01-07 | 1746 | 5957.11 | Up-front Payment
PGE-014545 | Low Income Single Family Residential | Domestic Hot Water | Gas | Pacific Gas and Electric | Incentive:Canceled | 5397 | 36.9 |  | 1 | 164 |  | 164 |  | 2019-11-07 13:47 |  | TITANIUM POWER INC | Retrofit | Bakersfield | Bakersfield | 93307 | Owner/Tenant | 5 |  | 30004298 | Butler Sun Solutions, Inc. | Titanium Power | Power Pack 2 GT Butler | Indirect Forced Circulation (IF) | 43.72 |  | BT1 | Glycol | Advanced Controller with a Vacation or Holiday Mode | Solar Storage with Tankless Auxiliary Water Heater | 52 | 1 | 1 | 65 | Z13 | [18 empty] | Bakersfield | FALSE | 33.23 |  | 2011-06-01: 2019-11-05; 2011-06-21: 2019-12-09; 2011-08-03: 2019-11-07 | 1737 | 5450 | Up-front Payment
SCG-014547 | Commercial/Multifamily Residential | Domestic Hot Water | Gas | Southern California Gas Company | Incentive:Canceled | 147902 | 17.16 |  | 2 | 8619 |  | 8619 |  | 2019-11-07 16:41 | 2019-11-22 | CALIFORNIA SOLAR INTEGRATORS INC | New Construction | Los Angeles | Los Angeles | 90027 | Host Customer is System Owner | [7 empty] | 2293.2 | 40.95 |  | Glycol | Steam Back | Solar Storage with Tankless Auxiliary Water Heater |  | 1 | 1 | 5550 | Z09 | 150 | Units | Apartments/Condos | TRB-40 | 56 | 1 | 3200 | 8 | 0 | 0 | 3582000 | TRUE | 120 | 140 | [5 empty] | FALSE | 39.43 |  | 2011-06-01: 2019-11-06; 2011-06-23: 2019-11-07; 2011-07-01: 2019-11-22 | 1800 | 339851 | Up-front Payment
PGE-014548 | Commercial/Multifamily Residential | Domestic Hot Water | Gas | Pacific Gas and Electric | Incentive:Paid | 12630 | 17.16 |  | 2 | 736 |  | 736 |  | 2019-12-03 16:43 | 2020-05-07 | PROMISE ENERGY INC | New Construction | Vacaville CA | Solano | 95687 | Host Customer is System Owner | [7 empty] | 236.65 | 47.33 |  | Glycol | Steam Back | Solar Storage and Auxiliary Tanks are separate |  | 1 | 1 | 1400 | Z12 | 35 | Units | Apartments/Condos | 10001909 | 5 | 1 | 335 | 1 | 200 | 2 | 250000 | TRUE | 140 | 120 |  |  |  |  | Vacaville | FALSE | 60.11 |  | 2019-11-06 | 2019-12-26 | 2019-12-03 | 2020-05-07 | 2021-08-10 | 2021-08-12 | 1164 | 44242.87 | Up-front Payment
PGE-014549 | Commercial/Multifamily Residential | Domestic Hot Water | Gas | Pacific Gas and Electric | Incentive:Paid | 12046 | 17.16 |  | 2 | 702 |  | 702 |  | 2019-12-03 16:43 | 2020-05-07 | PROMISE ENERGY INC | New Construction | Vacaville | Solano | 95687 | Host Customer is System Owner | [7 empty] | 236.65 | 47.33 |  | Glycol | Steam Back | Solar Storage and Auxiliary Tanks are separate |  | 1 | 1 | 1400 | Z12 | 35 | Units | Apartments/Condos | 10001909 | 5 | 1 | 335 | 1 | 200 | 2 | 250000 | TRUE | 140 | 120 |  |  |  |  | Vacaville | FALSE | 63.02 |  | 2019-11-06 | 2019-12-26 | 2019-12-03 | 2020-05-07 | 2021-08-10 | 2021-08-12 | 1164 | 44242.87 | Up-front Payment
PGE-014550 | Commercial/Multifamily Residential | Domestic Hot Water | Gas | Pacific Gas and Electric | Incentive:Paid | 12046 | 17.16 |  | 2 | 702 |  | 702 |  | 2019-12-03 16:44 | 2020-05-07 | PROMISE ENERGY INC | New Construction | Vacaville | Solano | 95687 | Host Customer is System Owner | [7 empty] | 236.65 | 47.33 |  | Glycol | Steam Back | Solar Storage and Auxiliary Tanks are separate |  | 1 | 1 | 1400 | Z12 | 35 | Units | Apartments/Condos | 10001909 | 5 | 1 | 335 | 1 | 200 | 2 | 250000 | TRUE | 140 | 120 |  |  |  |  | Vacaville | FALSE | 63.02 |  | 2019-11-06 | 2019-12-26 | 2019-12-03 | 2020-05-07 | 2021-08-10 | 2021-08-12 | 1164 | 44242.87 | Up-front Payment
PGE-014551 | Commercial/Multifamily Residential | Domestic Hot Water | Gas | Pacific Gas and Electric | Incentive:Paid | 11978 | 17.16 |  | 2 | 698 |  | 698 |  | 2019-12-03 16:44 | 2020-05-07 | PROMISE ENERGY INC | New Construction | Vacaville | Solano | 95687 | Host Customer is System Owner | [7 empty] | 236.65 | 47.33 |  | Glycol | Steam Back | Solar Storage and Auxiliary Tanks are separate |  | 1 | 1 | 1400 | Z12 | 35 | Units | Apartments/Condos | 10001909 | 5 | 1 | 335 | 1 | 200 | 2 | 250000 | TRUE | 140 | 120 |  |  |  |  | Vacaville | FALSE | 63.39 |  | 2019-11-06 | 2019-12-26 | 2019-12-03 | 2020-05-07 | 2021-08-10 | 2021-08-12 | 1164 | 44242.87 | Up-front Payment
PGE-014552 | Commercial/Multifamily Residential | Domestic Hot Water | Gas | Pacific Gas and Electric | Incentive:Paid | 12716 | 17.16 |  | 2 | 741 |  | 741 |  | 2019-12-03 16:44 | 2020-05-07 | PROMISE ENERGY INC | New Construction | Vacaville | Solano | 95687 | Host Customer is System Owner | [7 empty] | 236.65 | 47.33 |  | Glycol | Steam Back | Solar Storage and Auxiliary Tanks are separate |  | 1 | 1 | 1400 | Z12 | 35 | Units | Apartments/Condos | 10001909 | 5 | 1 | 335 | 1 | 200 | 2 | 500000 | TRUE | 140 | 120 |  |  |  |  | Vacaville | FALSE | 59.71 |  | 2019-11-06 | 2019-12-26 | 2019-12-03 | 2020-05-07 | 2021-08-10 | 2021-12-14 | 1041 | 44242.87 | Up-front Payment
PGE-014553 | Commercial/Multifamily Residential | Domestic Hot Water | Gas | Pacific Gas and Electric | Incentive:Paid | 12698 | 17.16 |  | 2 | 740 |  | 740 |  | 2019-12-03 16:44 | 2020-05-07 | PROMISE ENERGY INC | New Construction | Vacaville | Solano | 95687 | Host Customer is System Owner | [7 empty] | 236.65 | 47.33 |  | Glycol | Steam Back | Solar Storage and Auxiliary Tanks are separate |  | 1 | 1 | 1400 | Z12 | 35 | Units | Apartments/Condos | 10001909 | 5 | 1 | 335 | 1 | 200 | 2 | 250000 | TRUE | 140 | 120 |  |  |  |  | Vacaville | FALSE | 59.79 |  | 2019-11-06 | 2019-12-26 | 2019-12-03 | 2020-05-07 | 2021-08-10 | 2021-08-12 | 1164 | 44242.87 | Up-front Payment
PGE-014554 | Commercial/Multifamily Residential | Domestic Hot Water | Gas | Pacific Gas and Electric | Incentive:Paid | 12630 | 17.16 |  | 2 | 736 |  | 736 |  | 2019-12-03 16:45 | 2020-05-07 | PROMISE ENERGY INC | New Construction | Vacaville | Solano | 95687 | Host Customer is System Owner | [7 empty] | 236.65 | 47.33 |  | Glycol | Steam Back | Solar Storage and Auxiliary Tanks are separate |  | 1 | 1 | 1400 | Z12 | 35 | Units | Apartments/Condos | 10001909 | 5 | 1 | 335 | 1 | 200 | 2 | 250000 | TRUE | 140 | 120 |  |  |  |  | Vacaville | FALSE | 60.11 |  | 2019-11-06 | 2019-12-26 | 2019-12-03 | 2020-05-07 | 2021-08-10 | 2021-08-12 | 1164 | 44242.87 | Up-front Payment
SCG-014555 | Commercial/Multifamily Residential | Domestic Hot Water | Gas | Southern California Gas Company | Incentive:Paid | 61930 | 17.16 |  | 2 | 3609 |  | 3609 |  | 2019-11-15 10:54 | 2020-06-10 | EVOLUTION ENERGY SOLUTIONS L L C | Retrofit | Van Nuys | Los Angeles | 91405 | Host Customer is System Owner | [7 empty] | 982.8 | 40.95 |  | Drainback | Drainback (Water) | Solar Storage and Auxiliary Tanks are separate |  | 1 | 1 | 2000 | Z09 | 50 | Units | Apartments/Condos | TRB-40 | 24 | 1 | 2000 | 2 | 115 | 1 | 750000 | TRUE | 140 | 140 |  | SunEarth - SETR A503 TTR U + VFS 10-200 |  | SunEarth - SETR A503 TTR U + VFS 10-200 | Los Angeles | FALSE | 17.16 |  | 2019-11-12 |  | 2019-11-15 | 2020-06-10 | 2021-02-23 | 2021-02-26 | 1332 | 61930 | Up-front Payment
PGE-014556 | Commercial/Multifamily Residential | Domestic Hot Water | Gas | Pacific Gas and Electric | Incentive:Paid | 12452 | 17.16 |  | 2 | 733 |  | 726 |  | 2019-12-03 13:40 | 2019-12-26 | OXYPOWER INC | Retrofit | Berkeley | Alameda | 94704 | Host Customer is System Owner | [7 empty] | 241.02 | 40.17 |  | Glycol | Pressure Stagnation Protection (PSP) | Solar Storage and Auxiliary Tanks are separate |  | 0.99 | 1 | 494 | Z03 | 38 | Persons | Men's Dormitories | 2010115A | 6 | 1 | 360 | 3 | 100 | 1 | 200000 | TRUE | 130 | 130 |  |  |  |  | City of Berkeley | FALSE | 47.3 |  | 2019-11-25 |  | 2019-12-03 | 2019-12-26 | 2020-12-21 | 2020-12-23 | 1397 | 34671 | Up-front Payment
PGE-014557 | Commercial/Multifamily Residential | Domestic Hot Water | Gas | Pacific Gas and Electric | Incentive:Paid | 32074 | 17.16 |  | 2 | 1888 |  | 1869 |  | 2019-12-05 15:32 | 2019-12-27 | OXYPOWER INC | Retrofit | San Francisco | San Francisco | 94109 | Host Customer is System Owner | [7 empty] | 515.52 | 32.22 |  | Glycol | Pressure Stagnation Protection (PSP) | Solar Storage and Auxiliary Tanks are separate |  | 0.99 | 1 | 1440 | Z03 | 36 | Units | Apartments/Condos | 2010115D | 16 | 1 | 800 | 1 | 240 | 2 | 399000 | TRUE | 130 | 130 |  | Heliodyne - Delta-T Pro Ethernet |  | Heliodyne - Delta-T Pro Ethernet | San Francisco City and County | FALSE | 43.84 |  | 2019-11-19 |  | 2019-12-05 | 2019-12-27 | 2020-12-30 | 2021-01-04 | 1381 | 82767 | Up-front Payment
PGE-014558 | Commercial/Multifamily Residential | Domestic Hot Water | Gas | Pacific Gas and Electric | Incentive:Paid | 7808 | 17.16 |  | 2 | 455 |  | 455 |  | 2019-12-03 13:37 | 2020-01-06 | OXYPOWER INC | Retrofit | Berkeley | Alameda | 94704 | Host Customer is System Owner | [7 empty] | 160.68 | 40.17 |  | Glycol | Pressure Stagnation Protection (PSP) | Solar Storage and Auxiliary Tanks are separate |  | 1 | 1 | 273 | Z03 | 21 | Persons | Men's Dormitories | 2010115A | 4 | 1 | 240 | 2 | 50 | 1 | 100000 | TRUE | 130 | 130 |  |  |  |  | City of Berkeley | FALSE | 52.72 |  | 2019-11-25 | 2019-12-27 | 2019-12-03 | 2020-01-06 | 2021-04-26 | 2021-04-27 | 1270 | 23988 | Up-front Payment
PGE-014559 | Low Income Single Family Residential | Domestic Hot Water | Gas | Pacific Gas and Electric | Incentive:Paid | 4366 | 36.9 |  | 1 | 164 |  | 164 |  | 2019-11-08 15:50 | 2019-12-11 | TITANIUM POWER INC | Retrofit | Bakersfield | Bakersfield | 93307 | Host Customer is System Owner | 6 |  | 30004298 | Butler Sun Solutions, Inc. | Titanium Power | Power Pack 2 GT Butler | Indirect Forced Circulation (IF) | 43.72 |  | BT1 | Glycol | Advanced Controller with a Vacation or Holiday Mode | Solar Storage with Tankless Auxiliary Water Heater | 52 | 1 | 1 | 75 | Z13 | [18 empty] | Bakersfield | FALSE | 33.35 |  | 2019-11-07 | 2019-12-06 |  |  | 2019-11-08 | 2019-12-11 | 1765 | 5470 | Up-front Payment
PGE-014560 | Low Income Single Family Residential | Domestic Hot Water | Gas | Pacific Gas and Electric | Incentive:Paid | 5397 | 36.9 |  | 1 | 164 |  | 164 |  | 2019-11-08 15:50 | 2019-12-06 | TITANIUM POWER INC | Retrofit | Bakersfield | Bakersfield | 93304 | Host Customer is System Owner | 4 |  | 30004298 | Butler Sun Solutions, Inc. | Titanium Power | Power Pack 2 GT Butler | Indirect Forced Circulation (IF) | 43.72 |  | BT1 | Glycol | Advanced Controller with a Vacation or Holiday Mode | Solar Storage with Tankless Auxiliary Water Heater | 52 | 1 | 1 | 55 | Z13 | [18 empty] | Bakersfield | FALSE | 33.23 |  | 2011-06-01: 2019-11-07; 2011-08-03: 2019-11-08; 2011-09-20: 2019-12-06 | 1774 | 5450 | Up-front Payment
PGE-014561 | Low Income Single Family Residential | Domestic Hot Water | Gas | Pacific Gas and Electric | Incentive:Paid | 4366 | 36.9 |  | 1 | 164 |  | 148 |  | 2019-11-08 15:49 | 2019-12-11 | TITANIUM POWER INC | Retrofit | Bakersfield | Bakersfield | 93307 | Host Customer is System Owner | 4 |  | 30004298 | Butler Sun Solutions, Inc. | Titanium Power | Power Pack 2 GT Butler | Indirect Forced Circulation (IF) | 43.72 |  | BT1 | Glycol | Advanced Controller with a Vacation or Holiday Mode | Solar Storage with Tankless Auxiliary Water Heater | 52 | 1 | 0.9 | 55 | Z13 | [18 empty] | Bakersfield | FALSE | 33.23 |  | 2019-11-07 | 2019-12-06 |  |  | 2019-11-08 | 2019-12-11 | 1765 | 5450 | Up-front Payment
SCG-014563 | Commercial/Multifamily Residential | Domestic Hot Water | Gas | Southern California Gas Company | Incentive:Paid | 63458 | 17.16 |  | 2 | 3698 |  | 3698 |  | 2019-11-08 10:07 | 2019-11-22 | ALL VALLEY SOLAR INC | Retrofit | Torrance | Torrance | 90503 | Host Customer is System Owner | [7 empty] | 982.8 | 40.95 |  | Drainback | Drainback (Water) | Solar Storage and Auxiliary Tanks are separate |  | 1 | 1 | 1862 | Z06 | 50 | Units | Apartments/Condos | TRB-40 | 24 | 2 | 1938 | 1 | 115 | 1 | 750000 | TRUE | 135 | 140 |  | SunEarth - SETR A503 TTR U + VFS 20-400 |  | SunEarth - SETR A503 TTR U + VFS 20-400 | City of Torrance | FALSE | 22.86 |  | 2019-11-07 |  | 2019-11-08 | 2019-11-22 | 2021-02-24 | 2021-03-04 | 1325 | 84543.68 | Up-front Payment
SCG-014565 | Commercial/Multifamily Residential | Domestic Hot Water | Gas | Southern California Gas Company | Incentive:Paid | 20678 | 17.16 |  | 2 | 1205 |  | 1205 |  | 2019-11-08 10:50 | 2020-01-09 | ALL VALLEY SOLAR INC | Retrofit | Whittier | Whittier | 90602 | Host Customer is System Owner | [7 empty] | 327.6 | 40.95 |  | Drainback | Steam Back | Solar Storage and Auxiliary Tanks are separate |  | 1 | 1 | 714 | Z09 | 17 | Units | Apartments/Condos | TRB-40 | 8 | 1 | 500 | 1 | 100 | 1 | 199000 | TRUE | 135 | 140 |  |  |  |  | City of Whitter | FALSE | 38.53 |  | 2019-11-08 |  | 2019-11-08 | 2020-01-09 | 2020-07-27 | 2020-07-28 | 1545 | 46432.53 | Up-front Payment
SCG-014566 | Commercial/Multifamily Residential | Domestic Hot Water | Gas | Southern California Gas Company | Incentive:Canceled | 13625 | 17.16 |  | 2 | 794 |  | 794 |  | 2019-11-28 02:37 | 2020-06-10 | INTELLIGENT GREEN SOLUTIONS CA | Retrofit | Armona | Kings | 93202 | Lease | [7 empty] | 235.92 | 29.49 |  | Glycol | Steam Back | Solar Storage and Auxiliary Tanks are separate |  | 1 | 1 | 480 | Z13 | 200 | Full meals served | Meal Service Restaurant | 10002034 | 8 | 1 | 360 | 1 | 40 | 1 | 19900 | FALSE | 140 | 160 | [5 empty] | FALSE | 28.97 |  | 2011-06-01: 2019-11-08; 2011-06-23: 2019-11-28; 2011-07-01: 2020-06-10 | 1599 | 23002 | Up-front Payment
PGE-014567 | Commercial/Multifamily Residential | Domestic Hot Water | Gas | Pacific Gas and Electric | Incentive:Paid | 29670 | 17.16 |  | 2 | 1820 |  | 1729 |  | 2019-11-19 14:41 | 2019-12-16 | OXYPOWER INC | Retrofit | San Francisco | San Francisco | 94109 | Host Customer is System Owner | [7 empty] | 483.12 | 40.26 |  | Glycol | Pressure Stagnation Protection (PSP) | Solar Storage and Auxiliary Tanks are separate |  | 0.95 | 1 | 1440 | Z03 | 36 | Units | Apartments/Condos | 2010115A | 12 | 1 | 800 | 1 | 714 | 6 | 300000 | TRUE | 130 | 130 |  | Heliodyne - Delta-T Pro Ethernet |  | Heliodyne - Delta-T Pro Ethernet | City and County of San Francisco | FALSE | 46.11 |  | 2019-11-15 | 2021-01-26 | 2019-11-19 | 2019-12-16 | 2020-12-03 | 2021-01-28 | 1355 | 83912 | Up-front Payment
PGE-014568 | Single Family Residential - Disadvantaged Community | Domestic Hot Water | Gas | Pacific Gas and Electric | Incentive:Paid | 4366 | 29.85 |  | 1 | 164 |  | 164 |  | 2019-11-15 14:39 | 2019-12-12 | TITANIUM POWER INC | Retrofit | Bakersfield | Bakersfield | 93309 | Host Customer is System Owner | 9 |  | 30004298 | Butler Sun Solutions, Inc. | Titanium Power | Power Pack 2 GT Butler | Indirect Forced Circulation (IF) | 43.72 |  | BT1 | Glycol | Advanced Controller with a Vacation or Holiday Mode | Solar Storage with Tankless Auxiliary Water Heater | 52 | 1 | 1 | 105 | Z13 | [18 empty] | Bakersfield | FALSE | 33.35 |  | 2019-11-08 | 2019-12-10 |  |  | 2019-11-15 | 2019-12-12 | 1765 | 5470 | Up-front Payment
PGE-014569 | Single Family Residential - Disadvantaged Community | Domestic Hot Water | Gas | Pacific Gas and Electric | Incentive:Paid | 4366 | 29.85 |  | 1 | 164 |  | 164 |  | 2019-11-12 16:57 | 2019-12-12 | TITANIUM POWER INC | Retrofit | Bakersfield | Bakersfield | 93307 | Host Customer is System Owner | 8 |  | 30004298 | Butler Sun Solutions, Inc. | Titanium Power | Power Pack 2 GT Butler | Indirect Forced Circulation (IF) | 43.72 |  | BT1 | Glycol | Advanced Controller with a Vacation or Holiday Mode | Solar Storage with Tankless Auxiliary Water Heater | 52 | 1 | 1 | 95 | Z13 | [18 empty] | Bakersfield | FALSE | 33.35 |  | 2019-11-08 | 2019-12-09 |  |  | 2019-11-12 | 2019-12-12 | 1765 | 5470 | Up-front Payment
PGE-014570 | Single Family Residential | Domestic Hot Water | Gas | Pacific Gas and Electric | Incentive:Paid | 4366 | 29.85 |  | 1 | 164 |  | 164 |  | 2019-11-12 16:57 | 2019-12-12 | TITANIUM POWER INC | Retrofit | Bakersfield | Bakersfield | 93307 | Host Customer is System Owner | 4 |  | 30004298 | Butler Sun Solutions, Inc. | Titanium Power | Power Pack 2 GT Butler | Indirect Forced Circulation (IF) | 43.72 |  | BT1 | Glycol | Advanced Controller with a Vacation or Holiday Mode | Solar Storage with Tankless Auxiliary Water Heater | 52 | 1 | 1 | 55 | Z13 | [18 empty] | Bakersfield | FALSE | 33.35 |  | 2019-11-08 | 2019-12-09 |  |  | 2019-11-12 | 2019-12-12 | 1765 | 5470 | Up-front Payment
PGE-014571 | Low Income Single Family Residential | Domestic Hot Water | Gas | Pacific Gas and Electric | Incentive:Paid | 5397 | 36.9 |  | 1 | 164 |  | 164 |  | 2019-11-12 16:59 | 2019-12-17 | TITANIUM POWER INC | Retrofit | Bakersfield | Bakersfield | 93307 | Host Customer is System Owner | 4 |  | 30004298 | Butler Sun Solutions, Inc. | Titanium Power | Power Pack 2 GT Butler | Indirect Forced Circulation (IF) | 43.72 |  | BT1 | Glycol | Advanced Controller with a Vacation or Holiday Mode | Solar Storage with Tankless Auxiliary Water Heater | 52 | 1 | 1 | 55 | Z13 | [18 empty] | Bakersfield | FALSE | 33.35 |  | 2019-11-08 | 2019-12-11 |  |  | 2019-11-12 | 2019-12-17 | 1765 | 5470 | Up-front Payment
PGE-014572 | Single Family Residential - Disadvantaged Community | Domestic Hot Water | Gas | Pacific Gas and Electric | Incentive:Paid | 4366 | 29.85 |  | 1 | 164 |  | 164 |  | 2019-11-12 16:59 | 2019-12-17 | TITANIUM POWER INC | Retrofit | Bakersfield | Bakersfield | 93307 | Host Customer is System Owner | 6 |  | 30004298 | Butler Sun Solutions, Inc. | Titanium Power | Power Pack 2 GT Butler | Indirect Forced Circulation (IF) | 43.72 |  | BT1 | Glycol | Advanced Controller with a Vacation or Holiday Mode | Solar Storage with Tankless Auxiliary Water Heater | 52 | 1 | 1 | 75 | Z13 | [18 empty] | Bakersfield | FALSE | 33.35 |  | 2019-11-08 | 2019-12-09 |  |  | 2019-11-12 | 2019-12-17 | 1765 | 5470 | Up-front Payment
SCG-014573 | Low Income Single Family Residential | Domestic Hot Water | Gas | Southern California Gas Company | Incentive:Paid | 3701 | 36.9 |  | 1 | 118 |  | 100 |  | 2020-07-17 10:47 | 2020-08-26 | EVOLUTION ENERGY SOLUTIONS L L C | Retrofit | Los Angeles | Los Angeles | 90044 | Host Customer is System Owner | 4 |  | 2001028C | SunEarth, Inc. | CASCADE | EPRD-42-80-2G | Indirect Forced Circulation (IF) | 42.22 |  | EP-21 | Automatic Drainback |  | Solar Storage and Auxiliary Tanks are separate | 80 | 1 | 0.85 | 55 | Z08 | [18 empty] | Los Angeles | FALSE | 59.29 |  | 2011-06-01: 2019-11-11; 2011-08-03: 2020-07-17; 2011-09-20: 2020-08-26 | 1517 | 6995.87 | Up-front Payment
PGE-014574 | Industrial | Process Heating | Gas | Pacific Gas and Electric | Incentive:In Payment | 2580863 | 10.1 |  | 1 | 127766 |  | 127766 |  | 2019-11-12 10:03 | 2020-02-25 | ENERGY RESOURCES CORPORATION | Retrofit | Madera | Madera | 93637 | Host Customer is System Owner | [7 empty] | 40316.8 | 1259.9 |  | Glycol | Advanced Controller with a Thermal Cycling Function | Solar Storage and Auxiliary Tanks are separate |  | 1 | 1 | 420 | Z12 | 10 | Units | Apartments/Condos | 10002149 | 32 | 4 | 600 | 1 | 500 | 1 | 200000 | FALSE | 130 | 120 |  | SBCP-1 | Sunvapor, Inc | SBCP-1 | Madera, CA | FALSE | 50.77 |  | 2019-11-11 | 2019-12-11 | 2019-11-12 | 2020-02-25 |  | 2022-05-20 | 836 | 6486156.82 | Performance-Based Incentive
SCG-014575 | Low Income Single Family Residential | Domestic Hot Water | Gas | Southern California Gas Company | Incentive:Paid | 3701 | 36.9 |  | 1 | 118 |  | 100 |  | 2020-07-17 10:58 | 2020-08-26 | EVOLUTION ENERGY SOLUTIONS L L C | Retrofit | Los Angeles | Los Angeles | 90044 | Host Customer is System Owner | 5 |  | 2001028C | SunEarth, Inc. | CASCADE | EPRD-42-80-2G | Indirect Forced Circulation (IF) | 42.22 |  | EP-21 | Automatic Drainback |  | Solar Storage and Auxiliary Tanks are separate | 80 | 1 | 0.85 | 65 | Z08 | [18 empty] | Los Angeles | FALSE | 69.53 |  | 2011-06-01: 2019-11-12; 2011-08-03: 2020-07-17; 2011-09-20: 2020-08-26 | 1517 | 8204.87 | Up-front Payment
SCG-014576 | Commercial/Multifamily Residential | Domestic Hot Water | Gas | Southern California Gas Company | Incentive:Paid | 44050 | 17.16 |  | 2 | 2567 |  | 2567 |  | 2019-11-13 11:44 | 2020-06-10 | ALL VALLEY SOLAR INC | New Construction | Santa Monica | Santa Monica | 90404 | Host Customer is System Owner | [7 empty] | 614.25 | 40.95 |  | Drainback | Steam Back | Solar Storage with Tankless Auxiliary Water Heater |  | 1 | 1 | 3841 | Z06 | 1924 | Pounds of Laundry | Coin-op Laundries | TRB-40 | 15 | 2 | 842 | 1 | 0 | 0 | 720000 | TRUE | 135 | 140 |  | RESOL - DeltaSol BX |  | RESOL - DeltaSol BX | City of Santa Monica | FALSE | 34.36 |  | 2019-11-13 |  | 2019-11-13 | 2020-06-10 | 2021-08-19 | 2021-09-08 | 1136 | 88200 | Up-front Payment
PGE-014577 | Low Income Single Family Residential | Domestic Hot Water | Gas | Pacific Gas and Electric | Incentive:Paid | 5397 | 36.9 |  | 1 | 148 |  | 148 |  | 2019-11-25 12:09 | 2019-12-17 | DOCTOR PIPER INC | Retrofit | Bakersfield | Kern | 93304 | Host Customer is System Owner | 5 |  | 30004247 | Heliodyne, Inc. | HELIOPAS | HPAS 1 410 G 80 AC D Z | Indirect Forced Circulation (IF) | 40.26 |  | 410 001 | Glycol | Steam Back | Solar Storage and Auxiliary Tanks are separate | 80 | 1 | 1 | 65 | Z13 | [18 empty] | County of Bakersfield | FALSE | 36.47 |  | 2011-06-01: 2019-11-13; 2011-08-03: 2019-11-25; 2011-09-20: 2019-12-17 | 1765 | 5397 | Up-front Payment
PGE-014578 | Low Income Single Family Residential | Domestic Hot Water | Gas | Pacific Gas and Electric | Incentive:Paid | 5397 | 36.9 |  | 1 | 148 |  | 148 |  | 2019-11-25 12:26 | 2020-03-10 | DOCTOR PIPER INC | Retrofit | Bakersfield | Kern | 93309 | Host Customer is System Owner | 4 |  | 30004247 | Heliodyne, Inc. | HELIOPAS | HPAS 1 410 G 80 AC D Z | Indirect Forced Circulation (IF) | 40.26 |  | 410 001 | Glycol | Steam Back | Solar Storage and Auxiliary Tanks are separate | 80 | 1 | 1 | 55 | Z13 | [18 empty] | City of Bakersfield | FALSE | 36.47 |  | 2019-11-13 | 2019-12-17 |  |  | 2019-11-25 | 2020-03-10 | 1668 | 5397 | Up-front Payment
PGE-014579 | Low Income Single Family Residential | Domestic Hot Water | Gas | Pacific Gas and Electric | Incentive:Paid | 5397 | 36.9 |  | 1 | 148 |  | 148 |  | 2019-12-06 16:33 | 2019-12-30 | DOCTOR PIPER INC | Retrofit | Bakersfield | Kern | 93304 | Host Customer is System Owner | 4 |  | 30004247 | Heliodyne, Inc. | HELIOPAS | HPAS 1 410 G 80 AC D Z | Indirect Forced Circulation (IF) | 40.26 |  | 410 001 | Glycol | Steam Back | Solar Storage and Auxiliary Tanks are separate | 80 | 1 | 1 | 55 | Z13 | [18 empty] | City of Bakersfield | FALSE | 36.47 |  | 2019-11-13 | 2019-12-27 |  |  | 2019-12-06 | 2019-12-30 | 1746 | 5397 | Up-front Payment
SCG-014580 | Commercial Pools | Pool Heating | Gas | Southern California Gas Company | Incentive:Paid | 19620 | 7 |  | 1 | 5683 |  | 5683 |  | 2019-12-09 14:15 | 2019-12-11 | ENERGX CONTROLS INC | Retrofit | Lake Forest | Orange | 92630 | Host Customer is System Owner | [7 empty] | 2068 | 47 |  | Drainback |  |  |  | 1 | 1 |  | Z08 |  |  |  | 10001888 | 44 | 2 | [5 empty] | FALSE |  |  |  | Flow meter, Blue White F2000, Model: ASD |  | Flow meter, Blue White F2000, Model: ASD | Laker Forest, Orange County, CA | FALSE | 6.9 |  | 2019-11-13 |  | 2019-12-09 | 2019-12-11 | 2020-03-02 | 2020-03-18 | 1679 | 39240 | Up-front Payment
PGE-014581 | Low Income Single Family Residential | Domestic Hot Water | Gas | Pacific Gas and Electric | Incentive:Paid | 5397 | 36.9 |  | 1 | 148 |  | 148 |  | 2019-11-25 13:54 | 2020-02-19 | DOCTOR PIPER INC | Retrofit | Bakersfield | Kern | 93307 | Host Customer is System Owner | 4 |  | 30004247 | Heliodyne, Inc. | HELIOPAS | HPAS 1 410 G 80 AC D Z | Indirect Forced Circulation (IF) | 40.26 |  | 410 001 | Glycol | Steam Back | Solar Storage and Auxiliary Tanks are separate | 80 | 1 | 1 | 55 | Z13 | [18 empty] | City of Bakersfield | FALSE | 36.47 |  | 2019-11-13 | 2019-12-17 |  |  | 2019-11-25 | 2020-02-19 | 1692 | 5397 | Up-front Payment
PGE-014583 | Single Family Residential - Disadvantaged Community | Domestic Hot Water | Gas | Pacific Gas and Electric | Incentive:Paid | 4366 | 29.85 |  | 1 | 148 |  | 148 |  | 2019-11-25 13:00 | 2020-04-29 | DOCTOR PIPER INC | Retrofit | Bakersfield | Kern | 93304 | Host Customer is System Owner | 3 |  | 30004247 | Heliodyne, Inc. | HELIOPAS | HPAS 1 410 G 80 AC D Z | Indirect Forced Circulation (IF) | 40.26 |  | 410 001 | Glycol | Steam Back | Solar Storage and Auxiliary Tanks are separate | 80 | 1 | 1 | 45 | Z13 | [18 empty] | City of Bakersfield | FALSE | 36.47 |  | 2019-11-14 | 2019-12-17 |  |  | 2019-11-25 | 2020-04-29 | 1625 | 5397 | Up-front Payment
PGE-014584 | Low Income Single Family Residential | Domestic Hot Water | Gas | Pacific Gas and Electric | Incentive:Paid | 5397 | 36.9 |  | 1 | 148 |  | 148 |  | 2019-11-25 13:17 | 2019-12-17 | DOCTOR PIPER INC | Retrofit | Bakersfield | Kern | 93304 | Host Customer is System Owner | 4 |  | 30004247 | Heliodyne, Inc. | HELIOPAS | HPAS 1 410 G 80 AC D Z | Indirect Forced Circulation (IF) | 40.26 |  | 410 001 | Glycol | Steam Back | Solar Storage and Auxiliary Tanks are separate | 80 | 1 | 1 | 55 | Z13 | [18 empty] | City of Bakersfield | FALSE | 36.47 |  | 2011-06-01: 2019-11-14; 2011-08-03: 2019-11-25; 2011-09-20: 2019-12-17 | 1765 | 5397 | Up-front Payment
PGE-014585 | Low Income Single Family Residential | Domestic Hot Water | Gas | Pacific Gas and Electric | Incentive:Paid | 5397 | 36.9 |  | 1 | 160 |  | 160 |  | 2019-11-15 14:48 | 2019-12-12 | TITANIUM POWER INC | Retrofit | Bakersfield | Bakersfield | 93307 | Host Customer is System Owner | 7 |  | 30004297 | Butler Sun Solutions, Inc. | Titanium Power | Power Pack 2 GT | Indirect Forced Circulation (IF) | 45.42 |  | ARIS2004 | Glycol | Advanced Controller with a Vacation or Holiday Mode | Solar Storage with Tankless Auxiliary Water Heater | 52 | 1 | 1 | 85 | Z13 | [18 empty] | Bakersfield | FALSE | 34.06 |  | 2019-11-14 | 2019-12-10 |  |  | 2019-11-15 | 2019-12-12 | 1765 | 5450 | Up-front Payment
PGE-014586 | Low Income Single Family Residential | Domestic Hot Water | Gas | Pacific Gas and Electric | Incentive:Paid | 5397 | 36.9 |  | 1 | 160 |  | 160 |  | 2019-11-15 14:41 | 2019-12-10 | TITANIUM POWER INC | Retrofit | Bakersfield | Bakersfield | 93306 | Host Customer is System Owner | 6 |  | 30004297 | Butler Sun Solutions, Inc. | Titanium Power | Power Pack 2 GT | Indirect Forced Circulation (IF) | 45.42 |  | ARIS2004 | Glycol | Advanced Controller with a Vacation or Holiday Mode | Solar Storage with Tankless Auxiliary Water Heater | 52 | 1 | 1 | 75 | Z13 | [18 empty] | Bakersfield | FALSE | 34.06 |  | 2011-06-01: 2019-11-14; 2011-08-03: 2019-11-15; 2011-09-20: 2019-12-10 | 1774 | 5450 | Up-front Payment
PGE-014587 | Single Family Residential - Disadvantaged Community | Domestic Hot Water | Gas | Pacific Gas and Electric | Incentive:Paid | 4366 | 29.85 |  | 1 | 160 |  | 160 |  | 2019-11-15 14:52 | 2019-12-17 | TITANIUM POWER INC | Retrofit | Bakersfield | Bakersfield | 93307 | Host Customer is System Owner | 4 |  | 30004297 | Butler Sun Solutions, Inc. | Titanium Power | Power Pack 2 GT | Indirect Forced Circulation (IF) | 45.42 |  | ARIS2004 | Glycol | Advanced Controller with a Vacation or Holiday Mode | Solar Storage with Tankless Auxiliary Water Heater | 52 | 1 | 1 | 55 | Z13 | [18 empty] | Bakersfield | FALSE | 34.06 |  | 2019-11-14 | 2019-12-11 |  |  | 2019-11-15 | 2019-12-17 | 1765 | 5450 | Up-front Payment
PGE-014588 | Low Income Single Family Residential | Domestic Hot Water | Gas | Pacific Gas and Electric | Incentive:Paid | 4366 | 36.9 |  | 1 | 160 |  | 160 |  | 2019-11-15 14:52 | 2019-12-17 | TITANIUM POWER INC | Retrofit | Bakersfield | Bakersfield | 93304 | Host Customer is System Owner | 4 |  | 30004297 | Butler Sun Solutions, Inc. | Titanium Power | Power Pack 2 GT | Indirect Forced Circulation (IF) | 45.42 |  | ARIS2004 | Glycol | Advanced Controller with a Vacation or Holiday Mode | Solar Storage with Tankless Auxiliary Water Heater | 52 | 1 | 1 | 55 | Z13 | [18 empty] | Bakersfield | FALSE | 34.06 |  | 2019-11-14 | 2019-12-11 |  |  | 2019-11-15 | 2019-12-17 | 1765 | 5450 | Up-front Payment
PGE-014589 | Low Income Single Family Residential | Domestic Hot Water | Gas | Pacific Gas and Electric | Incentive:Paid | 5397 | 36.9 |  | 1 | 160 |  | 160 |  | 2019-11-15 14:48 | 2019-12-12 | TITANIUM POWER INC | Retrofit | Bakersfield | Bakersfield | 93309 | Host Customer is System Owner | 6 |  | 30004297 | Butler Sun Solutions, Inc. | Titanium Power | Power Pack 2 GT | Indirect Forced Circulation (IF) | 45.42 |  | ARIS2004 | Glycol | Advanced Controller with a Vacation or Holiday Mode | Solar Storage with Tankless Auxiliary Water Heater | 52 | 1 | 1 | 75 | Z13 | [18 empty] | Bakersfield | FALSE | 34.06 |  | 2019-11-14 | 2019-12-11 |  |  | 2019-11-15 | 2019-12-12 | 1765 | 5450 | Up-front Payment
PGE-014590 | Low Income Single Family Residential | Domestic Hot Water | Gas | Pacific Gas and Electric | Incentive:Paid | 5397 | 36.9 |  | 1 | 160 |  | 160 |  | 2019-11-15 14:49 | 2019-12-11 | TITANIUM POWER INC | Retrofit | Bakersfield | Bakersfield | 93306 | Host Customer is System Owner | 6 |  | 30004297 | Butler Sun Solutions, Inc. | Titanium Power | Power Pack 2 GT | Indirect Forced Circulation (IF) | 45.42 |  | ARIS2004 | Glycol | Advanced Controller with a Vacation or Holiday Mode | Solar Storage with Tankless Auxiliary Water Heater | 52 | 1 | 1 | 75 | Z13 | [18 empty] | Bakersfield | FALSE | 34.06 |  | 2011-06-01: 2019-11-14; 2011-08-03: 2019-11-15; 2011-09-20: 2019-12-11 | 1765 | 5450 | Up-front Payment
PGE-014591 | Low Income Single Family Residential | Domestic Hot Water | Gas | Pacific Gas and Electric | Incentive:Paid | 5397 | 36.9 |  | 1 | 160 |  | 160 |  | 2019-11-15 14:50 | 2019-12-11 | TITANIUM POWER INC | Retrofit | Bakersfield | Bakersfield | 93307 | Host Customer is System Owner | 6 |  | 30004297 | Butler Sun Solutions, Inc. | Titanium Power | Power Pack 2 GT | Indirect Forced Circulation (IF) | 45.42 |  | ARIS2004 | Glycol | Advanced Controller with a Vacation or Holiday Mode | Solar Storage with Tankless Auxiliary Water Heater | 52 | 1 | 1 | 75 | Z13 | [18 empty] | Bakersfield | FALSE | 34.06 |  | 2011-06-01: 2019-11-14; 2011-08-03: 2019-11-15; 2011-09-20: 2019-12-11 | 1765 | 5450 | Up-front Payment
PGE-014592 | Single Family Residential - Disadvantaged Community | Domestic Hot Water | Gas | Pacific Gas and Electric | Incentive:Paid | 4366 | 29.85 |  | 1 | 160 |  | 160 |  | 2019-11-15 14:51 | 2019-12-17 | TITANIUM POWER INC | Retrofit | Bakersfield | Bakersfield | 93307 | Host Customer is System Owner | 8 |  | 30004297 | Butler Sun Solutions, Inc. | Titanium Power | Power Pack 2 GT | Indirect Forced Circulation (IF) | 45.42 |  | ARIS2004 | Glycol | Advanced Controller with a Vacation or Holiday Mode | Solar Storage with Tankless Auxiliary Water Heater | 52 | 1 | 1 | 95 | Z13 | [18 empty] | Bakersfield | FALSE | 34.06 |  | 2019-11-14 | 2019-12-11 |  |  | 2019-11-15 | 2019-12-17 | 1765 | 5450 | Up-front Payment
PGE-014593 | Low Income Single Family Residential | Domestic Hot Water | Gas | Pacific Gas and Electric | Incentive:Paid | 5397 | 36.9 |  | 1 | 164 |  | 164 |  | 2019-11-15 14:54 | 2019-12-11 | TITANIUM POWER INC | Retrofit | Bakersfield | Bakersfield | 93305 | Host Customer is System Owner | 4 |  | 30004298 | Butler Sun Solutions, Inc. | Titanium Power | Power Pack 2 GT Butler | Indirect Forced Circulation (IF) | 43.72 |  | BT1 | Glycol | Advanced Controller with a Vacation or Holiday Mode | Solar Storage with Tankless Auxiliary Water Heater | 52 | 1 | 1 | 55 | Z13 | [18 empty] | Bakersfield | FALSE | 33.23 |  | 2011-06-01: 2019-11-14; 2011-08-03: 2019-11-15; 2011-09-20: 2019-12-11 | 1754 | 5450 | Up-front Payment
PGE-014594 | Low Income Single Family Residential | Domestic Hot Water | Gas | Pacific Gas and Electric | Incentive:Paid | 4366 | 36.9 |  | 1 | 164 |  | 164 |  | 2019-11-15 14:53 | 2019-12-17 | TITANIUM POWER INC | Retrofit | Bakersfield | Bakersfield | 93304 | Host Customer is System Owner | 4 |  | 30004298 | Butler Sun Solutions, Inc. | Titanium Power | Power Pack 2 GT Butler | Indirect Forced Circulation (IF) | 43.72 |  | BT1 | Glycol | Advanced Controller with a Vacation or Holiday Mode | Solar Storage with Tankless Auxiliary Water Heater | 52 | 1 | 1 | 55 | Z13 | [18 empty] | Bakersfield | FALSE | 33.35 |  | 2019-11-14 | 2019-12-11 |  |  | 2019-11-15 | 2019-12-17 | 1765 | 5470 | Up-front Payment
PGE-014595 | Low Income Single Family Residential | Domestic Hot Water | Gas | Pacific Gas and Electric | Incentive:Paid | 5397 | 36.9 |  | 1 | 164 |  | 164 |  | 2019-11-16 08:21 | 2019-12-11 | TITANIUM POWER INC | Retrofit | Bakersfield | Bakersfield | 93304 | Host Customer is System Owner | 4 |  | 30004298 | Butler Sun Solutions, Inc. | Titanium Power | Power Pack 2 GT Butler | Indirect Forced Circulation (IF) | 43.72 |  | BT1 | Glycol | Advanced Controller with a Vacation or Holiday Mode | Solar Storage with Tankless Auxiliary Water Heater | 52 | 1 | 1 | 55 | Z13 | [18 empty] | Bakersfield | FALSE | 33.23 |  | 2011-06-01: 2019-11-14; 2011-08-03: 2019-11-16; 2011-09-20: 2019-12-11 | 1765 | 5450 | Up-front Payment
PGE-014596 | Low Income Single Family Residential | Domestic Hot Water | Gas | Pacific Gas and Electric | Incentive:Paid | 5397 | 36.9 |  | 1 | 164 |  | 164 |  | 2019-11-15 15:04 | 2020-01-07 | TITANIUM POWER INC | Retrofit | Bakersfield | Bakersfield | 93307 | Host Customer is System Owner | 4 |  | 30004298 | Butler Sun Solutions, Inc. | Titanium Power | Power Pack 2 GT Butler | Indirect Forced Circulation (IF) | 43.72 |  | BT1 | Glycol | Advanced Controller with a Vacation or Holiday Mode | Solar Storage with Tankless Auxiliary Water Heater | 52 | 1 | 1 | 55 | Z13 | [18 empty] | Bakersfield | FALSE | 33.35 |  | 2011-06-01: 2019-11-14; 2011-08-03: 2019-11-15; 2011-09-20: 2020-01-07 | 1746 | 5470 | Up-front Payment
PGE-014597 | Low Income Single Family Residential | Domestic Hot Water | Gas | Pacific Gas and Electric | Incentive:Paid | 5397 | 36.9 |  | 1 | 160 |  | 152 |  | 2019-11-15 14:57 | 2019-12-11 | TITANIUM POWER INC | Retrofit | Bakersfield | Bakersfield | 93306 | Host Customer is System Owner | 5 |  | 30004297 | Butler Sun Solutions, Inc. | Titanium Power | Power Pack 2 GT | Indirect Forced Circulation (IF) | 45.42 |  | ARIS2004 | Glycol | Advanced Controller with a Vacation or Holiday Mode | Solar Storage with Tankless Auxiliary Water Heater | 52 | 1 | 0.95 | 65 | Z13 | [18 empty] | Bakersfield | FALSE | 34.06 |  | 2011-06-01: 2019-11-14; 2011-08-03: 2019-11-15; 2011-09-20: 2019-12-11 | 1765 | 5450 | Up-front Payment
PGE-014598 | Low Income Single Family Residential | Domestic Hot Water | Gas | Pacific Gas and Electric | Incentive:Paid | 5397 | 36.9 |  | 1 | 148 |  | 148 |  | 2019-11-25 13:30 | 2020-01-06 | DOCTOR PIPER INC | Retrofit | Bakersfield | Kern | 93307 | Host Customer is System Owner | 4 |  | 30004247 | Heliodyne, Inc. | HELIOPAS | HPAS 1 410 G 80 AC D Z | Indirect Forced Circulation (IF) | 40.26 |  | 410 001 | Glycol | Steam Back | Solar Storage and Auxiliary Tanks are separate | 80 | 1 | 1 | 55 | Z13 | [18 empty] | City of Bakersfield | FALSE | 36.47 |  | 2019-11-15 | 2019-12-18 |  |  | 2019-11-25 | 2020-01-06 | 1733 | 5397 | Up-front Payment
PGE-014601 | Low Income Single Family Residential | Domestic Hot Water | Gas | Pacific Gas and Electric | Incentive:Paid | 5397 | 36.9 |  | 1 | 164 |  | 164 |  | 2019-11-20 14:36 | 2019-12-11 | TITANIUM POWER INC | Retrofit | Bakersfield | Bakersfield | 93306 | Host Customer is System Owner | 5 |  | 30004298 | Butler Sun Solutions, Inc. | Titanium Power | Power Pack 2 GT Butler | Indirect Forced Circulation (IF) | 43.72 |  | BT1 | Glycol | Advanced Controller with a Vacation or Holiday Mode | Solar Storage with Tankless Auxiliary Water Heater | 52 | 1 | 1 | 65 | Z13 | [18 empty] | Bakersfield | FALSE | 33.23 |  | 2011-06-01: 2019-11-16; 2011-08-03: 2019-11-20; 2011-09-20: 2019-12-11 | 1765 | 5450 | Up-front Payment
PGE-014602 | Low Income Single Family Residential | Domestic Hot Water | Gas | Pacific Gas and Electric | Incentive:Paid | 5397 | 36.9 |  | 1 | 164 |  | 164 |  | 2019-11-20 14:36 | 2019-12-17 | TITANIUM POWER INC | Retrofit | Bakersfield | Bakersfield | 93313 | Host Customer is System Owner | 6 |  | 30004298 | Butler Sun Solutions, Inc. | Titanium Power | Power Pack 2 GT Butler | Indirect Forced Circulation (IF) | 43.72 |  | BT1 | Glycol | Advanced Controller with a Vacation or Holiday Mode | Solar Storage with Tankless Auxiliary Water Heater | 52 | 1 | 1 | 75 | Z13 | [18 empty] | Bakersfield | FALSE | 33.35 |  | 2019-11-16 | 2019-12-11 |  |  | 2019-11-20 | 2019-12-17 | 1765 | 5470 | Up-front Payment
PGE-014603 | Single Family Residential - Disadvantaged Community | Domestic Hot Water | Gas | Pacific Gas and Electric | Incentive:Paid | 4366 | 29.85 |  | 1 | 164 |  | 164 |  | 2019-11-20 14:37 | 2019-12-12 | TITANIUM POWER INC | Retrofit | Bakersfield | Bakersfield | 93305 | Host Customer is System Owner | 7 |  | 30004298 | Butler Sun Solutions, Inc. | Titanium Power | Power Pack 2 GT Butler | Indirect Forced Circulation (IF) | 43.72 |  | BT1 | Glycol | Advanced Controller with a Vacation or Holiday Mode | Solar Storage with Tankless Auxiliary Water Heater | 52 | 1 | 1 | 85 | Z13 | [18 empty] | Bakersfield | FALSE | 33.23 |  | 2019-11-16 | 2019-12-12 |  |  | 2019-11-20 | 2019-12-12 | 1765 | 5450 | Up-front Payment
PGE-014604 | Low Income Single Family Residential | Domestic Hot Water | Gas | Pacific Gas and Electric | Incentive:Paid | 5397 | 36.9 |  | 1 | 164 |  | 164 |  | 2019-11-20 14:37 | 2019-12-12 | TITANIUM POWER INC | Retrofit | Bakersfield | Bakersfield | 93306 | Host Customer is System Owner | 4 |  | 30004298 | Butler Sun Solutions, Inc. | Titanium Power | Power Pack 2 GT Butler | Indirect Forced Circulation (IF) | 43.72 |  | BT1 | Glycol | Advanced Controller with a Vacation or Holiday Mode | Solar Storage with Tankless Auxiliary Water Heater | 52 | 1 | 1 | 55 | Z13 | [18 empty] | Bakersfield | FALSE | 33.23 |  | 2011-06-01: 2019-11-16; 2011-08-03: 2019-11-20; 2011-09-20: 2019-12-12 | 1765 | 5450 | Up-front Payment
PGE-014605 | Low Income Single Family Residential | Domestic Hot Water | Gas | Pacific Gas and Electric | Incentive:Paid | 5397 | 36.9 |  | 1 | 164 |  | 164 |  | 2019-11-20 14:38 | 2019-12-18 | TITANIUM POWER INC | Retrofit | Bakersfield | Bakersfield | 93306 | Host Customer is System Owner | 4 |  | 30004298 | Butler Sun Solutions, Inc. | Titanium Power | Power Pack 2 GT Butler | Indirect Forced Circulation (IF) | 43.72 |  | BT1 | Glycol | Advanced Controller with a Vacation or Holiday Mode | Solar Storage with Tankless Auxiliary Water Heater | 52 | 1 | 1 | 55 | Z13 | [18 empty] | Bakersfield | FALSE | 33.23 |  | 2019-11-16 | 2019-12-12 |  |  | 2019-11-20 | 2019-12-18 | 1765 | 5450 | Up-front Payment
PGE-014606 | Low Income Single Family Residential | Domestic Hot Water | Gas | Pacific Gas and Electric | Incentive:Paid | 5397 | 36.9 |  | 1 | 164 |  | 164 |  | 2019-11-20 14:33 | 2019-12-19 | TITANIUM POWER INC | Retrofit | Bakersfield | Bakersfield | 93306 | Host Customer is System Owner | 4 |  | 30004298 | Butler Sun Solutions, Inc. | Titanium Power | Power Pack 2 GT Butler | Indirect Forced Circulation (IF) | 43.72 |  | BT1 | Glycol | Advanced Controller with a Vacation or Holiday Mode | Solar Storage with Tankless Auxiliary Water Heater | 52 | 1 | 1 | 55 | Z13 | [18 empty] | Bakersfield | FALSE | 33.23 |  | 2019-11-16 | 2019-12-12 |  |  | 2019-11-20 | 2019-12-19 | 1754 | 5450 | Up-front Payment
PGE-014607 | Single Family Residential | Domestic Hot Water | Gas | Pacific Gas and Electric | Incentive:Paid | 2866 | 29.85 |  | 1 | 96 |  | 96 |  | 2019-11-18 12:42 | 2019-12-12 | ACR SOLAR INTERNATIONAL CORP | Retrofit | Sacramento | Sacramento | 95831 | Host Customer is System Owner | 4 |  | 2001019A | ACR Solar International | SKYLINE SYSTEM 5 | 200152C80EX2TG | Indirect Forced Circulation (IF) | 40.64 |  | 20-01 | Glycol | Advanced Controller with a Vacation or Holiday Mode | Solar Storage and Auxiliary Tanks are separate | 80 | 1 | 1 | 55 | Z12 | [18 empty] | City Sacramento | FALSE | 91.67 |  | 2011-06-01: 2019-11-18; 2011-08-03: 2019-11-18; 2011-09-20: 2019-12-12 | 1765 | 8800 | Up-front Payment
SDG-014608 | Commercial Pools | Pool Heating | Gas | San Diego Gas and Electric | Incentive:Paid | 54098 | 7 |  | 1 | 10686 |  | 10686 |  | 2019-11-27 17:18 | 2019-12-16 | CORE ENERGY GROUP INC | Retrofit | San Diego | San Diego | 92182 | Host Customer is System Owner | [7 empty] | 4289.96 | 46.63 |  | Drainback | Advanced Controller with a Thermal Cycling Function |  |  | 1 | 1 |  | Z07 |  |  |  | OPP-48-2 | 92 | 2 | [5 empty] | FALSE |  |  |  | RESOL - DeltaSol BS Plus |  | RESOL - DeltaSol BS Plus | SDSU | FALSE | 10.13 |  | 2019-11-25 | 2019-12-02 | 2019-11-27 | 2019-12-16 | 2020-06-23 | 2020-10-08 | 1330 | 108196 | Up-front Payment
PGE-014609 | Low Income Single Family Residential | Domestic Hot Water | Gas | Pacific Gas and Electric | Incentive:Paid | 5397 | 36.9 |  | 1 | 164 |  | 148 |  | 2019-11-22 09:36 | 2019-12-12 | TITANIUM POWER INC | Retrofit | Bakersfieled | Bakersfield | 93308 | Host Customer is System Owner | 4 |  | 30004298 | Butler Sun Solutions, Inc. | Titanium Power | Power Pack 2 GT Butler | Indirect Forced Circulation (IF) | 43.72 |  | BT1 | Glycol | Advanced Controller with a Vacation or Holiday Mode | Solar Storage with Tankless Auxiliary Water Heater | 52 | 1 | 0.9 | 55 | Z13 | [18 empty] | Bakersfield | FALSE | 33.23 |  | 2011-06-01: 2019-11-20; 2011-08-03: 2019-11-22; 2011-09-20: 2019-12-12 | 1765 | 5450 | Up-front Payment
SDG-014610 | Commercial Pools | Pool Heating | Gas | San Diego Gas and Electric | Incentive:Paid | 20461 | 7 |  | 1 | 2923 |  | 2923 |  | 2019-11-27 17:18 | 2019-12-16 | CORE ENERGY GROUP INC | Retrofit | San Diego | San Diego | 92182 | Host Customer is System Owner | [7 empty] | 654.4 | 40.9 |  | Drainback |  |  |  | 1 | 1 |  | Z07 |  |  |  | EP-40 | 16 | 1 | [5 empty] | FALSE |  |  |  | RESOL - DeltaSol BS Plus |  | RESOL - DeltaSol BS Plus | SDSU | FALSE | 14.54 |  | 2019-11-20 | 2019-12-02 | 2019-11-27 | 2019-12-16 | 2020-03-19 | 2020-08-19 | 1438 | 42492 | Up-front Payment
SDG-014611 | Low Income Multifamily Residential | Domestic Hot Water | Gas | San Diego Gas and Electric | Incentive:Paid | 7945 | 24.89 |  | 1 | 336 |  | 319 |  | 2019-12-13 07:39 | 2020-03-12 | PROMISE ENERGY INC | Retrofit | National City | National City | 91950 | Host Customer is System Owner |  |  | 30004078 | GREENoneTEC Solarindustrie GmbH | Solpal Plus | Solpal Plus L-G | Direct Integral Collector Storage (DI) | 25.66 |  | Solpal Plus L |  |  |  |  | 1 | 0.95 | 0 | Z07 | [18 empty] | National City | FALSE | 63.61 |  | 2019-11-21 | 2019-12-23 | 2019-12-13 | 2020-03-12 | 2021-03-11 | 2021-08-13 | 1128 | 21372.28 | Up-front Payment
SDG-014612 | Low Income Multifamily Residential | Domestic Hot Water | Gas | San Diego Gas and Electric | Incentive:Paid | 3972 | 24.89 |  | 1 | 168 |  | 160 |  | 2019-12-13 07:52 | 2020-03-12 | PROMISE ENERGY INC | Retrofit | National City | National City | 91950 | Host Customer is System Owner |  |  | 30004078 | GREENoneTEC Solarindustrie GmbH | Solpal Plus | Solpal Plus L-G | Direct Integral Collector Storage (DI) | 25.66 |  | Solpal Plus L |  |  | Solar and Auxiliary Storage are the same Tank |  | 1 | 0.95 | 0 | Z07 | [18 empty] | National City | FALSE | 63.61 |  | 2019-11-21 | 2019-12-23 | 2019-12-13 | 2020-03-12 | 2021-03-11 | 2021-08-30 | 1128 | 10686.13 | Up-front Payment
SDG-014613 | Low Income Multifamily Residential | Domestic Hot Water | Gas | San Diego Gas and Electric | Incentive:Paid | 5331 | 24.89 |  | 1 | 252 |  | 214 |  | 2019-12-13 07:39 | 2020-03-12 | PROMISE ENERGY INC | Retrofit | National City | National City | 91950 | Host Customer is System Owner |  |  | 30004078 | GREENoneTEC Solarindustrie GmbH | Solpal Plus | Solpal Plus L-G | Direct Integral Collector Storage (DI) | 25.66 |  | Solpal Plus L |  |  | Solar and Auxiliary Storage are the same Tank |  | 1 | 0.85 | 0 | Z07 | [18 empty] | National City | FALSE | 63.61 |  | 2019-11-21 | 2019-12-23 | 2019-12-13 | 2020-03-12 | 2021-03-11 | 2021-08-17 | 1128 | 16029.21 | Up-front Payment
SDG-014614 | Low Income Multifamily Residential | Domestic Hot Water | Gas | San Diego Gas and Electric | Incentive:Paid | 3972 | 24.89 |  | 1 | 168 |  | 160 |  | 2019-12-13 07:53 | 2020-03-12 | PROMISE ENERGY INC | Retrofit | National City | National City | 91950 | Host Customer is System Owner |  |  | 30004078 | GREENoneTEC Solarindustrie GmbH | Solpal Plus | Solpal Plus L-G | Direct Integral Collector Storage (DI) | 25.66 |  | Solpal Plus L |  |  | Solar and Auxiliary Storage are the same Tank |  | 1 | 0.95 | 0 | Z07 | [18 empty] | National City | FALSE | 63.61 |  | 2019-11-21 | 2019-12-23 | 2019-12-13 | 2020-03-12 | 2021-03-11 | 2021-08-13 | 1128 | 10686.13 | Up-front Payment
SDG-014615 | Low Income Multifamily Residential | Domestic Hot Water | Gas | San Diego Gas and Electric | Incentive:Paid | 5331 | 24.89 |  | 1 | 252 |  | 214 |  | 2019-12-13 07:40 | 2020-03-12 | PROMISE ENERGY INC | Retrofit | National City | National City | 91950 | Host Customer is System Owner |  |  | 30004078 | GREENoneTEC Solarindustrie GmbH | Solpal Plus | Solpal Plus L-G | Direct Integral Collector Storage (DI) | 25.66 |  | Solpal Plus L |  |  | Solar and Auxiliary Storage are the same Tank |  | 1 | 0.85 | 0 | Z07 | [18 empty] | National City | FALSE | 63.61 |  | 2019-11-21 | 2019-12-23 | 2019-12-13 | 2020-03-12 | 2021-03-11 | 2021-08-13 | 1128 | 16029.21 | Up-front Payment
SDG-014616 | Low Income Multifamily Residential | Domestic Hot Water | Gas | San Diego Gas and Electric | Incentive:Paid | 5331 | 24.89 |  | 1 | 252 |  | 214 |  | 2019-12-13 07:40 | 2020-03-12 | PROMISE ENERGY INC | Retrofit | National City | National City | 91950 | Host Customer is System Owner |  |  | 30004078 | GREENoneTEC Solarindustrie GmbH | Solpal Plus | Solpal Plus L-G | Direct Integral Collector Storage (DI) | 25.66 |  | Solpal Plus L |  |  | Solar and Auxiliary Storage are the same Tank |  | 1 | 0.85 | 0 | Z07 | [18 empty] | National City | FALSE | 63.61 |  | 2019-11-21 | 2019-12-23 | 2019-12-13 | 2020-03-12 | 2021-03-11 | 2021-08-13 | 1128 | 16029.21 | Up-front Payment
SDG-014617 | Low Income Multifamily Residential | Domestic Hot Water | Gas | San Diego Gas and Electric | Incentive:Paid | 5959 | 24.89 |  | 1 | 252 |  | 239 |  | 2019-12-13 07:41 | 2020-03-12 | PROMISE ENERGY INC | Retrofit | National City | National City | 91950 | Host Customer is System Owner |  |  | 30004078 | GREENoneTEC Solarindustrie GmbH | Solpal Plus | Solpal Plus L-G | Direct Integral Collector Storage (DI) | 25.66 |  | Solpal Plus L |  |  | Solar and Auxiliary Storage are the same Tank |  | 1 | 0.95 | 0 | Z07 | [18 empty] | National City | FALSE | 63.61 |  | 2019-11-21 | 2019-12-23 | 2019-12-13 | 2020-03-12 | 2021-03-11 | 2021-08-13 | 1128 | 16029.21 | Up-front Payment
SDG-014618 | Low Income Multifamily Residential | Domestic Hot Water | Gas | San Diego Gas and Electric | Incentive:Paid | 5959 | 24.89 |  | 1 | 252 |  | 239 |  | 2019-12-13 07:42 | 2020-03-12 | PROMISE ENERGY INC | Retrofit | National City | National City | 91950 | Host Customer is System Owner |  |  | 30004078 | GREENoneTEC Solarindustrie GmbH | Solpal Plus | Solpal Plus L-G | Direct Integral Collector Storage (DI) | 25.66 |  | Solpal Plus L |  |  | Solar and Auxiliary Storage are the same Tank |  | 1 | 0.95 | 0 | Z07 | [18 empty] | National City | FALSE | 63.61 |  | 2019-11-21 | 2019-12-23 | 2019-12-13 | 2020-03-12 | 2021-03-11 | 2021-08-13 | 1128 | 16029.21 | Up-front Payment
SDG-014619 | Low Income Multifamily Residential | Domestic Hot Water | Gas | San Diego Gas and Electric | Incentive:Paid | 5331 | 24.89 |  | 1 | 252 |  | 214 |  | 2019-12-13 07:42 | 2020-03-12 | PROMISE ENERGY INC | Retrofit | National City | National City | 91950 | Host Customer is System Owner |  |  | 30004078 | GREENoneTEC Solarindustrie GmbH | Solpal Plus | Solpal Plus L-G | Direct Integral Collector Storage (DI) | 25.66 |  | Solpal Plus L |  |  | Solar and Auxiliary Storage are the same Tank |  | 1 | 0.85 | 0 | Z07 | [18 empty] | National City | FALSE | 63.61 |  | 2019-11-21 | 2019-12-23 | 2019-12-13 | 2020-03-12 | 2021-03-11 | 2021-08-13 | 1128 | 16029.21 | Up-front Payment
SDG-014620 | Low Income Multifamily Residential | Domestic Hot Water | Gas | San Diego Gas and Electric | Incentive:Paid | 5959 | 24.89 |  | 1 | 252 |  | 239 |  | 2019-12-13 07:42 | 2020-03-12 | PROMISE ENERGY INC | Retrofit | National City | National City | 91950 | Host Customer is System Owner |  |  | 30004078 | GREENoneTEC Solarindustrie GmbH | Solpal Plus | Solpal Plus L-G | Direct Integral Collector Storage (DI) | 25.66 |  | Solpal Plus L |  |  | Solar and Auxiliary Storage are the same Tank |  | 1 | 0.95 | 0 | Z07 | [18 empty] | National City | FALSE | 63.61 |  | 2019-11-21 | 2019-12-23 | 2019-12-13 | 2020-03-12 | 2021-03-11 | 2021-08-13 | 1128 | 16029.21 | Up-front Payment
SDG-014621 | Low Income Multifamily Residential | Domestic Hot Water | Gas | San Diego Gas and Electric | Incentive:Paid | 5331 | 24.89 |  | 1 | 252 |  | 214 |  | 2019-12-13 07:42 | 2020-03-12 | PROMISE ENERGY INC | Retrofit | National City | National City | 91950 | Host Customer is System Owner |  |  | 30004078 | GREENoneTEC Solarindustrie GmbH | Solpal Plus | Solpal Plus L-G | Direct Integral Collector Storage (DI) | [5 empty] | Solar and Auxiliary Storage are the same Tank |  | 1 | 0.85 | 0 | Z07 | [18 empty] | National City | FALSE | 63.61 |  | 2019-11-21 | 2019-12-23 | 2019-12-13 | 2020-03-12 | 2021-03-11 | 2021-08-13 | 1128 | 16029.21 | Up-front Payment
SDG-014622 | Low Income Multifamily Residential | Domestic Hot Water | Gas | San Diego Gas and Electric | Incentive:Paid | 5959 | 24.89 |  | 1 | 252 |  | 239 |  | 2019-12-13 07:43 | 2020-03-12 | PROMISE ENERGY INC | Retrofit | National City | National City | 91950 | Host Customer is System Owner |  |  | 30004078 | GREENoneTEC Solarindustrie GmbH | Solpal Plus | Solpal Plus L-G | Direct Integral Collector Storage (DI) | 25.66 |  | Solpal Plus L |  |  | Solar and Auxiliary Storage are the same Tank |  | 1 | 0.95 | 0 | Z07 | [18 empty] | National City | FALSE | 63.61 |  | 2019-11-21 | 2019-12-23 | 2019-12-13 | 2020-03-12 | 2021-03-11 | 2021-08-13 | 1128 | 16029.21 | Up-front Payment
SDG-014623 | Low Income Multifamily Residential | Domestic Hot Water | Gas | San Diego Gas and Electric | Incentive:Paid | 5331 | 24.89 |  | 1 | 252 |  | 214 |  | 2019-12-13 07:43 | 2020-03-12 | PROMISE ENERGY INC | Retrofit | National City | National City | 91950 | Host Customer is System Owner |  |  | 30004078 | GREENoneTEC Solarindustrie GmbH | Solpal Plus | Solpal Plus L-G | Direct Integral Collector Storage (DI) | 25.66 |  | Solpal Plus L |  |  | Solar and Auxiliary Storage are the same Tank |  | 1 | 0.85 | 0 | Z07 | [18 empty] | National City | FALSE | 63.61 |  | 2019-11-21 | 2019-12-23 | 2019-12-13 | 2020-03-12 | 2021-03-11 | 2021-08-13 | 1128 | 16029.21 | Up-front Payment
SDG-014624 | Low Income Multifamily Residential | Domestic Hot Water | Gas | San Diego Gas and Electric | Incentive:Paid | 7945 | 24.89 |  | 1 | 336 |  | 319 |  | 2019-12-13 07:44 | 2020-03-12 | PROMISE ENERGY INC | Retrofit | National City | National City | 91950 | Host Customer is System Owner |  |  | 30004078 | GREENoneTEC Solarindustrie GmbH | Solpal Plus | Solpal Plus L-G | Direct Integral Collector Storage (DI) | 25.66 |  | Solpal Plus L |  |  |  |  | 1 | 0.95 | 0 | Z07 | [18 empty] | National City | FALSE | 63.61 |  | 2019-11-21 | 2019-12-23 | 2019-12-13 | 2020-03-12 | 2021-03-11 | 2021-08-13 | 1128 | 21372.28 | Up-front Payment
SDG-014625 | Low Income Multifamily Residential | Domestic Hot Water | Gas | San Diego Gas and Electric | Incentive:Paid | 3554 | 24.89 |  | 1 | 168 |  | 143 |  | 2019-12-13 07:53 | 2020-03-12 | PROMISE ENERGY INC | Retrofit | National City | National City | 91950 | Host Customer is System Owner |  |  | 30004078 | GREENoneTEC Solarindustrie GmbH | Solpal Plus | Solpal Plus L-G | Direct Integral Collector Storage (DI) | 25.66 |  | Solpal Plus L |  |  | Solar and Auxiliary Storage are the same Tank |  | 1 | 0.85 | 0 | Z07 | [18 empty] | National City | FALSE | 63.61 |  | 2019-11-21 | 2019-12-23 | 2019-12-13 | 2020-03-12 | 2021-03-11 | 2021-08-13 | 1128 | 10686.13 | Up-front Payment
SDG-014626 | Low Income Multifamily Residential | Domestic Hot Water | Gas | San Diego Gas and Electric | Incentive:Paid | 10663 | 24.89 |  | 1 | 504 |  | 428 |  | 2019-12-13 16:03 | 2020-03-12 | PROMISE ENERGY INC | Retrofit | National City | National City | 91950 | Host Customer is System Owner |  |  | 30004078 | GREENoneTEC Solarindustrie GmbH | Solpal Plus | Solpal Plus L-G | Direct Integral Collector Storage (DI) | 25.66 |  | Solpal Plus L |  |  | Solar and Auxiliary Storage are the same Tank |  | 1 | 0.85 | 0 | Z07 | [18 empty] | National City | FALSE | 63.61 |  | 2019-11-21 | 2019-12-23 | 2019-12-13 | 2020-03-12 | 2021-03-11 | 2021-08-13 | 1128 | 32058.42 | Up-front Payment
PGE-014627 | Low Income Single Family Residential | Domestic Hot Water | Gas | Pacific Gas and Electric | Incentive:Paid | 5397 | 36.9 |  | 1 | 148 |  | 148 |  | 2019-12-06 16:38 | 2019-12-30 | DOCTOR PIPER INC | Retrofit | Bakersfield | Kern | 93313 | Host Customer is System Owner | 4 |  | 30004247 | Heliodyne, Inc. | HELIOPAS | HPAS 1 410 G 80 AC D Z | Indirect Forced Circulation (IF) | 40.26 |  | 410 001 | Glycol | Steam Back | Solar Storage and Auxiliary Tanks are separate | 80 | 1 | 1 | 55 | Z13 | [18 empty] | City of Bakersfield | FALSE | 36.47 |  | 2019-11-21 | 2019-12-30 |  |  | 2019-12-06 | 2019-12-30 | 1746 | 5397 | Up-front Payment
PGE-014628 | Single Family Residential - Disadvantaged Community | Domestic Hot Water | Gas | Pacific Gas and Electric | Incentive:Paid | 4366 | 29.85 |  | 1 | 148 |  | 148 |  | 2019-12-06 16:55 | 2020-06-10 | DOCTOR PIPER INC | Retrofit | Bakersfield | Kern | 93304 | Host Customer is System Owner | 5 |  | 30004247 | Heliodyne, Inc. | HELIOPAS | HPAS 1 410 G 80 AC D Z | Indirect Forced Circulation (IF) | 40.26 |  | 410 001 | Glycol | Steam Back | Solar Storage and Auxiliary Tanks are separate | 80 | 1 | 1 | 65 | Z13 | [18 empty] | City of Bakersfield | FALSE | 36.47 |  | 2019-11-21 | 2019-12-27 |  |  | 2019-12-06 | 2020-06-10 | 1593 | 5397 | Up-front Payment
PGE-014629 | Low Income Single Family Residential | Domestic Hot Water | Gas | Pacific Gas and Electric | Incentive:Paid | 5397 | 36.9 |  | 1 | 148 |  | 148 |  | 2019-12-06 16:44 | 2019-12-30 | DOCTOR PIPER INC | Retrofit | Bakersfield | Kern | 93304 | Host Customer is System Owner | 5 |  | 30004247 | Heliodyne, Inc. | HELIOPAS | HPAS 1 410 G 80 AC D Z | Indirect Forced Circulation (IF) | 40.26 |  | 410 001 | Glycol | Steam Back | Solar Storage and Auxiliary Tanks are separate | 80 | 1 | 1 | 65 | Z13 | [18 empty] | City of Bakersfield | FALSE | 36.47 |  | 2019-11-21 | 2019-12-27 |  |  | 2019-12-06 | 2019-12-30 | 1746 | 5397 | Up-front Payment
PGE-014630 | Low Income Single Family Residential | Domestic Hot Water | Gas | Pacific Gas and Electric | Incentive:Paid | 5397 | 36.9 |  | 1 | 148 |  | 148 |  | 2019-12-06 16:50 | 2020-02-19 | DOCTOR PIPER INC | Retrofit | Bakersfield | Kern | 93307 | Host Customer is System Owner | 4 |  | 30004247 | Heliodyne, Inc. | HELIOPAS | HPAS 1 410 G 80 AC D Z | Indirect Forced Circulation (IF) | 40.26 |  | 410 001 | Glycol | Steam Back | Solar Storage and Auxiliary Tanks are separate | 80 | 1 | 1 | 55 | Z13 | [18 empty] | City of Bakersfield | FALSE | 36.47 |  | 2019-11-21 | 2019-12-27 |  |  | 2019-12-06 | 2020-02-19 | 1692 | 5397 | Up-front Payment
PGE-014631 | Single Family Residential - Disadvantaged Community | Domestic Hot Water | Gas | Pacific Gas and Electric | Incentive:Paid | 4366 | 29.85 |  | 1 | 160 |  | 160 |  | 2019-11-22 14:43 | 2019-12-16 | TITANIUM POWER INC | Retrofit | Bakersfield | Bakersfield | 93307 | Host Customer is System Owner | 5 |  | 30004297 | Butler Sun Solutions, Inc. | Titanium Power | Power Pack 2 GT | Indirect Forced Circulation (IF) | 45.42 |  | ARIS2004 | Glycol | Advanced Controller with a Vacation or Holiday Mode | Solar Storage with Tankless Auxiliary Water Heater | 52 | 1 | 1 | 65 | Z13 | [18 empty] | Bakersfield | FALSE | 34.06 |  | 2019-11-21 | 2019-12-12 |  |  | 2019-11-22 | 2019-12-16 | 1765 | 5450 | Up-front Payment
PGE-014632 | Low Income Single Family Residential | Domestic Hot Water | Gas | Pacific Gas and Electric | Incentive:Paid | 5397 | 36.9 |  | 1 | 148 |  | 148 |  | 2019-12-06 16:39 | 2020-02-19 | DOCTOR PIPER INC | Retrofit | Bakersfield | Kern | 93304 | Host Customer is System Owner | 5 |  | 30004247 | Heliodyne, Inc. | HELIOPAS | HPAS 1 410 G 80 AC D Z | Indirect Forced Circulation (IF) | 40.26 |  | 410 001 | Glycol | Steam Back | Solar Storage and Auxiliary Tanks are separate | 80 | 1 | 1 | 65 | Z13 | [18 empty] | City of Bakersfield | FALSE | 36.47 |  | 2019-11-21 | 2019-12-26 |  |  | 2019-12-06 | 2020-02-19 | 1692 | 5397 | Up-front Payment
PGE-014633 | Low Income Single Family Residential | Domestic Hot Water | Gas | Pacific Gas and Electric | Incentive:Paid | 5397 | 36.9 |  | 1 | 160 |  | 160 |  | 2019-11-22 14:40 | 2019-12-12 | TITANIUM POWER INC | Retrofit | Bakersfield | Bakersfield | 93307 | Host Customer is System Owner | 7 |  | 30004297 | Butler Sun Solutions, Inc. | Titanium Power | Power Pack 2 GT | Indirect Forced Circulation (IF) | 45.42 |  | ARIS2004 | Glycol | Advanced Controller with a Vacation or Holiday Mode | Solar Storage with Tankless Auxiliary Water Heater | 52 | 1 | 1 | 85 | Z13 | [18 empty] | Bakersfield | FALSE | 34.06 |  | 2011-06-01: 2019-11-21; 2011-08-03: 2019-11-22; 2011-09-20: 2019-12-12 | 1754 | 5450 | Up-front Payment
PGE-014634 | Low Income Single Family Residential | Domestic Hot Water | Gas | Pacific Gas and Electric | Incentive:Paid | 5397 | 36.9 |  | 1 | 164 |  | 164 |  | 2019-11-22 14:38 | 2019-12-16 | TITANIUM POWER INC | Retrofit | Bakersfield | Bakersfield | 93307 | Host Customer is System Owner | 5 |  | 30004298 | Butler Sun Solutions, Inc. | Titanium Power | Power Pack 2 GT Butler | Indirect Forced Circulation (IF) | 43.72 |  | BT1 | Glycol | Advanced Controller with a Vacation or Holiday Mode | Solar Storage with Tankless Auxiliary Water Heater | 52 | 1 | 1 | 65 | Z13 | [18 empty] | Bakersfield | FALSE | 33.35 |  | 2011-06-01: 2019-11-21; 2011-08-03: 2019-11-22; 2011-09-20: 2019-12-16 | 1765 | 5470 | Up-front Payment
PGE-014635 | Low Income Single Family Residential | Domestic Hot Water | Gas | Pacific Gas and Electric | Incentive:Paid | 5397 | 36.9 |  | 1 | 164 |  | 164 |  | 2019-11-25 14:23 | 2019-12-18 | TITANIUM POWER INC | Retrofit | Bakersfield | Bakersfield | 93307 | Host Customer is System Owner | 4 |  | 30004298 | Butler Sun Solutions, Inc. | Titanium Power | Power Pack 2 GT Butler | Indirect Forced Circulation (IF) | 43.72 |  | BT1 | Glycol | Advanced Controller with a Vacation or Holiday Mode | Solar Storage with Tankless Auxiliary Water Heater | 52 | 1 | 1 | 55 | Z13 | [18 empty] | Bakersfield | FALSE | 33.35 |  | 2011-06-01: 2019-11-21; 2011-08-03: 2019-11-25; 2011-09-20: 2019-12-18 | 1765 | 5470 | Up-front Payment
PGE-014636 | Low Income Single Family Residential | Domestic Hot Water | Gas | Pacific Gas and Electric | Incentive:Paid | 4366 | 36.9 |  | 1 | 164 |  | 164 |  | 2019-11-22 14:35 | 2019-12-18 | TITANIUM POWER INC | Retrofit | Bakersfield | Bakersfield | 93307 | Host Customer is System Owner | 5 |  | 30004298 | Butler Sun Solutions, Inc. | Titanium Power | Power Pack 2 GT Butler | Indirect Forced Circulation (IF) | 43.72 |  | BT1 | Glycol | Advanced Controller with a Vacation or Holiday Mode | Solar Storage with Tankless Auxiliary Water Heater | 52 | 1 | 1 | 65 | Z13 | [18 empty] | Bakersfield | FALSE | 33.35 |  | 2019-11-21 | 2019-12-16 |  |  | 2019-11-22 | 2019-12-18 | 1765 | 5470 | Up-front Payment
PGE-014637 | Low Income Single Family Residential | Domestic Hot Water | Gas | Pacific Gas and Electric | Incentive:Paid | 4366 | 36.9 |  | 1 | 164 |  | 164 |  | 2019-11-22 14:31 | 2019-12-18 | TITANIUM POWER INC | Retrofit | Bakersfield | Bakersfield | 93307 | Host Customer is System Owner | 4 |  | 30004298 | Butler Sun Solutions, Inc. | Titanium Power | Power Pack 2 GT Butler | Indirect Forced Circulation (IF) | 43.72 |  | BT1 | Glycol | Advanced Controller with a Vacation or Holiday Mode | Solar Storage with Tankless Auxiliary Water Heater | 52 | 1 | 1 | 55 | Z13 | [18 empty] | Bakersfield | FALSE | 33.35 |  | 2019-11-21 | 2019-12-16 |  |  | 2019-11-22 | 2019-12-18 | 1765 | 5470 | Up-front Payment
PGE-014638 | Single Family Residential - Disadvantaged Community | Domestic Hot Water | Gas | Pacific Gas and Electric | Incentive:Paid | 4366 | 29.85 |  | 1 | 160 |  | 160 |  | 2019-11-22 14:30 | 2019-12-17 | TITANIUM POWER INC | Retrofit | Bakersfield | Bakersfield | 93307 | Host Customer is System Owner | 4 |  | 30004297 | Butler Sun Solutions, Inc. | Titanium Power | Power Pack 2 GT | Indirect Forced Circulation (IF) | 45.42 |  | ARIS2004 | Glycol | Advanced Controller with a Vacation or Holiday Mode | Solar Storage with Tankless Auxiliary Water Heater | 52 | 1 | 1 | 55 | Z13 | [18 empty] | Bakersfield | FALSE | 34.19 |  | 2019-11-21 | 2019-12-16 |  |  | 2019-11-22 | 2019-12-17 | 1765 | 5470 | Up-front Payment
PGE-014639 | Low Income Single Family Residential | Domestic Hot Water | Gas | Pacific Gas and Electric | Incentive:Paid | 4366 | 36.9 |  | 1 | 160 |  | 160 |  | 2019-11-22 14:27 | 2019-12-18 | TITANIUM POWER INC | Retrofit | Bakersfield | Bakersfield | 93309 | Host Customer is System Owner | 4 |  | 30004297 | Butler Sun Solutions, Inc. | Titanium Power | Power Pack 2 GT | Indirect Forced Circulation (IF) | 45.42 |  | ARIS2004 | Glycol | Advanced Controller with a Vacation or Holiday Mode | Solar Storage with Tankless Auxiliary Water Heater | 52 | 1 | 1 | 55 | Z13 | [18 empty] | Bakersfield | FALSE | 34.06 |  | 2019-11-21 | 2019-12-16 |  |  | 2019-11-22 | 2019-12-18 | 1765 | 5450 | Up-front Payment
PGE-014640 | Low Income Single Family Residential | Domestic Hot Water | Gas | Pacific Gas and Electric | Incentive:Paid | 5397 | 36.9 |  | 1 | 160 |  | 160 |  | 2019-11-22 14:25 | 2020-01-08 | TITANIUM POWER INC | Retrofit | Bakersfield | Bakersfield | 93304 | Host Customer is System Owner | 6 |  | 30004297 | Butler Sun Solutions, Inc. | Titanium Power | Power Pack 2 GT | Indirect Forced Circulation (IF) | 45.42 |  | ARIS2004 | Glycol | Advanced Controller with a Vacation or Holiday Mode | Solar Storage with Tankless Auxiliary Water Heater | 52 | 1 | 1 | 75 | Z13 | [18 empty] | Bakersfield | FALSE | 34.19 |  | 2011-06-01: 2019-11-21; 2011-08-03: 2019-11-22; 2011-09-20: 2020-01-08 | 1733 | 5470 | Up-front Payment
PGE-014641 | Single Family Residential - Disadvantaged Community | Domestic Hot Water | Gas | Pacific Gas and Electric | Incentive:Paid | 4366 | 29.85 |  | 1 | 160 |  | 160 |  | 2019-11-22 14:23 | 2019-12-17 | TITANIUM POWER INC | Retrofit | Bakersfield | Bakersfield | 93307 | Host Customer is System Owner | 4 |  | 30004297 | Butler Sun Solutions, Inc. | Titanium Power | Power Pack 2 GT | Indirect Forced Circulation (IF) | 45.42 |  | ARIS2004 | Glycol | Advanced Controller with a Vacation or Holiday Mode | Solar Storage with Tankless Auxiliary Water Heater | 52 | 1 | 1 | 55 | Z13 | [18 empty] | Bakersfield | FALSE | 34.19 |  | 2019-11-21 | 2019-12-12 |  |  | 2019-11-22 | 2019-12-17 | 1765 | 5470 | Up-front Payment
PGE-014642 | Single Family Residential - Disadvantaged Community | Domestic Hot Water | Gas | Pacific Gas and Electric | Incentive:Paid | 4366 | 29.85 |  | 1 | 160 |  | 160 |  | 2019-11-22 14:19 | 2019-12-17 | TITANIUM POWER INC | Retrofit | Bakersfield | Bakersfield | 93304 | Host Customer is System Owner | 4 |  | 30004297 | Butler Sun Solutions, Inc. | Titanium Power | Power Pack 2 GT | Indirect Forced Circulation (IF) | 45.42 |  | ARIS2004 | Glycol | Advanced Controller with a Vacation or Holiday Mode | Solar Storage with Tankless Auxiliary Water Heater | 52 | 1 | 1 | 55 | Z13 | [18 empty] | Bakersfield | FALSE | 34.19 |  | 2019-11-21 | 2019-12-12 |  |  | 2019-11-22 | 2019-12-17 | 1765 | 5470 | Up-front Payment
PGE-014643 | Low Income Single Family Residential | Domestic Hot Water | Gas | Pacific Gas and Electric | Incentive:Paid | 5397 | 36.9 |  | 1 | 164 |  | 164 |  | 2019-11-22 14:17 | 2019-12-12 | TITANIUM POWER INC | Retrofit | Bakersfield | Bakersfield | 93307 | Host Customer is System Owner | 6 |  | 30004298 | Butler Sun Solutions, Inc. | Titanium Power | Power Pack 2 GT Butler | Indirect Forced Circulation (IF) | 43.72 |  | BT1 | Glycol | Advanced Controller with a Vacation or Holiday Mode | Solar Storage with Tankless Auxiliary Water Heater | 52 | 1 | 1 | 75 | Z13 | [18 empty] | Bakersfield | FALSE | 33.35 |  | 2011-06-01: 2019-11-21; 2011-08-03: 2019-11-22; 2011-09-20: 2019-12-12 | 1765 | 5470 | Up-front Payment
PGE-014644 | Single Family Residential - Disadvantaged Community | Domestic Hot Water | Gas | Pacific Gas and Electric | Incentive:Paid | 4366 | 29.85 |  | 1 | 164 |  | 164 |  | 2019-11-22 14:15 | 2019-12-18 | TITANIUM POWER INC | Retrofit | Bakersfield | Bakersfield | 93304 | Host Customer is System Owner | 4 |  | 30004298 | Butler Sun Solutions, Inc. | Titanium Power | Power Pack 2 GT Butler | Indirect Forced Circulation (IF) | 43.72 |  | BT1 | Glycol | Advanced Controller with a Vacation or Holiday Mode | Solar Storage with Tankless Auxiliary Water Heater | 52 | 1 | 1 | 55 | Z13 | [18 empty] | Bakersfield | FALSE | 33.35 |  | 2019-11-21 | 2019-12-12 |  |  | 2019-11-22 | 2019-12-18 | 1765 | 5470 | Up-front Payment
PGE-014645 | Single Family Residential - Disadvantaged Community | Domestic Hot Water | Gas | Pacific Gas and Electric | Incentive:Paid | 4366 | 29.85 |  | 1 | 164 |  | 164 |  | 2019-11-25 14:21 | 2019-12-19 | TITANIUM POWER INC | Retrofit | Bakersfield | Bakersfield | 93307 | Host Customer is System Owner | 7 |  | 30004298 | Butler Sun Solutions, Inc. | Titanium Power | Power Pack 2 GT Butler | Indirect Forced Circulation (IF) | 43.72 |  | BT1 | Glycol | Advanced Controller with a Vacation or Holiday Mode | Solar Storage with Tankless Auxiliary Water Heater | 52 | 1 | 1 | 85 | Z13 | [18 empty] | Bakersfield | FALSE | 33.35 |  | 2019-11-21 | 2019-12-18 |  |  | 2019-11-25 | 2019-12-19 | 1754 | 5470 | Up-front Payment
PGE-014646 | Low Income Single Family Residential | Domestic Hot Water | Gas | Pacific Gas and Electric | Incentive:Paid | 5397 | 36.9 |  | 1 | 164 |  | 164 |  | 2019-11-22 14:12 | 2019-12-12 | TITANIUM POWER INC | Retrofit | Bakersfield | Bakersfield | 93307 | Host Customer is System Owner | 5 |  | 30004298 | Butler Sun Solutions, Inc. | Titanium Power | Power Pack 2 GT Butler | Indirect Forced Circulation (IF) | 43.72 |  | BT1 | Glycol | Advanced Controller with a Vacation or Holiday Mode | Solar Storage with Tankless Auxiliary Water Heater | 52 | 1 | 1 | 65 | Z13 | [18 empty] | Bakersfield | FALSE | 33.35 |  | 2011-06-01: 2019-11-21; 2011-08-03: 2019-11-22; 2011-09-20: 2019-12-12 | 1765 | 5470 | Up-front Payment
PGE-014647 | Low Income Single Family Residential | Domestic Hot Water | Gas | Pacific Gas and Electric | Incentive:Paid | 4366 | 36.9 |  | 1 | 164 |  | 164 |  | 2019-11-22 14:10 | 2019-12-17 | TITANIUM POWER INC | Retrofit | Bakersfield | Bakersfield | 93307 | Host Customer is System Owner | 4 |  | 30004298 | Butler Sun Solutions, Inc. | Titanium Power | Power Pack 2 GT Butler | Indirect Forced Circulation (IF) | 43.72 |  | BT1 | Glycol | Advanced Controller with a Vacation or Holiday Mode | Solar Storage with Tankless Auxiliary Water Heater | 52 | 1 | 1 | 55 | Z13 | [18 empty] | Bakersfield | FALSE | 33.35 |  | 2019-11-21 | 2019-12-12 |  |  | 2019-11-22 | 2019-12-17 | 1765 | 5470 | Up-front Payment
PGE-014648 | Low Income Single Family Residential | Domestic Hot Water | Gas | Pacific Gas and Electric | Incentive:Paid | 5397 | 36.9 |  | 1 | 160 |  | 160 |  | 2019-11-22 14:11 | 2019-12-12 | TITANIUM POWER INC | Retrofit | Bakersfield | Bakersfield | 93307 | Host Customer is System Owner | 5 |  | 30004297 | Butler Sun Solutions, Inc. | Titanium Power | Power Pack 2 GT | Indirect Forced Circulation (IF) | 45.42 |  | ARIS2004 | Glycol | Advanced Controller with a Vacation or Holiday Mode | Solar Storage with Tankless Auxiliary Water Heater | 52 | 1 | 1 | 65 | Z13 | [18 empty] | Bakersfield | FALSE | 34.19 |  | 2011-06-01: 2019-11-21; 2011-08-03: 2019-11-22; 2011-09-20: 2019-12-12 | 1765 | 5470 | Up-front Payment
PGE-014649 | Commercial/Multifamily Residential | Domestic Hot Water | Gas | Pacific Gas and Electric | Incentive:Paid | 35471 | 17.16 |  | 2 | 2131 |  | 2067 |  | 2019-12-02 16:25 | 2020-01-07 | OXYPOWER INC | Retrofit | San Francisco | San Francisco | 94109 | Host Customer is System Owner | [7 empty] | 724.68 | 40.26 |  | Glycol | Pressure Stagnation Protection (PSP) | Solar Storage and Auxiliary Tanks are separate |  | 0.97 | 1 | 1120 | Z03 | 33 | Units | Apartments/Condos | 2010115A | 18 | 1 | 952 | 8 | 200 | 2 | 500000 | TRUE | 130 | 130 |  | Heliodyne - Delta-T Pro Ethernet |  | Heliodyne - Delta-T Pro Ethernet | City and County of San Francisco | FALSE | 41.94 |  | 2019-11-21 | 2019-12-26 | 2019-12-02 | 2020-01-07 | 2021-05-25 | 2021-05-27 | 1227 | 89373 | Up-front Payment
PGE-014650 | Single Family Residential - Disadvantaged Community | Domestic Hot Water | Gas | Pacific Gas and Electric | Incentive:Paid | 4366 | 29.85 |  | 1 | 164 |  | 164 |  | 2019-11-25 14:27 | 2020-01-08 | TITANIUM POWER INC | Retrofit | Bakersfield | Bakersfield | 93307 | Host Customer is System Owner | 6 |  | 30004298 | Butler Sun Solutions, Inc. | Titanium Power | Power Pack 2 GT Butler | Indirect Forced Circulation (IF) | 43.72 |  | BT1 | Glycol | Advanced Controller with a Vacation or Holiday Mode | Solar Storage with Tankless Auxiliary Water Heater | 52 | 1 | 1 | 75 | Z13 | [18 empty] | Bakersfield | FALSE | 33.35 |  | 2019-11-22 | 2019-12-18 |  |  | 2019-11-25 | 2020-01-08 | 1733 | 5470 | Up-front Payment
PGE-014651 | Low Income Single Family Residential | Domestic Hot Water | Gas | Pacific Gas and Electric | Incentive:Paid | 5397 | 36.9 |  | 1 | 164 |  | 164 |  | 2019-11-25 14:28 | 2019-12-19 | TITANIUM POWER INC | Retrofit | Bakersfield | Bakersfield | 93307 | Host Customer is System Owner | 5 |  | 30004298 | Butler Sun Solutions, Inc. | Titanium Power | Power Pack 2 GT Butler | Indirect Forced Circulation (IF) | 43.72 |  | BT1 | Glycol | Advanced Controller with a Vacation or Holiday Mode | Solar Storage with Tankless Auxiliary Water Heater | 52 | 1 | 1 | 65 | Z13 | [18 empty] | Bakersfield | FALSE | 33.35 |  | 2019-11-22 | 2019-12-18 |  |  | 2019-11-25 | 2019-12-19 | 1716 | 5470 | Up-front Payment
PGE-014652 | Single Family Residential - Disadvantaged Community | Domestic Hot Water | Gas | Pacific Gas and Electric | Incentive:Paid | 4366 | 29.85 |  | 1 | 164 |  | 164 |  | 2019-11-25 14:29 | 2019-12-19 | TITANIUM POWER INC | Retrofit | Bakersfield | Bakersfield | 93307 | Host Customer is System Owner | 6 |  | 30004298 | Butler Sun Solutions, Inc. | Titanium Power | Power Pack 2 GT Butler | Indirect Forced Circulation (IF) | 43.72 |  | BT1 | Glycol | Advanced Controller with a Vacation or Holiday Mode | Solar Storage with Tankless Auxiliary Water Heater | 52 | 1 | 1 | 75 | Z13 | [18 empty] | Bakersfield | FALSE | 33.35 |  | 2019-11-22 | 2019-12-18 |  |  | 2019-11-25 | 2019-12-19 | 1754 | 5470 | Up-front Payment
PGE-014653 | Low Income Single Family Residential | Domestic Hot Water | Gas | Pacific Gas and Electric | Incentive:Paid | 5397 | 36.9 |  | 1 | 164 |  | 164 |  | 2019-11-25 14:29 | 2019-12-19 | TITANIUM POWER INC | Retrofit | Bakersfield | Bakersfield | 93307 | Host Customer is System Owner | 7 |  | 30004298 | Butler Sun Solutions, Inc. | Titanium Power | Power Pack 2 GT Butler | Indirect Forced Circulation (IF) | 43.72 |  | BT1 | Glycol | Advanced Controller with a Vacation or Holiday Mode | Solar Storage with Tankless Auxiliary Water Heater | 52 | 1 | 1 | 85 | Z13 | [18 empty] | Bakersfield | FALSE | 33.35 |  | 2019-11-22 | 2019-12-18 |  |  | 2019-11-25 | 2019-12-19 | 1716 | 5470 | Up-front Payment
PGE-014654 | Low Income Single Family Residential | Domestic Hot Water | Gas | Pacific Gas and Electric | Incentive:Paid | 5397 | 36.9 |  | 1 | 164 |  | 164 |  | 2019-11-25 14:26 | 2019-12-16 | TITANIUM POWER INC | Retrofit | Bakersfield | Bakersfield | 93307 | Host Customer is System Owner | 8 |  | 30004298 | Butler Sun Solutions, Inc. | Titanium Power | Power Pack 2 GT Butler | Indirect Forced Circulation (IF) | 43.72 |  | BT1 | Glycol | Advanced Controller with a Vacation or Holiday Mode | Solar Storage with Tankless Auxiliary Water Heater | 52 | 1 | 1 | 95 | Z13 | [18 empty] | Bakersfield | FALSE | 33.23 |  | 2011-06-01: 2019-11-22; 2011-08-03: 2019-11-25; 2011-09-20: 2019-12-16 | 1765 | 5450 | Up-front Payment
PGE-014655 | Low Income Single Family Residential | Domestic Hot Water | Gas | Pacific Gas and Electric | Incentive:Paid | 4366 | 36.9 |  | 1 | 164 |  | 164 |  | 2019-11-25 14:25 | 2019-12-18 | TITANIUM POWER INC | Retrofit | Bakersfield | Bakersfield | 93307 | Host Customer is System Owner | 7 |  | 30004298 | Butler Sun Solutions, Inc. | Titanium Power | Power Pack 2 GT Butler | Indirect Forced Circulation (IF) | 43.72 |  | BT1 | Glycol | Advanced Controller with a Vacation or Holiday Mode | Solar Storage with Tankless Auxiliary Water Heater | 52 | 1 | 1 | 85 | Z13 | [18 empty] | Bakersfield | FALSE | 33.35 |  | 2019-11-22 | 2019-12-16 |  |  | 2019-11-25 | 2019-12-18 | 1765 | 5470 | Up-front Payment
SCG-014656 | Commercial/Multifamily Residential | Domestic Hot Water | Gas | Southern California Gas Company | Incentive:Paid | 49232 | 17.16 |  | 2 | 2869 |  | 2869 |  | 2019-12-04 21:49 | 2020-06-30 | PROMISE ENERGY INC | Retrofit | Torrance | Los Angeles | 90503 | Host Customer is System Owner | [7 empty] | 737.1 | 40.95 |  | Glycol | Steam Back | Solar Storage and Auxiliary Tanks are separate |  | 1 | 1 | 6660 | Z06 | 180 | Units | Apartments/Condos | 10001803 | 18 | 1 | 2100 | 1 | 2100 | 1 | 1100000 | TRUE | 140 | 120 |  | SunEarth - SETR A503 TTR U + VFS 20-400 |  | SunEarth - SETR A503 TTR U + VFS 20-400 | Torrance | FALSE | 21.25 |  | 2019-11-24 |  | 2019-12-04 | 2020-06-30 | 2021-03-02 | 2021-03-09 | 1325 | 60965.2 | Up-front Payment
PGE-014657 | Single Family Residential - Disadvantaged Community | Domestic Hot Water | Gas | Pacific Gas and Electric | Incentive:Paid | 4366 | 29.85 |  | 1 | 164 |  | 164 |  | 2019-11-26 14:53 | 2019-12-19 | TITANIUM POWER INC | Retrofit | Bakersfield | Bakersfield | 93304 | Host Customer is System Owner | 5 |  | 30004298 | Butler Sun Solutions, Inc. | Titanium Power | Power Pack 2 GT Butler | Indirect Forced Circulation (IF) | 43.72 |  | BT1 | Glycol | Advanced Controller with a Vacation or Holiday Mode | Solar Storage with Tankless Auxiliary Water Heater | 52 | 1 | 1 | 65 | Z13 | [18 empty] | Bakersfield | FALSE | 33.35 |  | 2019-11-25 | 2019-12-18 |  |  | 2019-11-26 | 2019-12-19 | 1754 | 5470 | Up-front Payment
PGE-014658 | Single Family Residential - Disadvantaged Community | Domestic Hot Water | Gas | Pacific Gas and Electric | Incentive:Paid | 4366 | 29.85 |  | 1 | 164 |  | 164 |  | 2019-11-26 14:51 | 2019-12-19 | TITANIUM POWER INC | Retrofit | Bakersfield | Bakersfield | 93307 | Host Customer is System Owner | 4 |  | 30004298 | Butler Sun Solutions, Inc. | Titanium Power | Power Pack 2 GT Butler | Indirect Forced Circulation (IF) | 43.72 |  | BT1 | Glycol | Advanced Controller with a Vacation or Holiday Mode | Solar Storage with Tankless Auxiliary Water Heater | 52 | 1 | 1 | 55 | Z13 | [18 empty] | Bakersfield | FALSE | 33.35 |  | 2019-11-25 | 2019-12-18 |  |  | 2019-11-26 | 2019-12-19 | 1754 | 5470 | Up-front Payment
PGE-014659 | Low Income Single Family Residential | Domestic Hot Water | Gas | Pacific Gas and Electric | Incentive:Paid | 5397 | 36.9 |  | 1 | 164 |  | 164 |  | 2019-11-26 14:49 | 2019-12-18 | TITANIUM POWER INC | Retrofit | Bakersfield | Bakersfield | 93304 | Host Customer is System Owner | 6 |  | 30004298 | Butler Sun Solutions, Inc. | Titanium Power | Power Pack 2 GT Butler | Indirect Forced Circulation (IF) | 43.72 |  | BT1 | Glycol | Advanced Controller with a Vacation or Holiday Mode | Solar Storage with Tankless Auxiliary Water Heater | 52 | 1 | 1 | 75 | Z13 | [18 empty] | Bakersfield | FALSE | 33.35 |  | 2011-06-01: 2019-11-25; 2011-08-03: 2019-11-26; 2011-09-20: 2019-12-18 | 1765 | 5470 | Up-front Payment
PGE-014660 | Low Income Single Family Residential | Domestic Hot Water | Gas | Pacific Gas and Electric | Incentive:Paid | 5397 | 36.9 |  | 1 | 164 |  | 156 |  | 2019-11-26 14:46 | 2019-12-19 | TITANIUM POWER INC | Retrofit | Bakersfield | Bakersfield | 93304 | Host Customer is System Owner | 9 |  | 30004298 | Butler Sun Solutions, Inc. | Titanium Power | Power Pack 2 GT Butler | Indirect Forced Circulation (IF) | 43.72 |  | BT1 | Glycol | Advanced Controller with a Vacation or Holiday Mode | Solar Storage with Tankless Auxiliary Water Heater | 52 | 1 | 0.95 | 105 | Z13 | [18 empty] | Bakersfield | FALSE | 33.23 |  | 2019-11-25 | 2019-12-18 |  |  | 2019-11-26 | 2019-12-19 | 1716 | 5450 | Up-front Payment
PGE-014661 | Single Family Residential - Disadvantaged Community | Domestic Hot Water | Gas | Pacific Gas and Electric | Incentive:Paid | 4366 | 29.85 |  | 1 | 164 |  | 164 |  | 2019-11-26 14:44 | 2019-12-19 | TITANIUM POWER INC | Retrofit | Bakersfield | Bakersfield | 93304 | Host Customer is System Owner | 6 |  | 30004298 | Butler Sun Solutions, Inc. | Titanium Power | Power Pack 2 GT Butler | Indirect Forced Circulation (IF) | 43.72 |  | BT1 | Glycol | Advanced Controller with a Vacation or Holiday Mode | Solar Storage with Tankless Auxiliary Water Heater | 52 | 1 | 1 | 75 | Z13 | [18 empty] | Bakersfield | FALSE | 33.23 |  | 2019-11-25 | 2019-12-18 |  |  | 2019-11-26 | 2019-12-19 | 1754 | 5450 | Up-front Payment
PGE-014662 | Low Income Single Family Residential | Domestic Hot Water | Gas | Pacific Gas and Electric | Incentive:Paid | 5397 | 36.9 |  | 1 | 164 |  | 164 |  | 2019-11-26 14:54 | 2019-12-19 | TITANIUM POWER INC | Retrofit | Bakersfield | Bakersfield | 93307 | Host Customer is System Owner | 5 |  | 30004298 | Butler Sun Solutions, Inc. | Titanium Power | Power Pack 2 GT Butler | Indirect Forced Circulation (IF) | 43.72 |  | BT1 | Glycol | Advanced Controller with a Vacation or Holiday Mode | Solar Storage with Tankless Auxiliary Water Heater | 52 | 1 | 1 | 65 | Z13 | [18 empty] | Bakersfield | FALSE | 33.35 |  | 2019-11-25 | 2019-12-18 |  |  | 2019-11-26 | 2019-12-19 | 1716 | 5470 | Up-front Payment
PGE-014663 | Single Family Residential - Disadvantaged Community | Domestic Hot Water | Gas | Pacific Gas and Electric | Incentive:Paid | 4366 | 29.85 |  | 1 | 164 |  | 164 |  | 2019-11-26 14:40 | 2019-12-20 | TITANIUM POWER INC | Retrofit | Bakersfield | Bakersfield | 93304 | Host Customer is System Owner | 5 |  | 30004298 | Butler Sun Solutions, Inc. | Titanium Power | Power Pack 2 GT Butler | Indirect Forced Circulation (IF) | 43.72 |  | BT1 | Glycol | Advanced Controller with a Vacation or Holiday Mode | Solar Storage with Tankless Auxiliary Water Heater | 52 | 1 | 1 | 65 | Z13 | [18 empty] | Bakersfield | FALSE | 33.35 |  | 2019-11-25 | 2019-12-18 |  |  | 2019-11-26 | 2019-12-20 | 1754 | 5470 | Up-front Payment
PGE-014664 | Low Income Single Family Residential | Domestic Hot Water | Gas | Pacific Gas and Electric | Incentive:Paid | 5397 | 36.9 |  | 1 | 164 |  | 164 |  | 2019-11-26 14:38 | 2020-01-07 | TITANIUM POWER INC | Retrofit | Bakersfield | Bakersfield | 93304 | Host Customer is System Owner | 8 |  | 30004298 | Butler Sun Solutions, Inc. | Titanium Power | Power Pack 2 GT Butler | Indirect Forced Circulation (IF) | 43.72 |  | BT1 | Glycol | Advanced Controller with a Vacation or Holiday Mode | Solar Storage with Tankless Auxiliary Water Heater | 52 | 1 | 1 | 95 | Z13 | [18 empty] | Bakersfield | FALSE | 33.35 |  | 2019-11-25 | 2019-12-19 |  |  | 2019-11-26 | 2020-01-07 | 1746 | 5470 | Up-front Payment
PGE-014665 | Low Income Single Family Residential | Domestic Hot Water | Gas | Pacific Gas and Electric | Incentive:Paid | 5397 | 36.9 |  | 1 | 160 |  | 152 |  | 2019-11-26 14:35 | 2019-12-19 | TITANIUM POWER INC | Retrofit | Bakersfiled | Bakersfield | 93307 | Host Customer is System Owner | 7 |  | 30004297 | Butler Sun Solutions, Inc. | Titanium Power | Power Pack 2 GT | Indirect Forced Circulation (IF) | 45.42 |  | ARIS2004 | Glycol | Advanced Controller with a Vacation or Holiday Mode | Solar Storage with Tankless Auxiliary Water Heater | 52 | 1 | 0.95 | 85 | Z13 | [18 empty] | Bakersfield | FALSE | 34.19 |  | 2011-06-01: 2019-11-25; 2011-08-03: 2019-11-26; 2011-09-20: 2019-12-19 | 1754 | 5470 | Up-front Payment
PGE-014666 | Single Family Residential - Disadvantaged Community | Domestic Hot Water | Gas | Pacific Gas and Electric | Incentive:Paid | 4366 | 29.85 |  | 1 | 164 |  | 164 |  | 2019-11-26 14:33 | 2020-01-07 | TITANIUM POWER INC | Retrofit | Bakersfield | Bakersfield | 93307 | Host Customer is System Owner | 6 |  | 30004298 | Butler Sun Solutions, Inc. | Titanium Power | Power Pack 2 GT Butler | Indirect Forced Circulation (IF) | 43.72 |  | BT1 | Glycol | Advanced Controller with a Vacation or Holiday Mode | Solar Storage with Tankless Auxiliary Water Heater | 52 | 1 | 1 | 75 | Z13 | [18 empty] | Bakersfield | FALSE | 33.35 |  | 2019-11-25 | 2019-12-19 |  |  | 2019-11-26 | 2020-01-07 | 1746 | 5470 | Up-front Payment
PGE-014667 | Single Family Residential - Disadvantaged Community | Domestic Hot Water | Gas | Pacific Gas and Electric | Incentive:Paid | 4366 | 29.85 |  | 1 | 164 |  | 164 |  | 2019-11-26 14:31 | 2020-01-08 | TITANIUM POWER INC | Retrofit | Bakersfield | Bakersfield | 93307 | Host Customer is System Owner | 9 |  | 30004298 | Butler Sun Solutions, Inc. | Titanium Power | Power Pack 2 GT Butler | Indirect Forced Circulation (IF) | 43.72 |  | BT1 | Glycol | Advanced Controller with a Vacation or Holiday Mode | Solar Storage with Tankless Auxiliary Water Heater | 52 | 1 | 1 | 105 | Z13 | [18 empty] | Bakersfield | FALSE | 33.35 |  | 2019-11-25 | 2019-12-19 |  |  | 2019-11-26 | 2020-01-08 | 1733 | 5470 | Up-front Payment
PGE-014668 | Single Family Residential - Disadvantaged Community | Domestic Hot Water | Gas | Pacific Gas and Electric | Incentive:Paid | 4366 | 29.85 |  | 1 | 160 |  | 160 |  | 2019-11-26 14:29 | 2020-01-08 | TITANIUM POWER INC | Retrofit | Bakersfield | Bakersfield | 93304 | Host Customer is System Owner | 5 |  | 30004297 | Butler Sun Solutions, Inc. | Titanium Power | Power Pack 2 GT | Indirect Forced Circulation (IF) | 45.42 |  | ARIS2004 | Glycol | Advanced Controller with a Vacation or Holiday Mode | Solar Storage with Tankless Auxiliary Water Heater | 52 | 1 | 1 | 65 | Z13 | [18 empty] | Bakersfield | FALSE | 34.19 |  | 2019-11-25 | 2019-12-19 |  |  | 2019-11-26 | 2020-01-08 | 1733 | 5470 | Up-front Payment
PGE-014669 | Low Income Single Family Residential | Domestic Hot Water | Gas | Pacific Gas and Electric | Incentive:Paid | 5018 | 36.9 |  | 1 | 160 |  | 136 |  | 2019-11-26 13:25 | 2019-12-19 | TITANIUM POWER INC | Retrofit | Bakersfield | Bakersfield | 93304 | Host Customer is System Owner | 4 |  | 30004297 | Butler Sun Solutions, Inc. | Titanium Power | Power Pack 2 GT | Indirect Forced Circulation (IF) | 45.42 |  | ARIS2004 | Glycol | Advanced Controller with a Vacation or Holiday Mode | Solar Storage with Tankless Auxiliary Water Heater | 52 | 1 | 0.85 | 55 | Z13 | [18 empty] | Bakersfield | FALSE | 34.19 |  | 2011-06-01: 2019-11-25; 2011-08-03: 2019-11-26; 2011-09-20: 2019-12-19 | 1754 | 5470 | Up-front Payment
PGE-014670 | Low Income Single Family Residential | Domestic Hot Water | Gas | Pacific Gas and Electric | Incentive:Paid | 5314 | 36.9 |  | 1 | 160 |  | 144 |  | 2019-11-26 13:27 | 2019-12-19 | TITANIUM POWER INC | Retrofit | Bakersfield | Bakersfield | 93304 | Host Customer is System Owner | 4 |  | 30004297 | Butler Sun Solutions, Inc. | Titanium Power | Power Pack 2 GT | Indirect Forced Circulation (IF) | 45.42 |  | ARIS2004 | Glycol | Advanced Controller with a Vacation or Holiday Mode | Solar Storage with Tankless Auxiliary Water Heater | 52 | 1 | 0.9 | 55 | Z13 | [18 empty] | Bakersfield | FALSE | 34.19 |  | 2019-11-25 | 2019-12-19 |  |  | 2019-11-26 | 2019-12-19 | 1716 | 5470 | Up-front Payment
PGE-014671 | Low Income Single Family Residential | Domestic Hot Water | Gas | Pacific Gas and Electric | Incentive:Paid | 5397 | 36.9 |  | 1 | 164 |  | 164 |  | 2019-11-26 13:29 | 2019-12-19 | TITANIUM POWER INC | Retrofit | Bakersfield | Bakersfield | 93307 | Host Customer is System Owner | 6 |  | 30004298 | Butler Sun Solutions, Inc. | Titanium Power | Power Pack 2 GT Butler | Indirect Forced Circulation (IF) | 43.72 |  | BT1 | Glycol | Advanced Controller with a Vacation or Holiday Mode | Solar Storage with Tankless Auxiliary Water Heater | 52 | 1 | 1 | 75 | Z13 | [18 empty] | Bakersfield | FALSE | 33.35 |  | 2011-06-01: 2019-11-25; 2011-08-03: 2019-11-26; 2011-09-20: 2019-12-19 | 1754 | 5470 | Up-front Payment
PGE-014672 | Single Family Residential - Disadvantaged Community | Domestic Hot Water | Gas | Pacific Gas and Electric | Incentive:Paid | 4366 | 29.85 |  | 1 | 164 |  | 164 |  | 2019-11-26 13:32 | 2019-12-20 | TITANIUM POWER INC | Retrofit | Bakersfield | Bakersfield | 93307 | Host Customer is System Owner | 6 |  | 30004298 | Butler Sun Solutions, Inc. | Titanium Power | Power Pack 2 GT Butler | Indirect Forced Circulation (IF) | 43.72 |  | BT1 | Glycol | Advanced Controller with a Vacation or Holiday Mode | Solar Storage with Tankless Auxiliary Water Heater | 52 | 1 | 1 | 75 | Z13 | [18 empty] | Bakersfield | FALSE | 33.35 |  | 2019-11-25 | 2019-12-19 |  |  | 2019-11-26 | 2019-12-20 | 1754 | 5470 | Up-front Payment
PGE-014673 | Low Income Single Family Residential | Domestic Hot Water | Gas | Pacific Gas and Electric | Incentive:Paid | 5397 | 36.9 |  | 1 | 164 |  | 164 |  | 2019-11-26 13:34 | 2019-12-19 | TITANIUM POWER INC | Retrofit | Bakersfield | Bakersfield | 93307 | Host Customer is System Owner | 5 |  | 30004298 | Butler Sun Solutions, Inc. | Titanium Power | Power Pack 2 GT Butler | Indirect Forced Circulation (IF) | 43.72 |  | BT1 | Glycol | Advanced Controller with a Vacation or Holiday Mode | Solar Storage with Tankless Auxiliary Water Heater | 52 | 1 | 1 | 65 | Z13 | [18 empty] | Bakersfield | FALSE | 33.35 |  | 2011-06-01: 2019-11-25; 2011-08-03: 2019-11-26; 2011-09-20: 2019-12-19 | 1754 | 5470 | Up-front Payment
PGE-014674 | Low Income Single Family Residential | Domestic Hot Water | Gas | Pacific Gas and Electric | Incentive:Paid | 5397 | 36.9 |  | 1 | 164 |  | 164 |  | 2019-11-26 13:36 | 2019-12-26 | TITANIUM POWER INC | Retrofit | Bakersfield | Bakersfield | 93307 | Host Customer is System Owner | 8 |  | 30004298 | Butler Sun Solutions, Inc. | Titanium Power | Power Pack 2 GT Butler | Indirect Forced Circulation (IF) | 43.72 |  | BT1 | Glycol | Advanced Controller with a Vacation or Holiday Mode | Solar Storage with Tankless Auxiliary Water Heater | 52 | 1 | 1 | 95 | Z13 | [18 empty] | Bakersfield | FALSE | 33.35 |  | 2019-11-25 | 2019-12-19 |  |  | 2019-11-26 | 2019-12-26 | 1716 | 5470 | Up-front Payment
PGE-014675 | Low Income Single Family Residential | Domestic Hot Water | Gas | Pacific Gas and Electric | Incentive:Paid | 5397 | 36.9 |  | 1 | 164 |  | 164 |  | 2019-11-26 13:38 | 2019-12-18 | TITANIUM POWER INC | Retrofit | Bakersfield | Bakersfield | 93307 | Host Customer is System Owner | 4 |  | 30004298 | Butler Sun Solutions, Inc. | Titanium Power | Power Pack 2 GT Butler | Indirect Forced Circulation (IF) | 43.72 |  | BT1 | Glycol | Advanced Controller with a Vacation or Holiday Mode | Solar Storage with Tankless Auxiliary Water Heater | 52 | 1 | 1 | 55 | Z13 | [18 empty] | Bakersfield | FALSE | 33.35 |  | 2011-06-01: 2019-11-25; 2011-08-03: 2019-11-26; 2011-09-20: 2019-12-18 | 1765 | 5470 | Up-front Payment
PGE-014676 | Low Income Single Family Residential | Domestic Hot Water | Gas | Pacific Gas and Electric | Incentive:Paid | 5397 | 36.9 |  | 1 | 164 |  | 164 |  | 2019-11-26 14:25 | 2019-12-18 | TITANIUM POWER INC | Retrofit | Bakersfield | Bakersfield | 93306 | Host Customer is System Owner | 4 |  | 30004298 | Butler Sun Solutions, Inc. | Titanium Power | Power Pack 2 GT Butler | Indirect Forced Circulation (IF) | 43.72 |  | BT1 | Glycol | Advanced Controller with a Vacation or Holiday Mode | Solar Storage with Tankless Auxiliary Water Heater | 52 | 1 | 1 | 55 | Z13 | [18 empty] | Bakersfield | FALSE | 33.35 |  | 2011-06-01: 2019-11-25; 2011-08-03: 2019-11-26; 2011-09-20: 2019-12-18 | 1765 | 5470 | Up-front Payment
PGE-014677 | Low Income Single Family Residential | Domestic Hot Water | Gas | Pacific Gas and Electric | Incentive:Paid | 5397 | 36.9 |  | 1 | 164 |  | 164 |  | 2019-11-26 14:26 | 2020-01-08 | TITANIUM POWER INC | Retrofit | Bakersfield | Bakersfield | 93307 | Host Customer is System Owner | 8 |  | 30004298 | Butler Sun Solutions, Inc. | Titanium Power | Power Pack 2 GT Butler | Indirect Forced Circulation (IF) | 43.72 |  | BT1 | Glycol | Advanced Controller with a Vacation or Holiday Mode | Solar Storage with Tankless Auxiliary Water Heater | 52 | 1 | 1 | 95 | Z13 | [18 empty] | Bakersfield | FALSE | 33.35 |  | 2011-06-01: 2019-11-25; 2011-08-03: 2019-11-26; 2011-09-20: 2020-01-08 | 1733 | 5470 | Up-front Payment
PGE-014678 | Low Income Single Family Residential | Domestic Hot Water | Gas | Pacific Gas and Electric | Incentive:Paid | 5397 | 36.9 |  | 1 | 164 |  | 164 |  | 2019-11-26 13:22 | 2019-12-18 | TITANIUM POWER INC | Retrofit | Bakersfield | Bakersfield | 93307 | Host Customer is System Owner | 7 |  | 30004298 | Butler Sun Solutions, Inc. | Titanium Power | Power Pack 2 GT Butler | Indirect Forced Circulation (IF) | 43.72 |  | BT1 | Glycol | Advanced Controller with a Vacation or Holiday Mode | Solar Storage with Tankless Auxiliary Water Heater | 52 | 1 | 1 | 85 | Z13 | [18 empty] | Bakersfield | FALSE | 33.35 |  | 2011-06-01: 2019-11-25; 2011-08-03: 2019-11-26; 2011-09-20: 2019-12-18 | 1765 | 5470 | Up-front Payment
SCG-014679 | Low Income Single Family Residential | Domestic Hot Water | Gas | Southern California Gas Company | Incentive:Paid | 5397 | 36.9 |  | 1 | 156 |  | 156 |  | 2020-07-17 10:52 | 2020-10-13 | EVOLUTION ENERGY SOLUTIONS L L C | Retrofit | Los Angeles | Los Angeles | 90059 | Host Customer is System Owner | 6 |  | 2001028G | SunEarth, Inc. | CASCADE | EPRD-64-80-2G | Indirect Forced Circulation (IF) | 65.67 |  | EP-32 / EP-32-0.75 | Automatic Drainback |  | Solar Storage with Tankless Auxiliary Water Heater | 80 | 1 | 1 | 75 | Z08 | [18 empty] | Los Angeles | FALSE | 55.31 |  | 2011-06-01: 2019-11-25; 2011-08-03: 2020-07-17; 2011-09-20: 2020-10-13 | 1472 | 8628.87 | Up-front Payment
PGE-014680 | Commercial Pools | Pool Heating | Gas | Pacific Gas and Electric | Incentive:Paid | 8494 | 7 |  | 1 | 1859 |  | 1859 |  | 2019-11-26 09:48 | 2019-12-30 | SIERRA PACIFIC HOME & COMFORT INC | Retrofit | Roseville | Placer | 95678 | Host Customer is System Owner | [7 empty] | 825.24 | 35.88 |  | Manual Drainback |  |  |  | 1 | 1 |  | Z11 |  |  |  | 10001888 | 23 | 1 | [5 empty] | FALSE |  |  |  | Badger - Badger 380 |  | Badger - Badger 380 | City of Roseville | FALSE | 9.14 |  | 2019-11-26 | 2019-12-18 | 2019-11-26 | 2019-12-30 | 2020-02-04 | 2020-05-15 | 1612 | 16987 | Up-front Payment
SCG-014681 | Commercial/Multifamily Residential | Domestic Hot Water | Gas | Southern California Gas Company | Reservation:Canceled | 28709 | 17.16 |  | 2 | 1673 |  | 1673 |  | 2020-01-06 10:02 |  | EVOLUTION ENERGY SOLUTIONS L L C | Retrofit | North Hills | Los Angeles | 91343 | Host Customer is System Owner | [7 empty] | 491.4 | 40.95 |  | Drainback | Drainback (Water) | Solar Storage and Auxiliary Tanks are separate |  | 1 | 1 | 880 | Z09 | 22 | Units | Apartments/Condos | TRB-40 | 12 | 1 | 800 | 1 | 198 | 2 | 275099 | TRUE | 140 | 140 |  | SunEarth - SETR A503 TTR U + VFS 10-200 |  | SunEarth - SETR A503 TTR U + VFS 10-200 |  | FALSE | 20.19 |  | 2011-06-01: 2019-12-20; 2011-06-21: 2020-08-05 | 1543 | 33778 | Up-front Payment
PGE-014682 | Low Income Single Family Residential | Domestic Hot Water | Gas | Pacific Gas and Electric | Incentive:Paid | 5397 | 36.9 |  | 1 | 164 |  | 164 |  | 2019-11-27 15:29 | 2019-12-19 | TITANIUM POWER INC | Retrofit | Bakersfield | Bakersfield | 93307 | Host Customer is System Owner | 6 |  | 30004298 | Butler Sun Solutions, Inc. | Titanium Power | Power Pack 2 GT Butler | Indirect Forced Circulation (IF) | 43.72 |  | BT1 | Glycol | Advanced Controller with a Vacation or Holiday Mode | Solar Storage with Tankless Auxiliary Water Heater | 52 | 1 | 1 | 75 | Z13 | [18 empty] | Bakersfield | FALSE | 33.35 |  | 2011-06-01: 2019-11-26; 2011-08-03: 2019-11-27; 2011-09-20: 2019-12-19 | 1754 | 5470 | Up-front Payment
PGE-014683 | Low Income Single Family Residential | Domestic Hot Water | Gas | Pacific Gas and Electric | Incentive:Paid | 5397 | 36.9 |  | 1 | 164 |  | 164 |  | 2019-11-27 15:30 | 2020-03-11 | TITANIUM POWER INC | Retrofit | Bakersfield | Bakersfield | 93307 | Host Customer is System Owner | 4 |  | 30004298 | Butler Sun Solutions, Inc. | Titanium Power | Power Pack 2 GT Butler | Indirect Forced Circulation (IF) | 43.72 |  | BT1 | Glycol | Advanced Controller with a Vacation or Holiday Mode | Solar Storage with Tankless Auxiliary Water Heater | 52 | 1 | 1 | 55 | Z13 | [18 empty] | Bakersfield | FALSE | 33.35 |  | 2011-06-01: 2019-11-26; 2011-08-03: 2019-11-27; 2011-09-20: 2020-03-11 | 1667 | 5470 | Up-front Payment
PGE-014684 | Low Income Single Family Residential | Domestic Hot Water | Gas | Pacific Gas and Electric | Incentive:Paid | 5397 | 36.9 |  | 1 | 164 |  | 164 |  | 2019-11-30 10:35 | 2019-12-19 | TITANIUM POWER INC | Retrofit | Bakersfield | Bakersfield | 93307 | Host Customer is System Owner | 4 |  | 30004298 | Butler Sun Solutions, Inc. | Titanium Power | Power Pack 2 GT Butler | Indirect Forced Circulation (IF) | 43.72 |  | BT1 | Glycol | Advanced Controller with a Vacation or Holiday Mode | Solar Storage with Tankless Auxiliary Water Heater | 52 | 1 | 1 | 55 | Z13 | [18 empty] | Bakersfield | FALSE | 33.35 |  | 2011-06-01: 2019-11-26; 2011-08-03: 2019-11-30; 2011-09-20: 2019-12-19 | 1754 | 5470 | Up-front Payment
PGE-014685 | Low Income Single Family Residential | Domestic Hot Water | Gas | Pacific Gas and Electric | Incentive:Paid | 5397 | 36.9 |  | 1 | 164 |  | 164 |  | 2019-11-30 10:38 | 2019-12-20 | TITANIUM POWER INC | Retrofit | Bakersfield | Bakersfield | 93307 | Host Customer is System Owner | 7 |  | 30004298 | Butler Sun Solutions, Inc. | Titanium Power | Power Pack 2 GT Butler | Indirect Forced Circulation (IF) | 43.72 |  | BT1 | Glycol | Advanced Controller with a Vacation or Holiday Mode | Solar Storage with Tankless Auxiliary Water Heater | 52 | 1 | 1 | 85 | Z13 | [18 empty] | Bakersfield | FALSE | 33.35 |  | 2019-11-26 | 2019-12-19 |  |  | 2019-11-30 | 2019-12-20 | 1716 | 5470 | Up-front Payment
SCG-014686 | Low Income Single Family Residential | Domestic Hot Water | Gas | Southern California Gas Company | Incentive:Paid | 3867 | 36.9 |  | 1 | 131 |  | 105 |  | 2020-07-17 10:56 | 2020-08-27 | EVOLUTION ENERGY SOLUTIONS L L C | Retrofit | Los Angeles | Los Angeles | 90037 | Host Customer is System Owner | 3 |  | 2001028E | SunEarth, Inc. | CASCADE | EPRD-48-80-2G | Indirect Forced Circulation (IF) | 49.3 |  | EP-24 / EP-24-0.75 | Automatic Drainback | Drainback (Water) | Solar Storage and Auxiliary Tanks are separate | 80 | 1 | 0.8 | 45 | Z08 | [18 empty] | Los Angeles | FALSE | 29.52 |  | 2011-06-01: 2019-11-26; 2011-08-03: 2020-07-17; 2011-09-20: 2020-08-27 | 1517 | 3867 | Up-front Payment
SCG-014687 | Low Income Single Family Residential | Domestic Hot Water | Gas | Southern California Gas Company | Incentive:Paid | 4649 | 36.9 |  | 1 | 126 |  | 126 |  | 2020-07-31 23:21 | 2020-09-14 | EVOLUTION ENERGY SOLUTIONS L L C | Retrofit | Los Angeles | Los Angeles | 90003 | Host Customer is System Owner | 3 |  | 2001028B | SunEarth, Inc. | CASCADE | ECRD-40-80-2G | Indirect Forced Circulation (IF) | 40.86 |  | EC-40 / EC-40-0.75 | Automatic Drainback |  | Solar Storage and Auxiliary Tanks are separate | 80 | 1 | 1 | 45 | Z08 | [18 empty] | Los Angeles | FALSE | 36.9 |  | 2011-06-01: 2019-11-26; 2011-08-03: 2020-07-31; 2011-09-20: 2020-09-14 | 1493 | 4649 | Up-front Payment
PGE-014688 | Low Income Single Family Residential | Domestic Hot Water | Gas | Pacific Gas and Electric | Incentive:Paid | 5397 | 36.9 |  | 1 | 160 |  | 160 |  | 2019-11-30 10:40 | 2019-12-26 | TITANIUM POWER INC | Retrofit | Bakersfield | Bakersfield | 93307 | Host Customer is System Owner | 5 |  | 30004297 | Butler Sun Solutions, Inc. | Titanium Power | Power Pack 2 GT | Indirect Forced Circulation (IF) | 45.42 |  | ARIS2004 | Glycol | Advanced Controller with a Vacation or Holiday Mode | Solar Storage with Tankless Auxiliary Water Heater | 52 | 1 | 1 | 65 | Z13 | [18 empty] | Bakersfield | FALSE | 34.06 |  | 2019-11-27 | 2019-12-20 |  |  | 2019-11-30 | 2019-12-26 | 1754 | 5450 | Up-front Payment
PGE-014689 | Multifamily Residential - Disadvantaged Community | Domestic Hot Water | Gas | Pacific Gas and Electric | Incentive:Paid | 39057 | 20.19 |  | 1 | 1954 |  | 1934 |  | 2019-12-05 12:28 | 2019-12-27 | SUN LIGHT & POWER | New Construction | Oakland | Alameda | 94607 | Host Customer is System Owner | [7 empty] | 482.04 | 40.17 |  | Glycol | Pressure Stagnation Protection (PSP) | Solar Storage and Auxiliary Tanks are separate |  | 0.99 | 1 | 4070 | Z03 | 110 | Units | Apartments/Condos | 2010115A | 12 | 2 | 720 | 1 | 250 | 2 | 1200000 | TRUE | 130 | 118 |  | Heliodyne - Delta-T Pro Ethernet |  | Heliodyne - Delta-T Pro Ethernet | City of Oakland | FALSE | 50.31 |  | 2019-11-27 |  | 2019-12-05 | 2019-12-27 | 2021-12-01 | 2021-12-03 | 1048 | 98313 | Up-front Payment
PGE-014690 | Low Income Multifamily Residential | Domestic Hot Water | Gas | Pacific Gas and Electric | Incentive:Paid | 23894 | 24.89 |  | 1 | 960 |  | 960 |  | 2019-12-19 14:06 | 2020-01-08 | SUN LIGHT & POWER | New Construction | Morgan Hill | Santa Clara | 95037 | Host Customer is System Owner | [7 empty] | 241.02 | 40.17 |  | Glycol | Pressure Stagnation Protection (PSP) | Solar Storage and Auxiliary Tanks are separate |  | 1 | 1 | 1320 | Z04 | 33 | Units | Apartments/Condos | 2010115A | 6 | 2 | 357 | 3 | 200 | 2 | 500000 | TRUE | 130 | 120 |  |  |  |  | City of Morgan Hill | FALSE | 68.71 |  | 2019-12-17 | 2020-01-07 | 2019-12-19 | 2020-01-08 | 2020-05-28 | 2020-07-09 | 1551 | 65963 | Up-front Payment
PGE-014691 | Commercial/Multifamily Residential | Domestic Hot Water | Gas | Pacific Gas and Electric | Incentive:Paid | 93917 | 17.16 |  | 2 | 5473 |  | 5473 |  | 2020-04-27 13:45 | 2020-06-23 | SUN LIGHT & POWER | New Construction | Alameda | Alameda | 94501 | Host Customer is System Owner | [7 empty] | 1606.8 | 40.17 |  | Glycol | Pressure Stagnation Protection (PSP) | Solar Storage and Auxiliary Tanks are separate |  | 1 | 1 | 4736 | Z03 | 128 | Units | Apartments/Condos | 2010115A | 40 | 2 | 2634 | 3 | 476 | 4 | 1599600 | TRUE | 140 | 118 |  | Heliodyne - Delta-T Pro Ethernet |  | Heliodyne - Delta-T Pro Ethernet | City of Alameda | FALSE | 68.81 |  | 2019-11-27 | 2020-05-27 | 2020-04-27 | 2020-06-23 | 2021-12-06 | 2021-12-21 | 1026 | 376607 | Up-front Payment
PGE-014692 | Low Income Single Family Residential | Domestic Hot Water | Gas | Pacific Gas and Electric | Incentive:Paid | 5397 | 36.9 |  | 1 | 164 |  | 164 |  | 2019-11-30 10:37 | 2019-12-20 | TITANIUM POWER INC | Retrofit | Bakersfield | Bakersfield | 93305 | Host Customer is System Owner | 5 |  | 30004298 | Butler Sun Solutions, Inc. | Titanium Power | Power Pack 2 GT Butler | Indirect Forced Circulation (IF) | 43.72 |  | BT1 | Glycol | Advanced Controller with a Vacation or Holiday Mode | Solar Storage with Tankless Auxiliary Water Heater | 52 | 1 | 1 | 65 | Z13 | [18 empty] | Bakersfield | FALSE | 33.35 |  | 2011-06-01: 2019-11-27; 2011-08-03: 2019-11-30; 2011-09-20: 2019-12-20 | 1754 | 5470 | Up-front Payment
PGE-014693 | Low Income Single Family Residential | Domestic Hot Water | Gas | Pacific Gas and Electric | Incentive:Paid | 5397 | 36.9 |  | 1 | 164 |  | 164 |  | 2019-11-30 10:31 | 2020-01-14 | TITANIUM POWER INC | Retrofit | Bakersfield | Bakersfield | 93305 | Host Customer is System Owner | 6 |  | 30004298 | Butler Sun Solutions, Inc. | Titanium Power | Power Pack 2 GT Butler | Indirect Forced Circulation (IF) | 43.72 |  | BT1 | Glycol | Advanced Controller with a Vacation or Holiday Mode | Solar Storage with Tankless Auxiliary Water Heater | 52 | 1 | 1 | 75 | Z13 | [18 empty] | Bakersfield | FALSE | 33.35 |  | 2011-06-01: 2019-11-27; 2011-08-03: 2019-11-30; 2011-09-20: 2020-01-14 | 1733 | 5470 | Up-front Payment
PGE-014694 | Low Income Single Family Residential | Domestic Hot Water | Gas | Pacific Gas and Electric | Incentive:Paid | 5397 | 36.9 |  | 1 | 164 |  | 164 |  | 2019-11-30 10:29 | 2019-12-20 | TITANIUM POWER INC | Retrofit | Bakersfield | Bakersfield | 93304 | Host Customer is System Owner | 5 |  | 30004298 | Butler Sun Solutions, Inc. | Titanium Power | Power Pack 2 GT Butler | Indirect Forced Circulation (IF) | 43.72 |  | BT1 | Glycol | Advanced Controller with a Vacation or Holiday Mode | Solar Storage with Tankless Auxiliary Water Heater | 52 | 1 | 1 | 65 | Z13 | [18 empty] | Bakersfield | FALSE | 33.35 |  | 2011-06-01: 2019-11-27; 2011-08-03: 2019-11-30; 2011-09-20: 2019-12-20 | 1754 | 5470 | Up-front Payment
PGE-014695 | Single Family Residential - Disadvantaged Community | Domestic Hot Water | Gas | Pacific Gas and Electric | Incentive:Paid | 4366 | 29.85 |  | 1 | 164 |  | 164 |  | 2019-11-30 10:27 | 2019-12-30 | TITANIUM POWER INC | Retrofit | Bakersfield | Bakersfield | 93307 | Host Customer is System Owner | 5 |  | 30004298 | Butler Sun Solutions, Inc. | Titanium Power | Power Pack 2 GT Butler | Indirect Forced Circulation (IF) | 43.72 |  | BT1 | Glycol | Advanced Controller with a Vacation or Holiday Mode | Solar Storage with Tankless Auxiliary Water Heater | 52 | 1 | 1 | 65 | Z13 | [18 empty] | Bakersfield | FALSE | 33.35 |  | 2019-11-27 | 2019-12-20 |  |  | 2019-11-30 | 2019-12-30 | 1746 | 5470 | Up-front Payment
PGE-014696 | Low Income Single Family Residential | Domestic Hot Water | Gas | Pacific Gas and Electric | Incentive:Paid | 5397 | 36.9 |  | 1 | 164 |  | 164 |  | 2019-11-30 10:36 | 2019-12-20 | TITANIUM POWER INC | Retrofit | Bakersfield | Bakersfield | 93307 | Host Customer is System Owner | 4 |  | 30004298 | Butler Sun Solutions, Inc. | Titanium Power | Power Pack 2 GT Butler | Indirect Forced Circulation (IF) | 43.72 |  | BT1 | Glycol | Advanced Controller with a Vacation or Holiday Mode | Solar Storage with Tankless Auxiliary Water Heater | 52 | 1 | 1 | 55 | Z13 | [18 empty] | Bakersfield | FALSE | 33.35 |  | 2011-06-01: 2019-11-27; 2011-08-03: 2019-11-30; 2011-09-20: 2019-12-20 | 1754 | 5470 | Up-front Payment
PGE-014697 | Single Family Residential - Disadvantaged Community | Domestic Hot Water | Gas | Pacific Gas and Electric | Incentive:Paid | 4366 | 29.85 |  | 1 | 164 |  | 164 |  | 2019-11-30 10:26 | 2019-12-26 | TITANIUM POWER INC | Retrofit | Bakersfield | Bakersfield | 93307 | Host Customer is System Owner | 8 |  | 30004298 | Butler Sun Solutions, Inc. | Titanium Power | Power Pack 2 GT Butler | Indirect Forced Circulation (IF) | 43.72 |  | BT1 | Glycol | Advanced Controller with a Vacation or Holiday Mode | Solar Storage with Tankless Auxiliary Water Heater | 52 | 1 | 1 | 95 | Z13 | [18 empty] | Bakersfield | FALSE | 33.35 |  | 2019-11-27 | 2019-12-20 |  |  | 2019-11-30 | 2019-12-26 | 1746 | 5470 | Up-front Payment
PGE-014698 | Low Income Single Family Residential | Domestic Hot Water | Gas | Pacific Gas and Electric | Incentive:Paid | 5397 | 36.9 |  | 1 | 164 |  | 164 |  | 2019-11-30 10:23 | 2020-01-14 | TITANIUM POWER INC | Retrofit | Bakersifeld | Bakersfield | 93309 | Host Customer is System Owner | 7 |  | 30004298 | Butler Sun Solutions, Inc. | Titanium Power | Power Pack 2 GT Butler | Indirect Forced Circulation (IF) | 43.72 |  | BT1 | Glycol | Advanced Controller with a Vacation or Holiday Mode | Solar Storage with Tankless Auxiliary Water Heater | 52 | 1 | 1 | 85 | Z13 | [18 empty] | Bakersfield | FALSE | 33.35 |  | 2011-06-01: 2019-11-27; 2011-08-03: 2019-11-30; 2011-09-20: 2020-01-14 | 1733 | 5470 | Up-front Payment
PGE-014699 | Low Income Single Family Residential | Domestic Hot Water | Gas | Pacific Gas and Electric | Incentive:Paid | 5397 | 36.9 |  | 1 | 160 |  | 160 |  | 2019-11-30 10:13 | 2019-12-24 | TITANIUM POWER INC | Retrofit | Bakersfield | Bakersfield | 93309 | Host Customer is System Owner | 4 |  | 30004297 | Butler Sun Solutions, Inc. | Titanium Power | Power Pack 2 GT | Indirect Forced Circulation (IF) | 45.42 |  | ARIS2004 | Glycol | Advanced Controller with a Vacation or Holiday Mode | Solar Storage with Tankless Auxiliary Water Heater | 52 | 1 | 1 | 55 | Z13 | [18 empty] | Bakersfield | FALSE | 34.19 |  | 2011-06-01: 2019-11-27; 2011-08-03: 2019-11-30; 2011-09-20: 2019-12-24 | 1754 | 5470 | Up-front Payment
PGE-014700 | Low Income Single Family Residential | Domestic Hot Water | Gas | Pacific Gas and Electric | Incentive:Paid | 5397 | 36.9 |  | 1 | 164 |  | 164 |  | 2019-11-30 10:07 | 2019-12-31 | TITANIUM POWER INC | Retrofit | Bakersfield | Bakersfield | 93307 | Host Customer is System Owner | 4 |  | 30004298 | Butler Sun Solutions, Inc. | Titanium Power | Power Pack 2 GT Butler | Indirect Forced Circulation (IF) | 43.72 |  | BT1 | Glycol | Advanced Controller with a Vacation or Holiday Mode | Solar Storage with Tankless Auxiliary Water Heater | 52 | 1 | 1 | 55 | Z13 | [18 empty] | Bakersfield | FALSE | 33.23 |  | 2011-06-01: 2019-11-27; 2011-08-03: 2019-11-30; 2011-09-20: 2019-12-31 | 1747 | 5450 | Up-front Payment
PGE-014701 | Low Income Single Family Residential | Domestic Hot Water | Gas | Pacific Gas and Electric | Incentive:Paid | 5397 | 36.9 |  | 1 | 164 |  | 164 |  | 2019-11-30 10:02 | 2020-01-02 | TITANIUM POWER INC | Retrofit | Bakersfield | Bakersfield | 93307 | Host Customer is System Owner | 4 |  | 30004298 | Butler Sun Solutions, Inc. | Titanium Power | Power Pack 2 GT Butler | Indirect Forced Circulation (IF) | 43.72 |  | BT1 | Glycol | Advanced Controller with a Vacation or Holiday Mode | Solar Storage with Tankless Auxiliary Water Heater | 52 | 1 | 1 | 55 | Z13 | [18 empty] | Bakersfield | FALSE | 33.23 |  | 2019-11-27 | 2019-12-31 |  |  | 2019-11-30 | 2020-01-02 | 1746 | 5450 | Up-front Payment
PGE-014702 | Single Family Residential - Disadvantaged Community | Domestic Hot Water | Gas | Pacific Gas and Electric | Incentive:Paid | 4366 | 29.85 |  | 1 | 164 |  | 164 |  | 2019-11-30 09:58 | 2020-01-06 | TITANIUM POWER INC | Retrofit | Bakersfield | Bakersfield | 93307 | Host Customer is System Owner | 5 |  | 30004298 | Butler Sun Solutions, Inc. | Titanium Power | Power Pack 2 GT Butler | Indirect Forced Circulation (IF) | 43.72 |  | BT1 | Glycol | Advanced Controller with a Vacation or Holiday Mode | Solar Storage with Tankless Auxiliary Water Heater | 52 | 1 | 1 | 65 | Z13 | [18 empty] | Bakersfield | FALSE | 33.23 |  | 2019-11-27 | 2019-12-31 |  |  | 2019-11-30 | 2020-01-06 | 1746 | 5450 | Up-front Payment
PGE-014703 | Low Income Single Family Residential | Domestic Hot Water | Gas | Pacific Gas and Electric | Incentive:Paid | 5397 | 36.9 |  | 1 | 164 |  | 164 |  | 2019-11-30 09:55 | 2019-12-26 | TITANIUM POWER INC | Retrofit | Bakersfield | Bakersfield | 93307 | Host Customer is System Owner | 5 |  | 30004298 | Butler Sun Solutions, Inc. | Titanium Power | Power Pack 2 GT Butler | Indirect Forced Circulation (IF) | 43.72 |  | BT1 | Glycol | Advanced Controller with a Vacation or Holiday Mode | Solar Storage with Tankless Auxiliary Water Heater | 52 | 1 | 1 | 65 | Z13 | [18 empty] | Bakersfield | FALSE | 33.23 |  | 2019-11-27 | 2019-12-20 |  |  | 2019-11-30 | 2019-12-26 | 1716 | 5450 | Up-front Payment
PGE-014704 | Low Income Single Family Residential | Domestic Hot Water | Gas | Pacific Gas and Electric | Incentive:Paid | 5397 | 36.9 |  | 1 | 164 |  | 164 |  | 2019-11-30 09:52 | 2019-12-26 | TITANIUM POWER INC | Retrofit | Bakersfield | Bakersfield | 93307 | Host Customer is System Owner | 4 |  | 30004298 | Butler Sun Solutions, Inc. | Titanium Power | Power Pack 2 GT Butler | Indirect Forced Circulation (IF) | 43.72 |  | BT1 | Glycol | Advanced Controller with a Vacation or Holiday Mode | Solar Storage with Tankless Auxiliary Water Heater | 52 | 1 | 1 | 55 | Z13 | [18 empty] | Bakersfield | FALSE | 33.23 |  | 2019-11-27 | 2019-12-20 |  |  | 2019-11-30 | 2019-12-26 | 1716 | 5450 | Up-front Payment
PGE-014705 | Low Income Single Family Residential | Domestic Hot Water | Gas | Pacific Gas and Electric | Incentive:Paid | 5397 | 36.9 |  | 1 | 160 |  | 160 |  | 2019-11-30 10:42 | 2019-12-26 | TITANIUM POWER INC | Retrofit | Bakersfield | Bakersfield | 93307 | Host Customer is System Owner | 4 |  | 30004297 | Butler Sun Solutions, Inc. | Titanium Power | Power Pack 2 GT | Indirect Forced Circulation (IF) | 45.42 |  | ARIS2004 | Glycol | Advanced Controller with a Vacation or Holiday Mode | Solar Storage with Tankless Auxiliary Water Heater | 52 | 1 | 1 | 55 | Z13 | [18 empty] | Bakersfield | FALSE | 34.06 |  | 2019-11-27 | 2019-12-19 |  |  | 2019-11-30 | 2019-12-26 | 1716 | 5450 | Up-front Payment
SDG-014706 | Low Income Multifamily Residential | Domestic Hot Water | Gas | San Diego Gas and Electric | Incentive:Paid | 30142 | 24.89 |  | 1 | 1211 |  | 1211 |  | 2019-12-13 16:04 | 2020-03-12 | PROMISE ENERGY INC | Retrofit | National City | National City | 91950 | Host Customer is System Owner | [7 empty] | 322.08 | 40.26 |  | Glycol | Steam Back | Solar Storage and Auxiliary Tanks are separate |  | 1 | 1 | 5180 | Z07 | 140 | Units | Apartments/Condos | 2010115A | 8 | 1 | 600 | 1 | 119 | 1 | 399000 | TRUE | 140 | 120 |  |  |  |  | National City | FALSE | 35.3 |  | 2019-11-27 | 2019-12-23 | 2019-12-13 | 2020-03-12 | 2021-03-11 | 2021-08-13 | 1128 | 42744.56 | Up-front Payment
SCG-014707 | Low Income Single Family Residential | Domestic Hot Water | Gas | Southern California Gas Company | Incentive:Paid | 4592 | 36.9 |  | 1 | 131 |  | 124 |  | 2020-07-17 10:55 | 2020-10-13 | EVOLUTION ENERGY SOLUTIONS L L C | Retrofit | Los Angeles | Los Angeles | 90047 | Host Customer is System Owner | 4 |  | 2001028E | SunEarth, Inc. | CASCADE | EPRD-48-80-2G | Indirect Forced Circulation (IF) | 49.3 |  | EP-24 / EP-24-0.75 | Automatic Drainback |  | Solar Storage and Auxiliary Tanks are separate | 80 | 0.95 | 1 | 55 | Z08 | [18 empty] | Los Angeles | FALSE | 35.05 |  | 2011-06-01: 2019-11-29; 2011-08-03: 2020-07-17; 2011-09-20: 2020-10-13 | 1472 | 4592 | Up-front Payment
SCG-014708 | Low Income Single Family Residential | Domestic Hot Water | Gas | Southern California Gas Company | Incentive:Paid | 4351 | 36.9 |  | 1 | 131 |  | 118 |  | 2020-07-17 10:50 | 2020-08-27 | EVOLUTION ENERGY SOLUTIONS L L C | Retrofit | Los Angeles | Los Angeles | 90047 | Host Customer is System Owner | 9 |  | 2001028E | SunEarth, Inc. | CASCADE | EPRD-48-80-2G | Indirect Forced Circulation (IF) | 49.3 |  | EP-24 / EP-24-0.75 | Automatic Drainback |  | Solar Storage and Auxiliary Tanks are separate | 80 | 1 | 0.9 | 105 | Z08 | [18 empty] | Los Angeles | FALSE | 33.21 |  | 2011-06-01: 2019-11-29; 2011-08-03: 2020-07-17; 2011-09-20: 2020-08-27 | 1514 | 4351 | Up-front Payment
SCG-014712 | Single Family Residential - Disadvantaged Community | Domestic Hot Water | Gas | Southern California Gas Company | Incentive:Paid | 2955 | 29.85 |  | 1 | 132 |  | 99 |  | 2020-07-27 14:26 | 2020-09-01 | EVOLUTION ENERGY SOLUTIONS L L C | Retrofit | Los Angeles | Los Angeles | 90063 | Host Customer is System Owner | 7 |  | 2001028E | SunEarth, Inc. | CASCADE | EPRD-48-80-2G | Indirect Forced Circulation (IF) | 49.3 |  | EP-24 / EP-24-0.75 | Automatic Drainback |  | Solar Storage and Auxiliary Tanks are separate | 80 | 1 | 0.75 | 85 | Z09 | [18 empty] | Los Angeles | FALSE | 22.39 |  | 2011-06-01: 2019-11-29; 2011-08-03: 2020-07-27; 2011-09-20: 2020-09-01 | 1514 | 2955 | Up-front Payment
SCG-014713 | Low Income Single Family Residential | Domestic Hot Water | Gas | Southern California Gas Company | Incentive:Paid | 3867 | 36.9 |  | 1 | 131 |  | 105 |  | 2020-07-31 19:21 | 2020-09-02 | EVOLUTION ENERGY SOLUTIONS L L C | Retrofit | Los Angeles | Los Angeles | 90003 | Host Customer is System Owner | 5 |  | 2001028E | SunEarth, Inc. | CASCADE | EPRD-48-80-2G | Indirect Forced Circulation (IF) | 49.3 |  | EP-24 / EP-24-0.75 | Automatic Drainback |  | Solar Storage and Auxiliary Tanks are separate | 80 | 1 | 0.8 | 65 | Z08 | [18 empty] | Los Angeles | FALSE | 60.21 |  | 2011-06-01: 2019-11-29; 2011-08-03: 2020-07-31; 2011-09-20: 2020-09-02 | 1507 | 7886.87 | Up-front Payment
SCG-014714 | Low Income Single Family Residential | Domestic Hot Water | Gas | Southern California Gas Company | Incentive:Paid | 4834 | 36.9 |  | 1 | 131 |  | 131 |  | 2020-07-17 10:54 | 2020-09-02 | EVOLUTION ENERGY SOLUTIONS L L C | Retrofit | Los Angeles | Los Angeles | 90044 | Host Customer is System Owner | 3 |  | 2001028E | SunEarth, Inc. | CASCADE | EPRD-48-80-2G | Indirect Forced Circulation (IF) | 49.3 |  | EP-24 / EP-24-0.75 | Automatic Drainback | Drainback (Water) | Solar Storage and Auxiliary Tanks are separate | 80 | 1 | 1 | 45 | Z08 | [18 empty] | Los Angeles | FALSE | 36.9 |  | 2011-06-01: 2019-11-29; 2011-08-03: 2020-07-17; 2011-09-20: 2020-09-02 | 1507 | 4834 | Up-front Payment
PGE-014715 | Low Income Single Family Residential | Domestic Hot Water | Gas | Pacific Gas and Electric | Incentive:Paid | 5397 | 36.9 |  | 1 | 164 |  | 164 |  | 2019-12-02 14:16 | 2020-02-07 | TITANIUM POWER INC | Retrofit | Bakersfield | Bakersfield | 93307 | Host Customer is System Owner | 4 |  | 30004298 | Butler Sun Solutions, Inc. | Titanium Power | Power Pack 2 GT Butler | Indirect Forced Circulation (IF) | 43.72 |  | BT1 | Glycol | Advanced Controller with a Vacation or Holiday Mode | Solar Storage with Tankless Auxiliary Water Heater | 52 | 1 | 1 | 55 | Z13 | [18 empty] | Bakersfield | FALSE | 33.23 |  | 2011-06-01: 2019-11-30; 2011-08-03: 2019-12-02; 2011-09-20: 2020-02-07 | 1706 | 5450 | Up-front Payment
PGE-014722 | Commercial Pools | Pool Heating | Gas | Pacific Gas and Electric | Incentive:Paid | 14540 | 7 |  | 1 | 3008 |  | 2918 |  | 2019-12-05 07:13 | 2020-01-21 | SUNTREK INDUSTRIES INC | Retrofit | Mountain View | Santa Clara | 94041 | Host Customer is System Owner | [7 empty] | 1256.32 | 39.26 |  | Drainback |  |  |  | 0.97 | 1 |  | Z04 |  |  |  | 2007048A | 32 | 2 | [5 empty] | FALSE |  |  |  | SunEarth - SETR A503 TTR U + VFS 20-400 |  | SunEarth - SETR A503 TTR U + VFS 20-400 | Mountain View | FALSE | 9.67 |  | 2019-12-02 | 2019-12-27 | 2019-12-05 | 2020-01-21 | 2020-03-06 | 2020-07-31 | 1536 | 29080 | Up-front Payment
SCG-014723 | Commercial Pools | Pool Heating | Gas | Southern California Gas Company | Incentive:Paid | 6615 | 7 |  | 1 | 945 |  | 945 |  | 2019-12-11 15:19 | 2020-01-08 | SUNTREK INDUSTRIES INC | Retrofit | Anaheim | Orange | 92807 | Host Customer is System Owner | [7 empty] | 560 | 40 |  | Manual Drainback |  |  |  | 1 | 1 |  | Z08 |  |  |  | 2007048A | 14 | 1 | [5 empty] | FALSE |  |  |  | SunEarth - SETR A503 TTR U + VFS 20-400 |  | SunEarth - SETR A503 TTR U + VFS 20-400 | Anaheim | FALSE | 16.57 |  | 2019-12-02 |  | 2019-12-11 | 2020-01-08 | 2020-02-13 | 2020-02-19 | 1668 | 15655 | Up-front Payment
SDG-014724 | Commercial Pools | Pool Heating | Gas | San Diego Gas and Electric | Incentive:Paid | 8968 | 7 |  | 1 | 2015 |  | 2015 |  | 2019-12-13 13:02 | 2020-01-10 | SUNTREK INDUSTRIES INC | Retrofit | Escondido | San Diego | 92029 | Host Customer is System Owner | [7 empty] | 720 | 30 |  | Drainback |  |  |  | 1 | 1 |  | Z10 |  |  |  | 2007048A | 24 | 1 | [5 empty] | FALSE |  |  |  | SunEarth - SETR A503 TTR U + VFS 20-400 |  | SunEarth - SETR A503 TTR U + VFS 20-400 | Escondido | FALSE | 8.9 |  | 2019-12-02 | 2019-12-17 | 2019-12-13 | 2020-01-10 | 2020-03-11 | 2020-05-12 | 1606 | 17935 | Up-front Payment
PGE-014725 | Commercial Pools | Pool Heating | Gas | Pacific Gas and Electric | Incentive:Paid | 50500 | 7 |  | 1 | 7579 |  | 7503 |  | 2020-01-07 10:17 | 2020-05-15 | SUNTREK INDUSTRIES INC | Retrofit | Alamo | Contra Costa | 94507 | Host Customer is System Owner | [7 empty] | 3528.72 | 60.84 |  | Manual Drainback |  |  |  | 0.99 | 1 |  | Z12 |  |  |  | 2007048A | 58 | 1 | [5 empty] | FALSE |  |  |  | SunEarth - SETR A503 TTR U + VFS 20-400 |  | SunEarth - SETR A503 TTR U + VFS 20-400 | Contra Costa | FALSE | 13.33 |  | 2019-12-02 | 2020-02-24 | 2020-01-07 | 2020-05-15 | 2020-08-26 | 2020-10-29 | 1453 | 101000 | Up-front Payment
PGE-014726 | Low Income Single Family Residential | Domestic Hot Water | Gas | Pacific Gas and Electric | Incentive:Paid | 5397 | 36.9 |  | 1 | 164 |  | 164 |  | 2019-12-05 14:46 | 2020-02-07 | TITANIUM POWER INC | Retrofit | Bakersfield | Bakersfield | 93307 | Host Customer is System Owner | 6 |  | 30004298 | Butler Sun Solutions, Inc. | Titanium Power | Power Pack 2 GT Butler | Indirect Forced Circulation (IF) | 43.72 |  | BT1 | Glycol | Advanced Controller with a Vacation or Holiday Mode | Solar Storage with Tankless Auxiliary Water Heater | 52 | 1 | 1 | 75 | Z13 | [18 empty] | Bakersfield | FALSE | 33.23 |  | 2019-12-03 | 2019-12-27 |  |  | 2019-12-05 | 2020-02-07 | 1706 | 5450 | Up-front Payment
PGE-014727 | Low Income Single Family Residential | Domestic Hot Water | Gas | Pacific Gas and Electric | Incentive:Paid | 5397 | 36.9 |  | 1 | 164 |  | 164 |  | 2019-12-05 14:43 | 2019-12-30 | TITANIUM POWER INC | Retrofit | Bakersfield | Bakersfield | 93305 | Host Customer is System Owner | 4 |  | 30004298 | Butler Sun Solutions, Inc. | Titanium Power | Power Pack 2 GT Butler | Indirect Forced Circulation (IF) | 43.72 |  | BT1 | Glycol | Advanced Controller with a Vacation or Holiday Mode | Solar Storage with Tankless Auxiliary Water Heater | 52 | 1 | 1 | 55 | Z13 | [18 empty] | Bakersfield | FALSE | 33.23 |  | 2019-12-03 | 2019-12-27 |  |  | 2019-12-05 | 2019-12-30 | 1733 | 5450 | Up-front Payment
PGE-014728 | Single Family Residential | Domestic Hot Water | Gas | Pacific Gas and Electric | Incentive:Paid | 4366 | 29.85 |  | 1 | 164 |  | 164 |  | 2019-12-05 14:39 | 2020-01-15 | TITANIUM POWER INC | Retrofit | Bakersfield | Bakersfield | 93306 | Host Customer is System Owner | 4 |  | 30004298 | Butler Sun Solutions, Inc. | Titanium Power | Power Pack 2 GT Butler | Indirect Forced Circulation (IF) | 43.72 |  | BT1 | Glycol | Advanced Controller with a Vacation or Holiday Mode | Solar Storage with Tankless Auxiliary Water Heater | 52 | 1 | 1 | 55 | Z13 | [18 empty] | Bakersfield | FALSE | 33.23 |  | 2019-12-03 | 2019-12-27 |  |  | 2019-12-05 | 2020-01-15 | 1733 | 5450 | Up-front Payment
PGE-014729 | Low Income Single Family Residential | Domestic Hot Water | Gas | Pacific Gas and Electric | Incentive:Paid | 5397 | 36.9 |  | 1 | 164 |  | 164 |  | 2019-12-05 14:36 | 2020-02-07 | TITANIUM POWER INC | Retrofit | Bakersfield | Bakersfield | 93307 | Host Customer is System Owner | 5 |  | 30004298 | Butler Sun Solutions, Inc. | Titanium Power | Power Pack 2 GT Butler | Indirect Forced Circulation (IF) | 43.72 |  | BT1 | Glycol | Advanced Controller with a Vacation or Holiday Mode | Solar Storage with Tankless Auxiliary Water Heater | 52 | 1 | 1 | 65 | Z13 | [18 empty] | Bakersfield | FALSE | 33.23 |  | 2011-06-01: 2019-12-03; 2011-08-03: 2019-12-05; 2011-09-20: 2020-02-07 | 1706 | 5450 | Up-front Payment
PGE-014730 | Single Family Residential - Disadvantaged Community | Domestic Hot Water | Gas | Pacific Gas and Electric | Incentive:Paid | 4366 | 29.85 |  | 1 | 164 |  | 164 |  | 2019-12-05 14:33 | 2019-12-30 | TITANIUM POWER INC | Retrofit | Bakersfield | Bakersfield | 93307 | Host Customer is System Owner | 6 |  | 30004298 | Butler Sun Solutions, Inc. | Titanium Power | Power Pack 2 GT Butler | Indirect Forced Circulation (IF) | 43.72 |  | BT1 | Glycol | Advanced Controller with a Vacation or Holiday Mode | Solar Storage with Tankless Auxiliary Water Heater | 52 | 1 | 1 | 75 | Z13 | [18 empty] | Bakersfield | FALSE | 33.23 |  | 2019-12-03 | 2019-12-27 |  |  | 2019-12-05 | 2019-12-30 | 1746 | 5450 | Up-front Payment
PGE-014731 | Single Family Residential - Disadvantaged Community | Domestic Hot Water | Gas | Pacific Gas and Electric | Incentive:Paid | 4366 | 29.85 |  | 1 | 164 |  | 164 |  | 2019-12-05 14:31 | 2020-01-06 | TITANIUM POWER INC | Retrofit | Bakersfield | Bakersfield | 93307 | Host Customer is System Owner | 4 |  | 30004298 | Butler Sun Solutions, Inc. | Titanium Power | Power Pack 2 GT Butler | Indirect Forced Circulation (IF) | 43.72 |  | BT1 | Glycol | Advanced Controller with a Vacation or Holiday Mode | Solar Storage with Tankless Auxiliary Water Heater | 52 | 1 | 1 | 55 | Z13 | [18 empty] | Bakersfield | FALSE | 33.23 |  | 2019-12-03 | 2019-12-30 |  |  | 2019-12-05 | 2020-01-06 | 1746 | 5450 | Up-front Payment
PGE-014732 | Low Income Single Family Residential | Domestic Hot Water | Gas | Pacific Gas and Electric | Incentive:Paid | 5397 | 36.9 |  | 1 | 160 |  | 160 |  | 2019-12-05 14:25 | 2020-01-02 | TITANIUM POWER INC | Retrofit | Bakersfield | Bakersfield | 93304 | Host Customer is System Owner | 6 |  | 30004297 | Butler Sun Solutions, Inc. | Titanium Power | Power Pack 2 GT | Indirect Forced Circulation (IF) | 45.42 |  | ARIS2004 | Glycol | Advanced Controller with a Vacation or Holiday Mode | Solar Storage with Tankless Auxiliary Water Heater | 52 | 1 | 1 | 75 | Z13 | [18 empty] | Bakersfield | FALSE | 34.06 |  | 2019-12-03 | 2019-12-30 |  |  | 2019-12-05 | 2020-01-02 | 1746 | 5450 | Up-front Payment
PGE-014733 | Low Income Single Family Residential | Domestic Hot Water | Gas | Pacific Gas and Electric | Incentive:Paid | 5397 | 36.9 |  | 1 | 164 |  | 164 |  | 2019-12-05 14:22 | 2020-02-07 | TITANIUM POWER INC | Retrofit | Bakersfield | Bakersfield | 93307 | Host Customer is System Owner | 4 |  | 30004298 | Butler Sun Solutions, Inc. | Titanium Power | Power Pack 2 GT Butler | Indirect Forced Circulation (IF) | 43.72 |  | BT1 | Glycol | Advanced Controller with a Vacation or Holiday Mode | Solar Storage with Tankless Auxiliary Water Heater | 52 | 1 | 1 | 55 | Z13 | [18 empty] | Bakersfield | FALSE | 33.35 |  | 2011-06-01: 2019-12-03; 2011-08-03: 2019-12-05; 2011-09-20: 2020-02-07 | 1706 | 5470 | Up-front Payment
PGE-014734 | Low Income Single Family Residential | Domestic Hot Water | Gas | Pacific Gas and Electric | Incentive:Paid | 5397 | 36.9 |  | 1 | 164 |  | 164 |  | 2019-12-05 14:18 | 2020-02-13 | TITANIUM POWER INC | Retrofit | Bakersfield | Bakersfield | 93305 | Host Customer is System Owner | 7 |  | 30004298 | Butler Sun Solutions, Inc. | Titanium Power | Power Pack 2 GT Butler | Indirect Forced Circulation (IF) | 43.72 |  | BT1 | Glycol | Advanced Controller with a Vacation or Holiday Mode | Solar Storage with Tankless Auxiliary Water Heater | 52 | 1 | 1 | 85 | Z13 | [18 empty] | Bakersfield | FALSE | 33.23 |  | 2019-12-03 | 2020-01-02 |  |  | 2019-12-05 | 2020-02-13 | 1692 | 5450 | Up-front Payment
PGE-014735 | Single Family Residential - Disadvantaged Community | Domestic Hot Water | Gas | Pacific Gas and Electric | Incentive:Paid | 4366 | 29.85 |  | 1 | 164 |  | 164 |  | 2019-12-05 14:16 | 2020-01-06 | TITANIUM POWER INC | Retrofit | Bakersfield | Bakersfield | 93307 | Host Customer is System Owner | 4 |  | 30004298 | Butler Sun Solutions, Inc. | Titanium Power | Power Pack 2 GT Butler | Indirect Forced Circulation (IF) | 43.72 |  | BT1 | Glycol | Advanced Controller with a Vacation or Holiday Mode | Solar Storage with Tankless Auxiliary Water Heater | 52 | 1 | 1 | 55 | Z13 | [18 empty] | Bakersfield | FALSE | 33.23 |  | 2019-12-03 | 2019-12-30 |  |  | 2019-12-05 | 2020-01-06 | 1747 | 5450 | Up-front Payment
PGE-014736 | Low Income Single Family Residential | Domestic Hot Water | Gas | Pacific Gas and Electric | Incentive:Paid | 5397 | 36.9 |  | 1 | 164 |  | 164 |  | 2019-12-05 14:14 | 2019-12-30 | TITANIUM POWER INC | Retrofit | Bakersfield | Bakersfield | 93307 | Host Customer is System Owner | 5 |  | 30004298 | Butler Sun Solutions, Inc. | Titanium Power | Power Pack 2 GT Butler | Indirect Forced Circulation (IF) | 43.72 |  | BT1 | Glycol | Advanced Controller with a Vacation or Holiday Mode | Solar Storage with Tankless Auxiliary Water Heater | 52 | 1 | 1 | 65 | Z13 | [18 empty] | Bakersfield | FALSE | 33.23 |  | 2019-12-03 | 2019-12-30 |  |  | 2019-12-05 | 2019-12-30 | 1746 | 5450 | Up-front Payment
PGE-014737 | Low Income Single Family Residential | Domestic Hot Water | Gas | Pacific Gas and Electric | Incentive:Paid | 5397 | 36.9 |  | 1 | 160 |  | 160 |  | 2019-12-05 14:12 | 2019-12-30 | TITANIUM POWER INC | Retrofit | Bakersfield | Bakersfield | 93306 | Host Customer is System Owner | 4 |  | 30004297 | Butler Sun Solutions, Inc. | Titanium Power | Power Pack 2 GT | Indirect Forced Circulation (IF) | 45.42 |  | ARIS2004 | Glycol | Advanced Controller with a Vacation or Holiday Mode | Solar Storage with Tankless Auxiliary Water Heater | 52 | 1 | 1 | 55 | Z13 | [18 empty] | Bakersfield | FALSE | 34.06 |  | 2011-06-01: 2019-12-03; 2011-08-03: 2019-12-05; 2011-09-20: 2019-12-30 | 1746 | 5450 | Up-front Payment
PGE-014738 | Low Income Single Family Residential | Domestic Hot Water | Gas | Pacific Gas and Electric | Incentive:Paid | 5397 | 36.9 |  | 1 | 164 |  | 164 |  | 2019-12-05 14:09 | 2019-12-30 | TITANIUM POWER INC | Retrofit | Bakersfield | Bakersfield | 93306 | Host Customer is System Owner | 5 |  | 30004298 | Butler Sun Solutions, Inc. | Titanium Power | Power Pack 2 GT Butler | Indirect Forced Circulation (IF) | 43.72 |  | BT1 | Glycol | Advanced Controller with a Vacation or Holiday Mode | Solar Storage with Tankless Auxiliary Water Heater | 52 | 1 | 1 | 65 | Z13 | [18 empty] | Bakersfield | FALSE | 33.23 |  | 2011-06-01: 2019-12-03; 2011-08-03: 2019-12-05; 2011-09-20: 2019-12-30 | 1746 | 5450 | Up-front Payment
PGE-014739 | Low Income Single Family Residential | Domestic Hot Water | Gas | Pacific Gas and Electric | Incentive:Paid | 5397 | 36.9 |  | 1 | 160 |  | 160 |  | 2019-12-05 14:06 | 2020-01-02 | TITANIUM POWER INC | Retrofit | Bakersfield | Bakersfield | 93306 | Host Customer is System Owner | 6 |  | 30004297 | Butler Sun Solutions, Inc. | Titanium Power | Power Pack 2 GT | Indirect Forced Circulation (IF) | 45.42 |  | ARIS2004 | Glycol | Advanced Controller with a Vacation or Holiday Mode | Solar Storage with Tankless Auxiliary Water Heater | 52 | 1 | 1 | 75 | Z13 | [18 empty] | Bakersfield | FALSE | 34.06 |  | 2019-12-03 | 2019-12-30 |  |  | 2019-12-05 | 2020-01-02 | 1747 | 5450 | Up-front Payment
PGE-014740 | Low Income Single Family Residential | Domestic Hot Water | Gas | Pacific Gas and Electric | Incentive:Paid | 5397 | 36.9 |  | 1 | 164 |  | 164 |  | 2019-12-05 14:03 | 2019-12-30 | TITANIUM POWER INC | Retrofit | Bakersfield | Bakersfield | 93305 | Host Customer is System Owner | 5 |  | 30004298 | Butler Sun Solutions, Inc. | Titanium Power | Power Pack 2 GT Butler | Indirect Forced Circulation (IF) | 43.72 |  | BT1 | Glycol | Advanced Controller with a Vacation or Holiday Mode | Solar Storage with Tankless Auxiliary Water Heater | 52 | 1 | 1 | 65 | Z13 | [18 empty] | Bakersfield | FALSE | 33.23 |  | 2011-06-01: 2019-12-03; 2011-08-03: 2019-12-05; 2011-09-20: 2019-12-30 | 1746 | 5450 | Up-front Payment
PGE-014741 | Low Income Single Family Residential | Domestic Hot Water | Gas | Pacific Gas and Electric | Incentive:Paid | 5397 | 36.9 |  | 1 | 164 |  | 164 |  | 2019-12-05 14:01 | 2019-12-30 | TITANIUM POWER INC | Retrofit | Bakersfield | Bakersfield | 93307 | Host Customer is System Owner | 9 |  | 30004298 | Butler Sun Solutions, Inc. | Titanium Power | Power Pack 2 GT Butler | Indirect Forced Circulation (IF) | 43.72 |  | BT1 | Glycol | Advanced Controller with a Vacation or Holiday Mode | Solar Storage with Tankless Auxiliary Water Heater | 52 | 1 | 1 | 105 | Z13 | [18 empty] | Bakersfield | FALSE | 33.23 |  | 2011-06-01: 2019-12-03; 2011-08-03: 2019-12-05; 2011-09-20: 2019-12-30 | 1746 | 5450 | Up-front Payment
PGE-014742 | Single Family Residential - Disadvantaged Community | Domestic Hot Water | Gas | Pacific Gas and Electric | Incentive:Paid | 4366 | 29.85 |  | 1 | 164 |  | 164 |  | 2019-12-05 13:59 | 2020-01-08 | TITANIUM POWER INC | Retrofit | Bakersfield | Bakersfield | 93307 | Host Customer is System Owner | 8 |  | 30004298 | Butler Sun Solutions, Inc. | Titanium Power | Power Pack 2 GT Butler | Indirect Forced Circulation (IF) | 43.72 |  | BT1 | Glycol | Advanced Controller with a Vacation or Holiday Mode | Solar Storage with Tankless Auxiliary Water Heater | 52 | 1 | 1 | 95 | Z13 | [18 empty] | Bakersfield | FALSE | 33.23 |  | 2019-12-03 | 2019-12-30 |  |  | 2019-12-05 | 2020-01-08 | 1733 | 5450 | Up-front Payment
PGE-014743 | Single Family Residential - Disadvantaged Community | Domestic Hot Water | Gas | Pacific Gas and Electric | Incentive:Paid | 4366 | 29.85 |  | 1 | 164 |  | 164 |  | 2019-12-05 13:54 | 2020-01-06 | TITANIUM POWER INC | Retrofit | Bakersfield | Bakersfield | 93307 | Host Customer is System Owner | 8 |  | 30004298 | Butler Sun Solutions, Inc. | Titanium Power | Power Pack 2 GT Butler | Indirect Forced Circulation (IF) | 43.72 |  | BT1 | Glycol | Advanced Controller with a Vacation or Holiday Mode | Solar Storage with Tankless Auxiliary Water Heater | 52 | 1 | 1 | 95 | Z13 | [18 empty] | Bakersfield | FALSE | 33.23 |  | 2019-12-03 | 2019-12-30 |  |  | 2019-12-05 | 2020-01-06 | 1747 | 5450 | Up-front Payment
PGE-014744 | Single Family Residential - Disadvantaged Community | Domestic Hot Water | Gas | Pacific Gas and Electric | Incentive:Paid | 4366 | 29.85 |  | 1 | 164 |  | 164 |  | 2019-12-05 13:50 | 2020-01-07 | TITANIUM POWER INC | Retrofit | Bakersfield | Bakersfield | 93307 | Host Customer is System Owner | 8 |  | 30004298 | Butler Sun Solutions, Inc. | Titanium Power | Power Pack 2 GT Butler | Indirect Forced Circulation (IF) | 43.72 |  | BT1 | Glycol | Advanced Controller with a Vacation or Holiday Mode | Solar Storage with Tankless Auxiliary Water Heater | 52 | 1 | 1 | 95 | Z13 | [18 empty] | Bakersfield | FALSE | 33.23 |  | 2019-12-03 | 2019-12-30 |  |  | 2019-12-05 | 2020-01-07 | 1746 | 5450 | Up-front Payment
PGE-014745 | Commercial/Multifamily Residential | Domestic Hot Water | Gas | Pacific Gas and Electric | Incentive:Canceled | 800000 | 8.58 |  | 2 | 0 |  | 0 |  | 2019-12-03 19:00 | 2020-03-10 | SOLID AMERICA INC | Retrofit | 2400 Huntington Dr, Fairfield, CA 94533, Vereinigte Staaten | Fairfield | 94533 | Power Purchase Agreements | [7 empty] | 34012.8 | 141.72 |  | Glycol | Steam Back | Solar Storage and Auxiliary Tanks are separate |  | 1 | 1 | 984240 | Z12 |  | Units | Apartments/Condos | 10001989 | 240 | 1 | 20000 | 1 | 100 | 1 | 11500000 | TRUE | 136 | 136 | [5 empty] | FALSE | 0 |  | 2019-12-03 | 2020-01-02 | 2019-12-03 | 2020-03-10 |  |  | 1691 | 3139467 | Performance-Based Incentive
PGE-014746 | Commercial Pools | Pool Heating | Gas | Pacific Gas and Electric | Incentive:Paid | 20678 | 7 |  | 1 | 2954 |  | 2954 |  | 2020-02-19 08:32 | 2020-10-29 | GARY L GOCKEL | Retrofit | Castro Valley | Alameda | 94546 | Host Customer is System Owner | [7 empty] | 1865.2 | 46.63 |  | Drainback |  |  |  | 1 | 1 |  | Z03 |  |  |  | 16604-12 | 40 | 2 | [5 empty] | FALSE |  |  |  | Heliodyne - Delta-T Pro WiFi |  | Heliodyne - Delta-T Pro WiFi | Exempt from permits | FALSE | 35.96 |  | 2020-01-31 | 2020-03-09 | 2020-02-19 | 2020-10-29 | 2021-01-12 | 2021-03-09 | 1318 | 106222 | Up-front Payment
PGE-014747 | Industrial | Process Heating | Gas | Pacific Gas and Electric | Incentive:In Payment | 2580873 | 10.1 |  | 1 | 158395 |  | 158395 |  | 2019-12-06 05:14 | 2020-10-02 | SOLAR THERMAL CONSTRUCTION INC | Retrofit | Fairfield | Fairfield | 94533 | Power Purchase Agreements | [7 empty] | 42576.546 | 123.054 |  | Glycol | Advanced Controller with a Thermal Cycling Function | Solar Storage with Tankless Auxiliary Water Heater |  | 1 | 1 | 984240 | Z12 |  |  | Other | 10002014 | 346 | 10 | 28000 | 1 | 0 | 0 | 11500000 | FALSE | 136 | 136 |  | Kamstrup Multical 603 | Solar Thermal Construction Inc | Kamstrup Multical 603 | City of Fairfield, CA | FALSE | 31.91 |  | 2019-12-06 | 2019-12-31 | 2019-12-06 | 2020-10-02 | 2023-03-07 | 2023-03-07 | 422 | 5055137 | Performance-Based Incentive
PGE-014748 | Low Income Single Family Residential | Domestic Hot Water | Gas | Pacific Gas and Electric | Incentive:Paid | 5397 | 36.9 |  | 1 | 164 |  | 164 |  | 2019-12-11 13:58 | 2020-02-10 | TITANIUM POWER INC | Retrofit | Bakersfield | Bakersfield | 93307 | Host Customer is System Owner | 4 |  | 30004298 | Butler Sun Solutions, Inc. | Titanium Power | Power Pack 2 GT Butler | Indirect Forced Circulation (IF) | 43.72 |  | BT1 | Glycol | Advanced Controller with a Vacation or Holiday Mode | Solar Storage with Tankless Auxiliary Water Heater | 52 | 1 | 1 | 55 | Z13 | [18 empty] | Bakersfield | FALSE | 33.23 |  | 2011-06-01: 2019-12-06; 2011-08-03: 2019-12-11; 2011-09-20: 2020-02-10 | 1706 | 5450 | Up-front Payment
PGE-014749 | Low Income Single Family Residential | Domestic Hot Water | Gas | Pacific Gas and Electric | Incentive:Paid | 5397 | 36.9 |  | 1 | 164 |  | 164 |  | 2019-12-11 13:59 | 2020-01-02 | TITANIUM POWER INC | Retrofit | Bakersfield | Bakersfield | 93306 | Host Customer is System Owner | 5 |  | 30004298 | Butler Sun Solutions, Inc. | Titanium Power | Power Pack 2 GT Butler | Indirect Forced Circulation (IF) | 43.72 |  | BT1 | Glycol | Advanced Controller with a Vacation or Holiday Mode | Solar Storage with Tankless Auxiliary Water Heater | 52 | 1 | 1 | 65 | Z13 | [18 empty] | Bakersfield | FALSE | 33.23 |  | 2019-12-06 | 2019-12-30 |  |  | 2019-12-11 | 2020-01-02 | 1733 | 5450 | Up-front Payment
PGE-014750 | Low Income Single Family Residential | Domestic Hot Water | Gas | Pacific Gas and Electric | Incentive:Paid | 4366 | 36.9 |  | 1 | 164 |  | 164 |  | 2019-12-17 14:58 | 2020-01-07 | TITANIUM POWER INC | Retrofit | Bakersfield | Bakersfield | 93306 | Host Customer is System Owner | 7 |  | 30004298 | Butler Sun Solutions, Inc. | Titanium Power | Power Pack 2 GT Butler | Indirect Forced Circulation (IF) | 43.72 |  | BT1 | Glycol | Advanced Controller with a Vacation or Holiday Mode | Solar Storage with Tankless Auxiliary Water Heater | 52 | 1 | 1 | 85 | Z13 | [18 empty] | Bakersfield | FALSE | 33.23 |  | 2019-12-06 | 2020-01-06 |  |  | 2019-12-17 | 2020-01-07 | 1746 | 5450 | Up-front Payment
PGE-014752 | Low Income Single Family Residential | Domestic Hot Water | Gas | Pacific Gas and Electric | Incentive:Paid | 5397 | 36.9 |  | 1 | 160 |  | 152 |  | 2019-12-11 14:03 | 2020-01-02 | TITANIUM POWER INC | Retrofit | Bakersfield | Bakersfield | 93305 | Host Customer is System Owner | 6 |  | 30004297 | Butler Sun Solutions, Inc. | Titanium Power | Power Pack 2 GT | Indirect Forced Circulation (IF) | 45.42 |  | ARIS2004 | Glycol | Advanced Controller with a Vacation or Holiday Mode | Solar Storage with Tankless Auxiliary Water Heater | 52 | 1 | 0.95 | 75 | Z13 | [18 empty] | Bakersfield | FALSE | 34.06 |  | 2019-12-07 | 2019-12-30 |  |  | 2019-12-11 | 2020-01-02 | 1746 | 5450 | Up-front Payment
PGE-014753 | Low Income Single Family Residential | Domestic Hot Water | Gas | Pacific Gas and Electric | Incentive:Paid | 5397 | 36.9 |  | 1 | 164 |  | 164 |  | 2019-12-11 13:56 | 2020-01-02 | TITANIUM POWER INC | Retrofit | Bakersfield | Bakersfield | 93307 | Host Customer is System Owner | 4 |  | 30004298 | Butler Sun Solutions, Inc. | Titanium Power | Power Pack 2 GT Butler | Indirect Forced Circulation (IF) | 43.72 |  | BT1 | Glycol | Advanced Controller with a Vacation or Holiday Mode | Solar Storage with Tankless Auxiliary Water Heater | 52 | 1 | 1 | 55 | Z13 | [18 empty] | Bakersfield | FALSE | 33.23 |  | 2019-12-07 | 2019-12-30 |  |  | 2019-12-11 | 2020-01-02 | 1746 | 5450 | Up-front Payment
PGE-014754 | Low Income Single Family Residential | Domestic Hot Water | Gas | Pacific Gas and Electric | Incentive:Paid | 5397 | 36.9 |  | 1 | 164 |  | 164 |  | 2019-12-11 13:54 | 2020-01-02 | TITANIUM POWER INC | Retrofit | Bakersfield | Bakersfield | 93307 | Host Customer is System Owner | 4 |  | 30004298 | Butler Sun Solutions, Inc. | Titanium Power | Power Pack 2 GT Butler | Indirect Forced Circulation (IF) | 43.72 |  | BT1 | Glycol | Advanced Controller with a Vacation or Holiday Mode | Solar Storage with Tankless Auxiliary Water Heater | 52 | 1 | 1 | 55 | Z13 | [18 empty] | Bakersfield | FALSE | 33.23 |  | 2019-12-07 | 2019-12-30 |  |  | 2019-12-11 | 2020-01-02 | 1689 | 5450 | Up-front Payment
PGE-014755 | Low Income Single Family Residential | Domestic Hot Water | Gas | Pacific Gas and Electric | Incentive:Paid | 5397 | 36.9 |  | 1 | 164 |  | 164 |  | 2019-12-11 13:51 | 2019-12-30 | TITANIUM POWER INC | Retrofit | Bakersfield | Bakersfield | 93307 | Host Customer is System Owner | 4 |  | 30004298 | Butler Sun Solutions, Inc. | Titanium Power | Power Pack 2 GT Butler | Indirect Forced Circulation (IF) | 43.72 |  | BT1 | Glycol | Advanced Controller with a Vacation or Holiday Mode | Solar Storage with Tankless Auxiliary Water Heater | 52 | 1 | 1 | 55 | Z13 | [18 empty] | Bakersfield | FALSE | 33.23 |  | 2011-06-01: 2019-12-07; 2011-08-03: 2019-12-11; 2011-09-20: 2019-12-30 | 1746 | 5450 | Up-front Payment
SCG-014756 | Commercial Pools | Pool Heating | Gas | Southern California Gas Company | Incentive:Paid | 8675 | 7 |  | 1 | 1687 |  | 1687 |  | 2019-12-16 17:38 | 2019-12-18 | VASCO SOLAR | Retrofit | Fountain Valley | Orange | 92708 | Host Customer is System Owner | [7 empty] | 839.34 | 46.63 |  | Drainback |  |  |  | 1 | 1 |  | Z06 |  |  |  | 10204-12 | 18 | 1 | [5 empty] | FALSE |  |  |  | Energx Controls Solar BW - 2.5 BTU monitor w/ flow & temperature readouts |  | Energx Controls Solar BW - 2.5 BTU monitor w/ flow & temperature readouts | City of Fountain Valley | FALSE | 10.28 |  | 2019-12-09 |  | 2019-12-16 | 2019-12-18 | 2020-02-25 | 2020-03-20 | 1637 | 17350 | Up-front Payment
PGE-014757 | Commercial/Multifamily Residential | Domestic Hot Water | Gas | Pacific Gas and Electric | Incentive:Paid | 72501 | 17.16 |  | 2 | 4225 |  | 4225 |  | 2019-12-12 10:12 | 2020-01-08 | CALIFORNIA SOLAR INTEGRATORS INC | New Construction | Davis | Davis | 95616 | Host Customer is System Owner | [7 empty] | 982.8 | 40.95 |  | Glycol | Steam Back | Solar Storage and Auxiliary Tanks are separate |  | 1 | 1 | 4810 | Z12 | 130 | Units | Apartments/Condos | TRB-40 | 24 | 1 | 1600 | 2 | 357 | 3 | 1500000 | TRUE | 120 | 140 |  | SunEarth - SETRA503 TTR U + Series 200 |  | SunEarth - SETRA503 TTR U + Series 200 | City of Davis | FALSE | 38.45 |  | 2019-12-10 | 2020-01-02 | 2019-12-12 | 2020-01-08 | 2021-09-15 | 2021-10-05 | 1108 | 162454 | Up-front Payment
PGE-014758 | Low Income Single Family Residential | Domestic Hot Water | Gas | Pacific Gas and Electric | Incentive:Paid | 5397 | 36.9 |  | 1 | 148 |  | 148 |  | 2019-12-16 10:16 | 2020-01-06 | DOCTOR PIPER INC | Retrofit | Bakersfield | Kern | 93307 | Host Customer is System Owner | 4 |  | 30004247 | Heliodyne, Inc. | HELIOPAS | HPAS 1 410 G 80 AC D Z | Indirect Forced Circulation (IF) | 40.26 |  | 410 001 | Glycol | Steam Back | Solar Storage and Auxiliary Tanks are separate | 80 | 1 | 1 | 55 | Z13 | [18 empty] | City of Bakersfield | FALSE | 36.47 |  | 2019-12-10 | 2020-01-06 |  |  | 2019-12-16 | 2020-01-06 | 1746 | 5397 | Up-front Payment
PGE-014759 | Low Income Single Family Residential | Domestic Hot Water | Gas | Pacific Gas and Electric | Incentive:Paid | 5397 | 36.9 |  | 1 | 148 |  | 148 |  | 2019-12-13 16:06 | 2020-01-02 | DOCTOR PIPER INC | Retrofit | Bakersfield | Kern | 93306 | Host Customer is System Owner | 4 |  | 30004247 | Heliodyne, Inc. | HELIOPAS | HPAS 1 410 G 80 AC D Z | Indirect Forced Circulation (IF) | 40.26 |  | 410 001 | Glycol | Steam Back | Solar Storage and Auxiliary Tanks are separate | 80 | 1 | 1 | 55 | Z13 | [18 empty] | City of Bakersfield | FALSE | 36.47 |  | 2011-06-01: 2019-12-10; 2011-08-03: 2019-12-13; 2011-09-20: 2020-01-02 | 1747 | 5397 | Up-front Payment
PGE-014760 | Low Income Single Family Residential | Domestic Hot Water | Gas | Pacific Gas and Electric | Incentive:Paid | 5397 | 36.9 |  | 1 | 148 |  | 148 |  | 2019-12-13 16:18 | 2020-03-06 | DOCTOR PIPER INC | Retrofit | Bakersfield | Kern | 93307 | Host Customer is System Owner | 5 |  | 30004247 | Heliodyne, Inc. | HELIOPAS | HPAS 1 410 G 80 AC D Z | Indirect Forced Circulation (IF) | 40.26 |  | 410 001 | Glycol | Steam Back | Solar Storage and Auxiliary Tanks are separate | 80 | 1 | 1 | 65 | Z13 | [18 empty] | City of Bakersfield | FALSE | 36.47 |  | 2019-12-10 | 2020-01-02 |  |  | 2019-12-13 | 2020-03-06 | 1668 | 5397 | Up-front Payment
PGE-014761 | Low Income Single Family Residential | Domestic Hot Water | Gas | Pacific Gas and Electric | Incentive:Paid | 5397 | 36.9 |  | 1 | 147 |  | 147 |  | 2019-12-13 16:27 | 2020-01-21 | DOCTOR PIPER INC | Retrofit | Bakersfield | Kern | 93307 | Host Customer is System Owner | 5 |  | 30004296 | SunEarth, Inc. | SOLARAY | TE40T-80-2G | Indirect Forced Circulation (IF) | 40.95 |  | TRB-40 | Glycol | Steam Back | Solar Storage and Auxiliary Tanks are separate | 80 | 1 | 1 | 65 | Z13 | [18 empty] | City of Bakersfield | FALSE | 36.71 |  | 2019-12-10 | 2020-01-02 |  |  | 2019-12-13 | 2020-01-21 | 1733 | 5397 | Up-front Payment
PGE-014762 | Low Income Single Family Residential | Domestic Hot Water | Gas | Pacific Gas and Electric | Incentive:Paid | 5397 | 36.9 |  | 1 | 148 |  | 148 |  | 2020-01-22 13:52 | 2020-02-14 | DOCTOR PIPER INC | Retrofit | Bakersfield | Kern | 93307 | Host Customer is System Owner | 5 |  | 30004247 | Heliodyne, Inc. | HELIOPAS | HPAS 1 410 G 80 AC D Z | Indirect Forced Circulation (IF) | 40.26 |  | 410 001 | Glycol | Steam Back | Solar Storage and Auxiliary Tanks are separate | 80 | 1 | 1 | 65 | Z13 | [18 empty] | City of Bakersfield | FALSE | 36.47 |  | 2019-12-10 | 2020-02-06 |  |  | 2020-01-22 | 2020-02-14 | 1692 | 5397 | Up-front Payment
PGE-014763 | Low Income Single Family Residential | Domestic Hot Water | Gas | Pacific Gas and Electric | Incentive:Paid | 5397 | 36.9 |  | 1 | 148 |  | 148 |  | 2019-12-16 12:40 | 2020-01-06 | DOCTOR PIPER INC | Retrofit | Bakersfield | Kern | 93307 | Host Customer is System Owner | 5 |  | 30004247 | Heliodyne, Inc. | HELIOPAS | HPAS 1 410 G 80 AC D Z | Indirect Forced Circulation (IF) | 40.26 |  | 410 001 | Glycol | Steam Back | Solar Storage and Auxiliary Tanks are separate | 80 | 1 | 1 | 65 | Z13 | [18 empty] | City of Bakersfield | FALSE | 36.47 |  | 2011-06-01: 2019-12-10; 2011-08-03: 2019-12-16; 2011-09-20: 2020-01-06 | 1747 | 5397 | Up-front Payment
PGE-014764 | Low Income Single Family Residential | Domestic Hot Water | Gas | Pacific Gas and Electric | Incentive:Paid | 5397 | 36.9 |  | 1 | 148 |  | 148 |  | 2019-12-13 16:38 | 2020-02-13 | DOCTOR PIPER INC | Retrofit | Bakersfield | Kern | 93304 | Host Customer is System Owner | 4 |  | 30004247 | Heliodyne, Inc. | HELIOPAS | HPAS 1 410 G 80 AC D Z | Indirect Forced Circulation (IF) | 40.26 |  | 410 001 | Glycol | Steam Back | Solar Storage and Auxiliary Tanks are separate | 80 | 1 | 1 | 55 | Z13 | [18 empty] | City of Bakersfield | FALSE | 36.47 |  | 2019-12-10 | 2020-01-02 |  |  | 2019-12-13 | 2020-02-13 | 1692 | 5397 | Up-front Payment
PGE-014765 | Low Income Single Family Residential | Domestic Hot Water | Gas | Pacific Gas and Electric | Incentive:Paid | 5397 | 36.9 |  | 1 | 148 |  | 148 |  | 2019-12-16 12:58 | 2020-05-14 | DOCTOR PIPER INC | Retrofit | Bakersfield | Kern | 93307 | Host Customer is System Owner | 5 |  | 30004247 | Heliodyne, Inc. | HELIOPAS | HPAS 1 410 G 80 AC D Z | Indirect Forced Circulation (IF) | 40.26 |  | 410 001 |  |  | Solar Storage and Auxiliary Tanks are separate | 80 | 1 | 1 | 65 | Z13 | [18 empty] | City of Bakersfield | FALSE | 36.47 |  | 2019-12-10 | 2020-01-06 |  |  | 2019-12-16 | 2020-05-14 | 1622 | 5397 | Up-front Payment
PGE-014766 | Low Income Single Family Residential | Domestic Hot Water | Gas | Pacific Gas and Electric | Incentive:Paid | 5397 | 36.9 |  | 1 | 148 |  | 148 |  | 2019-12-16 13:38 | 2020-01-06 | DOCTOR PIPER INC | Retrofit | Bakersfield | Kern | 93304 | Host Customer is System Owner | 4 |  | 30004247 | Heliodyne, Inc. | HELIOPAS | HPAS 1 410 G 80 AC D Z | Indirect Forced Circulation (IF) | 40.26 |  | 410 001 | Glycol | Steam Back | Solar Storage and Auxiliary Tanks are separate | 80 | 1 | 1 | 55 | Z13 | [18 empty] | City of Bakersfield | FALSE | 36.47 |  | 2011-06-01: 2019-12-11; 2011-08-03: 2019-12-16; 2011-09-20: 2020-01-06 | 1747 | 5397 | Up-front Payment
PGE-014767 | Single Family Residential - Disadvantaged Community | Domestic Hot Water | Gas | Pacific Gas and Electric | Incentive:Paid | 4366 | 29.85 |  | 1 | 148 |  | 148 |  | 2019-12-16 14:07 | 2020-06-10 | DOCTOR PIPER INC | Retrofit | Bakersfield | Kern | 93304 | Host Customer is System Owner | 3 |  | 30004247 | Heliodyne, Inc. | HELIOPAS | HPAS 1 410 G 80 AC D Z | Indirect Forced Circulation (IF) | 40.26 |  | 410 001 | Glycol | Steam Back | Solar Storage and Auxiliary Tanks are separate | 80 | 1 | 1 | 45 | Z13 | [18 empty] | City of Bakersfield | FALSE | 36.47 |  | 2019-12-11 | 2020-01-06 |  |  | 2019-12-16 | 2020-06-10 | 1593 | 5397 | Up-front Payment
PGE-014768 | Single Family Residential - Disadvantaged Community | Domestic Hot Water | Gas | Pacific Gas and Electric | Incentive:Paid | 4366 | 29.85 |  | 1 | 164 |  | 164 |  | 2019-12-12 15:08 | 2020-01-06 | TITANIUM POWER INC | Retrofit | Bakersfield | Bakersfield | 93307 | Host Customer is System Owner | 4 |  | 30004298 | Butler Sun Solutions, Inc. | Titanium Power | Power Pack 2 GT Butler | Indirect Forced Circulation (IF) | 43.72 |  | BT1 | Glycol | Advanced Controller with a Vacation or Holiday Mode | Solar Storage with Tankless Auxiliary Water Heater | 52 | 1 | 1 | 55 | Z13 | [18 empty] | Bakersfield | FALSE | 33.23 |  | 2019-12-11 | 2019-12-30 |  |  | 2019-12-12 | 2020-01-06 | 1746 | 5450 | Up-front Payment
PGE-014769 | Low Income Single Family Residential | Domestic Hot Water | Gas | Pacific Gas and Electric | Incentive:Paid | 5397 | 36.9 |  | 1 | 164 |  | 164 |  | 2019-12-12 15:10 | 2019-12-30 | TITANIUM POWER INC | Retrofit | Bakersfield | Bakersfield | 93307 | Host Customer is System Owner | 4 |  | 30004298 | Butler Sun Solutions, Inc. | Titanium Power | Power Pack 2 GT Butler | Indirect Forced Circulation (IF) | 43.72 |  | BT1 | Glycol | Advanced Controller with a Vacation or Holiday Mode | Solar Storage with Tankless Auxiliary Water Heater | 52 | 1 | 1 | 55 | Z13 | [18 empty] | Bakersfield | FALSE | 33.23 |  | 2011-06-01: 2019-12-11; 2011-08-03: 2019-12-12; 2011-09-20: 2019-12-30 | 1746 | 5450 | Up-front Payment
PGE-014770 | Single Family Residential | Domestic Hot Water | Gas | Pacific Gas and Electric | Incentive:Paid | 4366 | 29.85 |  | 1 | 164 |  | 164 |  | 2019-12-12 15:10 | 2020-01-06 | TITANIUM POWER INC | Retrofit | Bakersfield | Bakersfield | 93306 | Host Customer is System Owner | 7 |  | 30004298 | Butler Sun Solutions, Inc. | Titanium Power | Power Pack 2 GT Butler | Indirect Forced Circulation (IF) | 43.72 |  | BT1 | Glycol | Advanced Controller with a Vacation or Holiday Mode | Solar Storage with Tankless Auxiliary Water Heater | 52 | 1 | 1 | 85 | Z13 | [18 empty] | Bakersfield | FALSE | 33.23 |  | 2019-12-11 | 2019-12-30 |  |  | 2019-12-12 | 2020-01-06 | 1746 | 5450 | Up-front Payment
PGE-014771 | Low Income Single Family Residential | Domestic Hot Water | Gas | Pacific Gas and Electric | Incentive:Paid | 5397 | 36.9 |  | 1 | 147 |  | 147 |  | 2020-01-22 16:13 | 2020-02-10 | DOCTOR PIPER INC | Retrofit | Bakersfield | Kern | 93304 | Host Customer is System Owner | 4 |  | 30004296 | SunEarth, Inc. | SOLARAY | TE40T-80-2G | Indirect Forced Circulation (IF) | 40.95 |  | TRB-40 | Glycol | Steam Back | Solar and Auxiliary Storage are the same Tank | 80 | 1 | 1 | 55 | Z13 | [18 empty] | City of Bakersfield | FALSE | 36.71 |  | 2019-12-12 | 2020-02-06 |  |  | 2020-01-22 | 2020-02-10 | 1706 | 5397 | Up-front Payment
PGE-014772 | Low Income Single Family Residential | Domestic Hot Water | Gas | Pacific Gas and Electric | Incentive:Canceled | 5397 | 36.9 |  | 1 | 147 |  | 147 |  | 2020-03-10 14:16 |  | DOCTOR PIPER INC | Retrofit | Bakersfield | Kern | 93307 | Host Customer is System Owner | 4 |  | 30004296 | SunEarth, Inc. | SOLARAY | TE40T-80-2G | Indirect Forced Circulation (IF) | 40.95 |  | TRB-40 | Glycol | Steam Back | Solar Storage and Auxiliary Tanks are separate | 80 | 1 | 1 | 55 | Z13 | [18 empty] | City of Bakersfield | FALSE | 36.71 |  | 2011-06-01: 2019-12-12; 2011-06-21: 2020-03-19; 2011-08-03: 2020-03-10 | 1054 | 5397 | Up-front Payment
PGE-014774 | Low Income Single Family Residential | Domestic Hot Water | Gas | Pacific Gas and Electric | Incentive:Paid | 5397 | 36.9 |  | 1 | 164 |  | 164 |  | 2019-12-13 11:32 | 2020-01-02 | TITANIUM POWER INC | Retrofit | Bakersfield | Bakersfield | 93307 | Host Customer is System Owner | 7 |  | 30004298 | Butler Sun Solutions, Inc. | Titanium Power | Power Pack 2 GT Butler | Indirect Forced Circulation (IF) | 43.72 |  | BT1 | Glycol | Advanced Controller with a Vacation or Holiday Mode | Solar Storage with Tankless Auxiliary Water Heater | 52 | 1 | 1 | 85 | Z13 | [18 empty] | Bakersfield | FALSE | 33.35 |  | 2019-12-12 | 2020-01-02 |  |  | 2019-12-13 | 2020-01-02 | 1746 | 5470 | Up-front Payment
PGE-014775 | Low Income Single Family Residential | Domestic Hot Water | Gas | Pacific Gas and Electric | Incentive:Paid | 5397 | 36.9 |  | 1 | 164 |  | 164 |  | 2019-12-13 11:30 | 2020-01-06 | TITANIUM POWER INC | Retrofit | Bakersfield | Bakersfield | 93307 | Host Customer is System Owner | 6 |  | 30004298 | Butler Sun Solutions, Inc. | Titanium Power | Power Pack 2 GT Butler | Indirect Forced Circulation (IF) | 43.72 |  | BT1 | Glycol | Advanced Controller with a Vacation or Holiday Mode | Solar Storage with Tankless Auxiliary Water Heater | 52 | 1 | 1 | 75 | Z13 | [18 empty] | Bakersfield | FALSE | 33.23 |  | 2019-12-12 | 2020-01-02 |  |  | 2019-12-13 | 2020-01-06 | 1747 | 5450 | Up-front Payment
PGE-014776 | Low Income Single Family Residential | Domestic Hot Water | Gas | Pacific Gas and Electric | Incentive:Paid | 5397 | 36.9 |  | 1 | 160 |  | 160 |  | 2019-12-13 11:28 | 2020-02-10 | TITANIUM POWER INC | Retrofit | Bakersfield | Bakersfield | 93307 | Host Customer is System Owner | 4 |  | 30004297 | Butler Sun Solutions, Inc. | Titanium Power | Power Pack 2 GT | Indirect Forced Circulation (IF) | 45.42 |  | ARIS2004 | Glycol | Advanced Controller with a Vacation or Holiday Mode | Solar Storage with Tankless Auxiliary Water Heater | 52 | 1 | 1 | 55 | Z13 | [18 empty] | Bakersfield | FALSE | 34.19 |  | 2019-12-12 | 2020-01-02 |  |  | 2019-12-13 | 2020-02-10 | 1706 | 5470 | Up-front Payment
PGE-014777 | Single Family Residential | Domestic Hot Water | Gas | Pacific Gas and Electric | Incentive:Paid | 4366 | 29.85 |  | 1 | 164 |  | 164 |  | 2019-12-13 11:23 | 2020-03-11 | TITANIUM POWER INC | Retrofit | Bakersfield | Bakersfield | 93306 | Host Customer is System Owner | 4 |  | 30004298 | Butler Sun Solutions, Inc. | Titanium Power | Power Pack 2 GT Butler | Indirect Forced Circulation (IF) | 43.72 |  | BT1 | Glycol | Advanced Controller with a Vacation or Holiday Mode | Solar Storage with Tankless Auxiliary Water Heater | 52 | 1 | 1 | 55 | Z13 | [18 empty] | Bakersfield | FALSE | 33.23 |  | 2019-12-12 | 2020-01-02 |  |  | 2019-12-13 | 2020-03-11 | 1667 | 5450 | Up-front Payment
PGE-014778 | Single Family Residential - Disadvantaged Community | Domestic Hot Water | Gas | Pacific Gas and Electric | Incentive:Paid | 4366 | 29.85 |  | 1 | 164 |  | 164 |  | 2019-12-13 11:21 | 2020-01-06 | TITANIUM POWER INC | Retrofit | Bakersfield | Bakersfield | 93307 | Host Customer is System Owner | 4 |  | 30004298 | Butler Sun Solutions, Inc. | Titanium Power | Power Pack 2 GT Butler | Indirect Forced Circulation (IF) | 43.72 |  | BT1 | Glycol | Advanced Controller with a Vacation or Holiday Mode | Solar Storage with Tankless Auxiliary Water Heater | 52 | 1 | 1 | 55 | Z13 | [18 empty] | Bakersfield | FALSE | 33.35 |  | 2019-12-12 | 2020-01-02 |  |  | 2019-12-13 | 2020-01-06 | 1746 | 5470 | Up-front Payment
PGE-014779 | Low Income Single Family Residential | Domestic Hot Water | Gas | Pacific Gas and Electric | Incentive:Paid | 5397 | 36.9 |  | 1 | 160 |  | 160 |  | 2019-12-13 11:19 | 2020-01-02 | TITANIUM POWER INC | Retrofit | Bakersfield | Bakersfield | 93307 | Host Customer is System Owner | 4 |  | 30004297 | Butler Sun Solutions, Inc. | Titanium Power | Power Pack 2 GT | Indirect Forced Circulation (IF) | 45.42 |  | ARIS2004 | Glycol | Advanced Controller with a Vacation or Holiday Mode | Solar Storage with Tankless Auxiliary Water Heater | 52 | 1 | 1 | 55 | Z13 | [18 empty] | Bakersfield | FALSE | 34.19 |  | 2011-06-01: 2019-12-12; 2011-08-03: 2019-12-13; 2011-09-20: 2020-01-02 | 1747 | 5470 | Up-front Payment
PGE-014780 | Low Income Single Family Residential | Domestic Hot Water | Gas | Pacific Gas and Electric | Incentive:Paid | 5397 | 36.9 |  | 1 | 160 |  | 160 |  | 2019-12-13 11:17 | 2020-01-02 | TITANIUM POWER INC | Retrofit | Bakersfield | Bakersfield | 93307 | Host Customer is System Owner | 4 |  | 30004297 | Butler Sun Solutions, Inc. | Titanium Power | Power Pack 2 GT | Indirect Forced Circulation (IF) | 45.42 |  | ARIS2004 | Glycol | Advanced Controller with a Vacation or Holiday Mode | Solar Storage with Tankless Auxiliary Water Heater | 52 | 1 | 1 | 55 | Z13 | [18 empty] | Bakersfield | FALSE | 34.19 |  | 2019-12-12 | 2020-01-02 |  |  | 2019-12-13 | 2020-01-02 | 1746 | 5470 | Up-front Payment
PGE-014781 | Low Income Single Family Residential | Domestic Hot Water | Gas | Pacific Gas and Electric | Incentive:Paid | 5397 | 36.9 |  | 1 | 164 |  | 164 |  | 2019-12-13 11:15 | 2020-01-02 | TITANIUM POWER INC | Retrofit | Bakersfield | Bakersfield | 93307 | Host Customer is System Owner | 4 |  | 30004298 | Butler Sun Solutions, Inc. | Titanium Power | Power Pack 2 GT Butler | Indirect Forced Circulation (IF) | 43.72 |  | BT1 | Glycol | Advanced Controller with a Vacation or Holiday Mode | Solar Storage with Tankless Auxiliary Water Heater | 52 | 1 | 1 | 55 | Z13 | [18 empty] | Bakersfield | FALSE | 33.35 |  | 2019-12-12 | 2020-01-02 |  |  | 2019-12-13 | 2020-01-02 | 1747 | 5470 | Up-front Payment
PGE-014782 | Low Income Single Family Residential | Domestic Hot Water | Gas | Pacific Gas and Electric | Incentive:Paid | 5397 | 36.9 |  | 1 | 160 |  | 160 |  | 2019-12-13 11:12 | 2020-01-02 | TITANIUM POWER INC | Retrofit | Bakersfield | Bakersfield | 93307 | Host Customer is System Owner | 5 |  | 30004297 | Butler Sun Solutions, Inc. | Titanium Power | Power Pack 2 GT | Indirect Forced Circulation (IF) | 45.42 |  | ARIS2004 | Glycol | Advanced Controller with a Vacation or Holiday Mode | Solar Storage with Tankless Auxiliary Water Heater | 52 | 1 | 1 | 65 | Z13 | [18 empty] | Bakersfield | FALSE | 34.19 |  | 2019-12-12 | 2020-01-02 |  |  | 2019-12-13 | 2020-01-02 | 1746 | 5470 | Up-front Payment
PGE-014783 | Low Income Single Family Residential | Domestic Hot Water | Gas | Pacific Gas and Electric | Incentive:Paid | 5397 | 36.9 |  | 1 | 164 |  | 164 |  | 2019-12-13 11:10 | 2020-01-02 | TITANIUM POWER INC | Retrofit | Bakersfield | Bakersfield | 93307 | Host Customer is System Owner | 6 |  | 30004298 | Butler Sun Solutions, Inc. | Titanium Power | Power Pack 2 GT Butler | Indirect Forced Circulation (IF) | 43.72 |  | BT1 | Glycol | Advanced Controller with a Vacation or Holiday Mode | Solar Storage with Tankless Auxiliary Water Heater | 52 | 1 | 1 | 75 | Z13 | [18 empty] | Bakersfield | FALSE | 33.23 |  | 2019-12-12 | 2020-01-02 |  |  | 2019-12-13 | 2020-01-02 | 1746 | 5450 | Up-front Payment
PGE-014784 | Low Income Single Family Residential | Domestic Hot Water | Gas | Pacific Gas and Electric | Incentive:Paid | 5397 | 36.9 |  | 1 | 164 |  | 164 |  | 2019-12-13 11:08 | 2019-12-31 | TITANIUM POWER INC | Retrofit | Bakersfield | Bakersfield | 93307 | Host Customer is System Owner | 4 |  | 30004298 | Butler Sun Solutions, Inc. | Titanium Power | Power Pack 2 GT Butler | Indirect Forced Circulation (IF) | 43.72 |  | BT1 | Glycol | Advanced Controller with a Vacation or Holiday Mode | Solar Storage with Tankless Auxiliary Water Heater | 52 | 1 | 1 | 55 | Z13 | [18 empty] | Bakersfield | FALSE | 33.23 |  | 2011-06-01: 2019-12-12; 2011-08-03: 2019-12-13; 2011-09-20: 2019-12-31 | 1747 | 5450 | Up-front Payment
PGE-014785 | Single Family Residential - Disadvantaged Community | Domestic Hot Water | Gas | Pacific Gas and Electric | Incentive:Paid | 4366 | 29.85 |  | 1 | 164 |  | 164 |  | 2019-12-13 11:04 | 2020-01-07 | TITANIUM POWER INC | Retrofit | Bakersfield | Bakersfield | 93307 | Host Customer is System Owner | 5 |  | 30004298 | Butler Sun Solutions, Inc. | Titanium Power | Power Pack 2 GT Butler | Indirect Forced Circulation (IF) | 43.72 |  | BT1 | Glycol | Advanced Controller with a Vacation or Holiday Mode | Solar Storage with Tankless Auxiliary Water Heater | 52 | 1 | 1 | 65 | Z13 | [18 empty] | Bakersfield | FALSE | 33.23 |  | 2019-12-12 | 2020-01-02 |  |  | 2019-12-13 | 2020-01-07 | 1746 | 5450 | Up-front Payment
PGE-014786 | Single Family Residential | Domestic Hot Water | Gas | Pacific Gas and Electric | Incentive:Paid | 4366 | 29.85 |  | 1 | 164 |  | 164 |  | 2019-12-13 11:06 | 2020-08-11 | TITANIUM POWER INC | Retrofit | Bakersfield | Bakersfield | 93306 | Host Customer is System Owner | 5 |  | 30004298 | Butler Sun Solutions, Inc. | Titanium Power | Power Pack 2 GT Butler | Indirect Forced Circulation (IF) | 43.72 |  | BT1 | Glycol | Advanced Controller with a Vacation or Holiday Mode | Solar Storage with Tankless Auxiliary Water Heater | 52 | 1 | 1 | 65 | Z13 | [18 empty] | Bakersfield | FALSE | 33.23 |  | 2019-12-12 | 2019-12-31 |  |  | 2019-12-13 | 2020-08-11 | 1522 | 5450 | Up-front Payment
PGE-014787 | Low Income Single Family Residential | Domestic Hot Water | Gas | Pacific Gas and Electric | Incentive:Paid | 5397 | 36.9 |  | 1 | 164 |  | 164 |  | 2019-12-13 11:02 | 2019-12-30 | TITANIUM POWER INC | Retrofit | Bakersfield | Bakersfield | 93307 | Host Customer is System Owner | 4 |  | 30004298 | Butler Sun Solutions, Inc. | Titanium Power | Power Pack 2 GT Butler | Indirect Forced Circulation (IF) | 43.72 |  | BT1 | Glycol | Advanced Controller with a Vacation or Holiday Mode | Solar Storage with Tankless Auxiliary Water Heater | 52 | 1 | 1 | 55 | Z13 | [18 empty] | Bakersfield | FALSE | 33.23 |  | 2011-06-01: 2019-12-12; 2011-08-03: 2019-12-13; 2011-09-20: 2019-12-30 | 1746 | 5450 | Up-front Payment
PGE-014788 | Low Income Single Family Residential | Domestic Hot Water | Gas | Pacific Gas and Electric | Incentive:Paid | 5397 | 36.9 |  | 1 | 164 |  | 164 |  | 2019-12-13 10:59 | 2020-01-08 | TITANIUM POWER INC | Retrofit | Bakersfield | Bakersfield | 93306 | Host Customer is System Owner | 4 |  | 30004298 | Butler Sun Solutions, Inc. | Titanium Power | Power Pack 2 GT Butler | Indirect Forced Circulation (IF) | 43.72 |  | BT1 | Glycol | Advanced Controller with a Vacation or Holiday Mode | Solar Storage with Tankless Auxiliary Water Heater | 52 | 1 | 1 | 55 | Z13 | [18 empty] | Bakersfield | FALSE | 33.23 |  | 2019-12-12 | 2019-12-30 |  |  | 2019-12-13 | 2020-01-08 | 1733 | 5450 | Up-front Payment
PGE-014789 | Single Family Residential - Disadvantaged Community | Domestic Hot Water | Gas | Pacific Gas and Electric | Incentive:Paid | 4366 | 29.85 |  | 1 | 164 |  | 164 |  | 2019-12-13 10:57 | 2020-01-06 | TITANIUM POWER INC | Retrofit | Bakersfield | Bakersfield | 93307 | Host Customer is System Owner | 4 |  | 30004298 | Butler Sun Solutions, Inc. | Titanium Power | Power Pack 2 GT Butler | Indirect Forced Circulation (IF) | 43.72 |  | BT1 | Glycol | Advanced Controller with a Vacation or Holiday Mode | Solar Storage with Tankless Auxiliary Water Heater | 52 | 1 | 1 | 55 | Z13 | [18 empty] | Bakersfield | FALSE | 33.23 |  | 2019-12-12 | 2019-12-30 |  |  | 2019-12-13 | 2020-01-06 | 1746 | 5450 | Up-front Payment
PGE-014790 | Low Income Single Family Residential | Domestic Hot Water | Gas | Pacific Gas and Electric | Incentive:Paid | 5397 | 36.9 |  | 1 | 160 |  | 160 |  | 2019-12-17 07:29 | 2020-01-06 | TITANIUM POWER INC | Retrofit | Bakersfield | Bakersfield | 93304 | Host Customer is System Owner | 4 |  | 30004297 | Butler Sun Solutions, Inc. | Titanium Power | Power Pack 2 GT | Indirect Forced Circulation (IF) | 45.42 |  | ARIS2004 | Glycol | Advanced Controller with a Vacation or Holiday Mode | Solar Storage with Tankless Auxiliary Water Heater | 52 | 1 | 1 | 55 | Z13 | [18 empty] | Bakersfield | FALSE | 34.19 |  | 2019-12-13 | 2020-01-06 |  |  | 2019-12-17 | 2020-01-06 | 1746 | 5470 | Up-front Payment
PGE-014791 | Low Income Single Family Residential | Domestic Hot Water | Gas | Pacific Gas and Electric | Incentive:Paid | 5397 | 36.9 |  | 1 | 160 |  | 160 |  | 2019-12-14 10:01 | 2020-03-06 | TITANIUM POWER INC | Retrofit | Bakersfield | Bakersfield | 93307 | Host Customer is System Owner | 4 |  | 30004297 | Butler Sun Solutions, Inc. | Titanium Power | Power Pack 2 GT | Indirect Forced Circulation (IF) | 45.42 |  | ARIS2004 | Glycol | Advanced Controller with a Vacation or Holiday Mode | Solar Storage with Tankless Auxiliary Water Heater | 52 | 1 | 1 | 55 | Z13 | [18 empty] | Bakersfield | FALSE | 34.19 |  | 2011-06-01: 2019-12-13; 2011-08-03: 2019-12-14; 2011-09-20: 2020-03-06 | 1682 | 5470 | Up-front Payment
PGE-014792 | Low Income Single Family Residential | Domestic Hot Water | Gas | Pacific Gas and Electric | Incentive:Paid | 5397 | 36.9 |  | 1 | 160 |  | 160 |  | 2019-12-17 07:31 | 2020-01-06 | TITANIUM POWER INC | Retrofit | Bakersfield | Bakersfield | 93307 | Host Customer is System Owner | 4 |  | 30004297 | Butler Sun Solutions, Inc. | Titanium Power | Power Pack 2 GT | Indirect Forced Circulation (IF) | 45.42 |  | ARIS2004 | Glycol | Advanced Controller with a Vacation or Holiday Mode | Solar Storage with Tankless Auxiliary Water Heater | 52 | 1 | 1 | 55 | Z13 | [18 empty] | Bakersfield | FALSE | 34.19 |  | 2011-06-01: 2019-12-13; 2011-08-03: 2019-12-17; 2011-09-20: 2020-01-06 | 1747 | 5470 | Up-front Payment
PGE-014793 | Single Family Residential - Disadvantaged Community | Domestic Hot Water | Gas | Pacific Gas and Electric | Incentive:Paid | 4366 | 29.85 |  | 1 | 164 |  | 164 |  | 2019-12-17 07:28 | 2020-01-22 | TITANIUM POWER INC | Retrofit | Bakersfiled | Bakersfield | 93304 | Host Customer is System Owner | 5 |  | 30004298 | Butler Sun Solutions, Inc. | Titanium Power | Power Pack 2 GT Butler | Indirect Forced Circulation (IF) | 43.72 |  | BT1 | Glycol | Advanced Controller with a Vacation or Holiday Mode | Solar Storage with Tankless Auxiliary Water Heater | 52 | 1 | 1 | 65 | Z13 | [18 empty] | Bakersfield | FALSE | 33.35 |  | 2019-12-13 | 2020-01-21 |  |  | 2019-12-17 | 2020-01-22 | 1724 | 5470 | Up-front Payment
PGE-014794 | Low Income Single Family Residential | Domestic Hot Water | Gas | Pacific Gas and Electric | Incentive:Paid | 5397 | 36.9 |  | 1 | 164 |  | 164 |  | 2019-12-14 10:06 | 2020-02-10 | TITANIUM POWER INC | Retrofit | Bakersfield | Bakersfield | 93307 | Host Customer is System Owner | 4 |  | 30004298 | Butler Sun Solutions, Inc. | Titanium Power | Power Pack 2 GT Butler | Indirect Forced Circulation (IF) | 43.72 |  | BT1 | Glycol | Advanced Controller with a Vacation or Holiday Mode | Solar Storage with Tankless Auxiliary Water Heater | 52 | 1 | 1 | 55 | Z13 | [18 empty] | Bakersfield | FALSE | 33.35 |  | 2019-12-13 | 2020-01-02 |  |  | 2019-12-14 | 2020-02-10 | 1706 | 5470 | Up-front Payment
PGE-014795 | Low Income Single Family Residential | Domestic Hot Water | Gas | Pacific Gas and Electric | Incentive:Paid | 5397 | 36.9 |  | 1 | 160 |  | 160 |  | 2019-12-14 10:05 | 2020-01-07 | TITANIUM POWER INC | Retrofit | Bakersfield | Bakersfield | 93307 | Host Customer is System Owner | 4 |  | 30004297 | Butler Sun Solutions, Inc. | Titanium Power | Power Pack 2 GT | Indirect Forced Circulation (IF) | 45.42 |  | ARIS2004 | Glycol | Advanced Controller with a Vacation or Holiday Mode | Solar Storage with Tankless Auxiliary Water Heater | 52 | 1 | 1 | 55 | Z13 | [18 empty] | Bakersfield | FALSE | 34.19 |  | 2019-12-13 | 2020-01-02 |  |  | 2019-12-14 | 2020-01-07 | 1746 | 5470 | Up-front Payment
PGE-014796 | Low Income Single Family Residential | Domestic Hot Water | Gas | Pacific Gas and Electric | Incentive:Paid | 5397 | 36.9 |  | 1 | 164 |  | 164 |  | 2019-12-14 10:03 | 2020-01-07 | TITANIUM POWER INC | Retrofit | Bakersifeld | Bakersfield | 93307 | Host Customer is System Owner | 4 |  | 30004298 | Butler Sun Solutions, Inc. | Titanium Power | Power Pack 2 GT Butler | Indirect Forced Circulation (IF) | 43.72 |  | BT1 | Glycol | Advanced Controller with a Vacation or Holiday Mode | Solar Storage with Tankless Auxiliary Water Heater | 52 | 1 | 1 | 55 | Z13 | [18 empty] | Bakersfield | FALSE | 33.23 |  | 2019-12-13 | 2020-01-02 |  |  | 2019-12-14 | 2020-01-07 | 1746 | 5450 | Up-front Payment
PGE-014797 | Commercial/Multifamily Residential | Domestic Hot Water | Gas | Pacific Gas and Electric | Incentive:Paid | 8661 | 17.16 |  | 2 | 515 |  | 505 |  | 2019-12-17 15:00 | 2020-05-27 | OXYPOWER INC | Retrofit | San Francisco | San Francisco | 94110 | Host Customer is System Owner | [7 empty] | 161.04 | 40.26 |  | Glycol | Pressure Stagnation Protection (PSP) | Solar Storage and Auxiliary Tanks are separate |  | 0.98 | 1 | 300 | Z03 | 20 | Units | Hotels/Motels | 2010115A | 4 | 1 | 240 | 2 | 76 | 2 | 76000 | TRUE | 130 | 130 |  |  |  |  | City and County of San Francisco | FALSE | 42.42 |  | 2019-12-13 | 2020-05-27 | 2019-12-17 | 2020-05-27 | 2021-04-27 | 2021-04-29 | 1263 | 21844 | Up-front Payment
SCG-014798 | Commercial/Multifamily Residential | Domestic Hot Water | Gas | Southern California Gas Company | Incentive:Canceled | 8975 | 17.16 |  | 2 | 523 |  | 523 |  | 2020-01-06 13:47 | 2020-07-26 | ENVIRONMENTAL SOLAR DESIGN INC | Retrofit | San Pedro | Los Angeles | 90731 | Host Customer is System Owner | [7 empty] | 204.75 | 40.95 |  | Glycol | Advanced Controller with a Vacation or Holiday Mode | Solar Storage and Auxiliary Tanks are separate |  | 1 | 1 | 250 | Z06 | 6 | Units | Apartments/Condos | TRB-40 | 5 | 1 | 240 | 2 | 75 | 1 | 75000 | TRUE | 120 | 135 |  |  |  |  | Los Angeles | FALSE | 47.53 |  | 2011-06-01: 2019-12-23; 2011-06-23: 2020-01-06; 2011-07-01: 2020-07-26 | 743 | 24860 | Up-front Payment
PGE-014800 | Low Income Single Family Residential | Domestic Hot Water | Gas | Pacific Gas and Electric | Incentive:Paid | 5397 | 36.9 |  | 1 | 164 |  | 164 |  | 2019-12-19 11:58 | 2020-01-06 | TITANIUM POWER INC | Retrofit | Bakersfield | Bakersfield | 93304 | Host Customer is System Owner | 4 |  | 30004298 | Butler Sun Solutions, Inc. | Titanium Power | Power Pack 2 GT Butler | Indirect Forced Circulation (IF) | 43.72 |  | BT1 | Glycol | Advanced Controller with a Vacation or Holiday Mode | Solar Storage with Tankless Auxiliary Water Heater | 52 | 1 | 1 | 55 | Z13 | [18 empty] | Bakersfield | FALSE | 33.35 |  | 2019-12-17 | 2020-01-14 |  |  | 2019-12-19 | 2020-01-06 | 1733 | 5470 | Up-front Payment
PGE-014801 | Low Income Single Family Residential | Domestic Hot Water | Gas | Pacific Gas and Electric | Incentive:Paid | 5397 | 36.9 |  | 1 | 164 |  | 164 |  | 2019-12-19 12:04 | 2020-01-06 | TITANIUM POWER INC | Retrofit | Bakersfield | Bakersfield | 93307 | Host Customer is System Owner | 4 |  | 30004298 | Butler Sun Solutions, Inc. | Titanium Power | Power Pack 2 GT Butler | Indirect Forced Circulation (IF) | 43.72 |  | BT1 | Glycol | Advanced Controller with a Vacation or Holiday Mode | Solar Storage with Tankless Auxiliary Water Heater | 52 | 1 | 1 | 55 | Z13 | [18 empty] | Bakersfield | FALSE | 33.23 |  | 2011-06-01: 2019-12-17; 2011-08-03: 2019-12-19; 2011-09-20: 2020-01-06 | 1746 | 5450 | Up-front Payment
PGE-014802 | Low Income Single Family Residential | Domestic Hot Water | Gas | Pacific Gas and Electric | Incentive:Paid | 5397 | 36.9 |  | 1 | 164 |  | 164 |  | 2019-12-19 12:01 | 2020-01-06 | TITANIUM POWER INC | Retrofit | Bakersfield | Bakersfield | 93307 | Host Customer is System Owner | 9 |  | 30004298 | Butler Sun Solutions, Inc. | Titanium Power | Power Pack 2 GT Butler | Indirect Forced Circulation (IF) | 43.72 |  | BT1 | Glycol | Advanced Controller with a Vacation or Holiday Mode | Solar Storage with Tankless Auxiliary Water Heater | 52 | 1 | 1 | 105 | Z13 | [18 empty] | Bakersfield | FALSE | 33.23 |  | 2011-06-01: 2019-12-17; 2011-08-03: 2019-12-19; 2011-09-20: 2020-01-06 | 1746 | 5450 | Up-front Payment
PGE-014803 | Single Family Residential | Domestic Hot Water | Gas | Pacific Gas and Electric | Incentive:Paid | 4366 | 29.85 |  | 1 | 147 |  | 147 |  | 2019-12-18 16:39 | 2020-02-28 | Self Installer | Retrofit | Santa Cruz | Santa Cruz | 95060 | Host Customer is System Owner | 4 |  | 30004238 | Jiangsu Sunrain Solar Energy Co. Ltd. | Sunrain | TZ58/1800-30C-TG | Indirect Thermosyphon (IT) | 47.9 |  | TZ58/1800-30C | Glycol | Advanced Controller with a Thermal Cycling Function | Solar Storage with Tankless Auxiliary Water Heater | 80 | 1 | 1 | 55 | Z03 | [18 empty] | City of Santa Cruz | FALSE | 36.16 |  | 2019-12-17 | 2020-01-21 |  |  | 2019-12-18 | 2020-02-28 | 1668 | 5315.88 | Up-front Payment
SCG-014804 | Commercial/Multifamily Residential | Domestic Hot Water | Gas | Southern California Gas Company | Incentive:Paid | 41922 | 17.16 |  | 2 | 2443 |  | 2443 |  | 2020-01-06 09:59 | 2020-07-02 | EVOLUTION ENERGY SOLUTIONS L L C | Retrofit | Panorama City | Los Angeles | 91402 | Host Customer is System Owner | [7 empty] | 819 | 40.95 |  | Drainback | Drainback (Water) | Solar Storage and Auxiliary Tanks are separate |  | 1 | 1 | 1400 | Z09 | 35 | Units | Apartments/Condos | TRB-40 | 20 | 1 | 1000 | 2 | 200 | 2 | 520000 | TRUE | 140 | 140 |  | SunEarth - SETR A503 TTR U + VFS 10-200 |  | SunEarth - SETR A503 TTR U + VFS 10-200 | Los Angeles | FALSE | 17.16 |  | 2019-12-26 |  | 2020-01-06 | 2020-07-02 | 2020-12-21 | 2020-12-22 | 1398 | 41922 | Up-front Payment
PGE-014805 | Commercial/Multifamily Residential | Domestic Hot Water | Gas | Pacific Gas and Electric | Incentive:Canceled | 95564 | 17.16 |  | 2 | 5569 |  | 5569 |  | 2019-12-20 11:27 | 2020-10-08 | CALIFORNIA SOLAR INTEGRATORS INC | New Construction | San Ramon | San Ramon | 94582 | Host Customer is System Owner | [7 empty] | 1310.4 | 40.95 |  | Glycol | Steam Back | Solar Storage and Auxiliary Tanks are separate |  | 1 | 1 | 6845 | Z12 | 185 | Units | Apartments/Condos | TRB-40 | 32 | 1 | 1996 | 4 | 996 | 2 | 2600000 | TRUE | 120 | 140 | [5 empty] | FALSE | 45.47 |  | 2019-12-20 | 2020-05-27 | 2019-12-20 | 2020-10-08 |  |  | 1479 | 253243 | Up-front Payment
PGE-014806 | Single Family Residential - Disadvantaged Community | Domestic Hot Water | Gas | Pacific Gas and Electric | Incentive:Paid | 4366 | 29.85 |  | 1 | 164 |  | 164 |  | 2019-12-21 11:10 | 2020-01-22 | TITANIUM POWER INC | Retrofit | Bakersfield | Bakersfield | 93307 | Host Customer is System Owner | 4 |  | 30004298 | Butler Sun Solutions, Inc. | Titanium Power | Power Pack 2 GT Butler | Indirect Forced Circulation (IF) | 43.72 |  | BT1 | Glycol | Advanced Controller with a Vacation or Holiday Mode | Solar Storage with Tankless Auxiliary Water Heater | 52 | 1 | 1 | 55 | Z13 | [18 empty] | Bakersfield | FALSE | 33.23 |  | 2019-12-20 | 2020-01-21 |  |  | 2019-12-21 | 2020-01-22 | 1724 | 5450 | Up-front Payment
PGE-014807 | Low Income Single Family Residential | Domestic Hot Water | Gas | Pacific Gas and Electric | Incentive:Paid | 5397 | 36.9 |  | 1 | 160 |  | 160 |  | 2019-12-21 11:10 | 2020-01-15 | TITANIUM POWER INC | Retrofit | Bakersfield | Bakersfield | 93306 | Host Customer is System Owner | 4 |  | 30004297 | Butler Sun Solutions, Inc. | Titanium Power | Power Pack 2 GT | Indirect Forced Circulation (IF) | 45.42 |  | ARIS2004 | Glycol | Advanced Controller with a Vacation or Holiday Mode | Solar Storage with Tankless Auxiliary Water Heater | 52 | 1 | 1 | 55 | Z13 | [18 empty] | Bakersfield | FALSE | 34.06 |  | 2019-12-20 | 2020-01-08 |  |  | 2019-12-21 | 2020-01-15 | 1733 | 5450 | Up-front Payment
PGE-014808 | Single Family Residential - Disadvantaged Community | Domestic Hot Water | Gas | Pacific Gas and Electric | Incentive:Paid | 4366 | 29.85 |  | 1 | 164 |  | 164 |  | 2019-12-21 11:11 | 2020-01-27 | TITANIUM POWER INC | Retrofit | Bakersfield | Bakersfield | 93307 | Host Customer is System Owner | 9 |  | 30004298 | Butler Sun Solutions, Inc. | Titanium Power | Power Pack 2 GT Butler | Indirect Forced Circulation (IF) | 43.72 |  | BT1 | Glycol | Advanced Controller with a Vacation or Holiday Mode | Solar Storage with Tankless Auxiliary Water Heater | 52 | 1 | 1 | 105 | Z13 | [18 empty] | Bakersfield | FALSE | 33.23 |  | 2019-12-20 | 2020-01-21 |  |  | 2019-12-21 | 2020-01-27 | 1724 | 5450 | Up-front Payment
PGE-014809 | Low Income Single Family Residential | Domestic Hot Water | Gas | Pacific Gas and Electric | Incentive:Paid | 5397 | 36.9 |  | 1 | 164 |  | 164 |  | 2019-12-21 11:11 | 2020-02-13 | TITANIUM POWER INC | Retrofit | Bakersfield | Bakersfield | 93307 | Host Customer is System Owner | 7 |  | 30004298 | Butler Sun Solutions, Inc. | Titanium Power | Power Pack 2 GT Butler | Indirect Forced Circulation (IF) | 43.72 |  | BT1 | Glycol | Advanced Controller with a Vacation or Holiday Mode | Solar Storage with Tankless Auxiliary Water Heater | 52 | 1 | 1 | 85 | Z13 | [18 empty] | Bakersfield | FALSE | 33.23 |  | 2011-06-01: 2019-12-20; 2011-08-03: 2019-12-21; 2011-09-20: 2020-02-13 | 1692 | 5450 | Up-front Payment
PGE-014810 | Low Income Single Family Residential | Domestic Hot Water | Gas | Pacific Gas and Electric | Incentive:Paid | 5397 | 36.9 |  | 1 | 164 |  | 164 |  | 2019-12-21 11:12 | 2020-01-13 | TITANIUM POWER INC | Retrofit | Bakersfield | Bakersfield | 93307 | Host Customer is System Owner | 8 |  | 30004298 | Butler Sun Solutions, Inc. | Titanium Power | Power Pack 2 GT Butler | Indirect Forced Circulation (IF) | 43.72 |  | BT1 | Glycol | Advanced Controller with a Vacation or Holiday Mode | Solar Storage with Tankless Auxiliary Water Heater | 52 | 1 | 1 | 95 | Z13 | [18 empty] | Bakersfield | FALSE | 33.23 |  | 2011-06-01: 2019-12-20; 2011-08-03: 2019-12-21; 2011-09-20: 2020-01-13 | 1733 | 5450 | Up-front Payment
PGE-014811 | Low Income Single Family Residential | Domestic Hot Water | Gas | Pacific Gas and Electric | Incentive:Paid | 5397 | 36.9 |  | 1 | 164 |  | 164 |  | 2019-12-21 11:13 | 2020-01-16 | TITANIUM POWER INC | Retrofit | Bakersfield | Bakersfield | 93307 | Host Customer is System Owner | 4 |  | 30004298 | Butler Sun Solutions, Inc. | Titanium Power | Power Pack 2 GT Butler | Indirect Forced Circulation (IF) | 43.72 |  | BT1 | Glycol | Advanced Controller with a Vacation or Holiday Mode | Solar Storage with Tankless Auxiliary Water Heater | 52 | 1 | 1 | 55 | Z13 | [18 empty] | Bakersfield | FALSE | 33.23 |  | 2011-06-01: 2019-12-20; 2011-08-03: 2019-12-21; 2011-09-20: 2020-01-16 | 1733 | 5450 | Up-front Payment
PGE-014812 | Single Family Residential - Disadvantaged Community | Domestic Hot Water | Gas | Pacific Gas and Electric | Incentive:Paid | 4366 | 29.85 |  | 1 | 160 |  | 160 |  | 2019-12-21 11:14 | 2020-01-22 | TITANIUM POWER INC | Retrofit | Bakersfield | Bakersfield | 93307 | Host Customer is System Owner | 7 |  | 30004297 | Butler Sun Solutions, Inc. | Titanium Power | Power Pack 2 GT | Indirect Forced Circulation (IF) | 45.42 |  | ARIS2004 | Glycol | Advanced Controller with a Vacation or Holiday Mode | Solar Storage with Tankless Auxiliary Water Heater | 52 | 1 | 1 | 85 | Z13 | [18 empty] | Bakersfield | FALSE | 34.06 |  | 2019-12-20 | 2020-01-21 |  |  | 2019-12-21 | 2020-01-22 | 1724 | 5450 | Up-front Payment
PGE-014813 | Single Family Residential - Disadvantaged Community | Domestic Hot Water | Gas | Pacific Gas and Electric | Incentive:Paid | 4366 | 29.85 |  | 1 | 164 |  | 164 |  | 2019-12-21 11:14 | 2020-02-03 | TITANIUM POWER INC | Retrofit | Bakersfield | Bakersfield | 93307 | Host Customer is System Owner | 5 |  | 30004298 | Butler Sun Solutions, Inc. | Titanium Power | Power Pack 2 GT Butler | Indirect Forced Circulation (IF) | 43.72 |  | BT1 | Glycol | Advanced Controller with a Vacation or Holiday Mode | Solar Storage with Tankless Auxiliary Water Heater | 52 | 1 | 1 | 65 | Z13 | [18 empty] | Bakersfield | FALSE | 33.23 |  | 2019-12-20 | 2020-01-21 |  |  | 2019-12-21 | 2020-02-03 | 1706 | 5450 | Up-front Payment
PGE-014814 | Single Family Residential - Disadvantaged Community | Domestic Hot Water | Gas | Pacific Gas and Electric | Incentive:Paid | 4366 | 29.85 |  | 1 | 164 |  | 164 |  | 2019-12-21 11:15 | 2020-01-22 | TITANIUM POWER INC | Retrofit | Bakersfield | Bakersfield | 93307 | Host Customer is System Owner | 6 |  | 30004298 | Butler Sun Solutions, Inc. | Titanium Power | Power Pack 2 GT Butler | Indirect Forced Circulation (IF) | 43.72 |  | BT1 | Glycol | Advanced Controller with a Vacation or Holiday Mode | Solar Storage with Tankless Auxiliary Water Heater | 52 | 1 | 1 | 75 | Z13 | [18 empty] | Bakersfield | FALSE | 33.35 |  | 2019-12-20 | 2020-01-21 |  |  | 2019-12-21 | 2020-01-22 | 1724 | 5470 | Up-front Payment
PGE-014815 | Low Income Single Family Residential | Domestic Hot Water | Gas | Pacific Gas and Electric | Incentive:Paid | 5397 | 36.9 |  | 1 | 164 |  | 164 |  | 2019-12-21 11:15 | 2020-01-08 | TITANIUM POWER INC | Retrofit | Bakersfield | Bakersfield | 93307 | Host Customer is System Owner | 8 |  | 30004298 | Butler Sun Solutions, Inc. | Titanium Power | Power Pack 2 GT Butler | Indirect Forced Circulation (IF) | 43.72 |  | BT1 | Glycol | Advanced Controller with a Vacation or Holiday Mode | Solar Storage with Tankless Auxiliary Water Heater | 52 | 1 | 1 | 95 | Z13 | [18 empty] | Bakersfield | FALSE | 33.35 |  | 2011-06-01: 2019-12-20; 2011-08-03: 2019-12-21; 2011-09-20: 2020-01-08 | 1733 | 5470 | Up-front Payment
PGE-014816 | Low Income Single Family Residential | Domestic Hot Water | Gas | Pacific Gas and Electric | Incentive:Paid | 5397 | 36.9 |  | 1 | 164 |  | 164 |  | 2019-12-21 11:16 | 2020-01-18 | TITANIUM POWER INC | Retrofit | Bakersfield | Bakersfield | 93306 | Host Customer is System Owner | 4 |  | 30004298 | Butler Sun Solutions, Inc. | Titanium Power | Power Pack 2 GT Butler | Indirect Forced Circulation (IF) | 43.72 |  | BT1 | Glycol | Advanced Controller with a Vacation or Holiday Mode | Solar Storage with Tankless Auxiliary Water Heater | 52 | 1 | 1 | 55 | Z13 | [18 empty] | Bakersfield | FALSE | 33.23 |  | 2011-06-01: 2019-12-20; 2011-08-03: 2019-12-21; 2011-09-20: 2020-01-18 | 1733 | 5450 | Up-front Payment
PGE-014817 | Low Income Single Family Residential | Domestic Hot Water | Gas | Pacific Gas and Electric | Incentive:Paid | 5397 | 36.9 |  | 1 | 164 |  | 164 |  | 2019-12-21 11:17 | 2020-01-13 | TITANIUM POWER INC | Retrofit | Bakersfieled | Bakersfield | 93306 | Host Customer is System Owner | 4 |  | 30004298 | Butler Sun Solutions, Inc. | Titanium Power | Power Pack 2 GT Butler | Indirect Forced Circulation (IF) | 43.72 |  | BT1 | Glycol | Advanced Controller with a Vacation or Holiday Mode | Solar Storage with Tankless Auxiliary Water Heater | 52 | 1 | 1 | 55 | Z13 | [18 empty] | Bakersfield | FALSE | 33.23 |  | 2011-06-01: 2019-12-20; 2011-08-03: 2019-12-21; 2011-09-20: 2020-01-13 | 1733 | 5450 | Up-front Payment
PGE-014818 | Low Income Single Family Residential | Domestic Hot Water | Gas | Pacific Gas and Electric | Incentive:Paid | 5397 | 36.9 |  | 1 | 164 |  | 164 |  | 2019-12-21 11:17 | 2020-01-18 | TITANIUM POWER INC | Retrofit | Bakersfield | Bakersfield | 93305 | Host Customer is System Owner | 7 |  | 30004298 | Butler Sun Solutions, Inc. | Titanium Power | Power Pack 2 GT Butler | Indirect Forced Circulation (IF) | 43.72 |  | BT1 | Glycol | Advanced Controller with a Vacation or Holiday Mode | Solar Storage with Tankless Auxiliary Water Heater | 52 | 1 | 1 | 85 | Z13 | [18 empty] | Bakersfield | FALSE | 33.35 |  | 2019-12-20 | 2020-01-13 |  |  | 2019-12-21 | 2020-01-18 | 1733 | 5470 | Up-front Payment
PGE-014819 | Low Income Single Family Residential | Domestic Hot Water | Gas | Pacific Gas and Electric | Incentive:Paid | 5397 | 36.9 |  | 1 | 164 |  | 164 |  | 2019-12-21 11:18 | 2020-02-13 | TITANIUM POWER INC | Retrofit | Bakersfield | Bakersfield | 93304 | Host Customer is System Owner | 4 |  | 30004298 | Butler Sun Solutions, Inc. | Titanium Power | Power Pack 2 GT Butler | Indirect Forced Circulation (IF) | 43.72 |  | BT1 | Glycol | Advanced Controller with a Vacation or Holiday Mode | Solar Storage with Tankless Auxiliary Water Heater | 52 | 1 | 1 | 55 | Z13 | [18 empty] | Bakersfield | FALSE | 33.23 |  | 2011-06-01: 2019-12-20; 2011-08-03: 2019-12-21; 2011-09-20: 2020-02-13 | 1692 | 5450 | Up-front Payment
PGE-014820 | Single Family Residential | Domestic Hot Water | Gas | Pacific Gas and Electric | Incentive:Paid | 4366 | 29.85 |  | 1 | 164 |  | 164 |  | 2019-12-21 11:20 | 2020-01-27 | TITANIUM POWER INC | Retrofit | Bakersfield | Bakersfield | 93306 | Host Customer is System Owner | 6 |  | 30004298 | Butler Sun Solutions, Inc. | Titanium Power | Power Pack 2 GT Butler | Indirect Forced Circulation (IF) | 43.72 |  | BT1 | Glycol | Advanced Controller with a Vacation or Holiday Mode | Solar Storage with Tankless Auxiliary Water Heater | 52 | 1 | 1 | 75 | Z13 | [18 empty] | Bakersfield | FALSE | 33.23 |  | 2019-12-20 | 2020-01-21 |  |  | 2019-12-21 | 2020-01-27 | 1724 | 5450 | Up-front Payment
PGE-014821 | Low Income Single Family Residential | Domestic Hot Water | Gas | Pacific Gas and Electric | Incentive:Paid | 5397 | 36.9 |  | 1 | 164 |  | 164 |  | 2019-12-21 11:09 | 2020-02-13 | TITANIUM POWER INC | Retrofit | Bakersfield | Bakersfield | 93307 | Host Customer is System Owner | 4 |  | 30004298 | Butler Sun Solutions, Inc. | Titanium Power | Power Pack 2 GT Butler | Indirect Forced Circulation (IF) | 43.72 |  | BT1 | Glycol | Advanced Controller with a Vacation or Holiday Mode | Solar Storage with Tankless Auxiliary Water Heater | 52 | 1 | 1 | 55 | Z13 | [18 empty] | Bakersfield | FALSE | 33.23 |  | 2011-06-01: 2019-12-20; 2011-08-03: 2019-12-21; 2011-09-20: 2020-02-13 | 1692 | 5450 | Up-front Payment
PGE-014822 | Low Income Single Family Residential | Domestic Hot Water | Gas | Pacific Gas and Electric | Incentive:Paid | 5397 | 36.9 |  | 1 | 164 |  | 164 |  | 2019-12-24 09:22 | 2020-01-18 | TITANIUM POWER INC | Retrofit | Bakersfield | Bakersfield | 93307 | Host Customer is System Owner | 7 |  | 30004298 | Butler Sun Solutions, Inc. | Titanium Power | Power Pack 2 GT Butler | Indirect Forced Circulation (IF) | 43.72 |  | BT1 | Glycol | Advanced Controller with a Vacation or Holiday Mode | Solar Storage with Tankless Auxiliary Water Heater | 52 | 1 | 1 | 85 | Z13 | [18 empty] | Bakersfield | FALSE | 33.23 |  | 2011-06-01: 2019-12-21; 2011-08-03: 2019-12-24; 2011-09-20: 2020-01-18 | 1733 | 5450 | Up-front Payment
PGE-014823 | Low Income Single Family Residential | Domestic Hot Water | Gas | Pacific Gas and Electric | Incentive:Paid | 5397 | 36.9 |  | 1 | 164 |  | 164 |  | 2019-12-24 09:19 | 2020-01-13 | TITANIUM POWER INC | Retrofit | Bakersfield | Bakersfield | 93307 | Host Customer is System Owner | 4 |  | 30004298 | Butler Sun Solutions, Inc. | Titanium Power | Power Pack 2 GT Butler | Indirect Forced Circulation (IF) | 43.72 |  | BT1 | Glycol | Advanced Controller with a Vacation or Holiday Mode | Solar Storage with Tankless Auxiliary Water Heater | 52 | 1 | 1 | 55 | Z13 | [18 empty] | Bakersfield | FALSE | 33.23 |  | 2011-06-01: 2019-12-21; 2011-08-03: 2019-12-24; 2011-09-20: 2020-01-13 | 1733 | 5450 | Up-front Payment
PGE-014824 | Low Income Single Family Residential | Domestic Hot Water | Gas | Pacific Gas and Electric | Incentive:Paid | 5397 | 36.9 |  | 1 | 164 |  | 164 |  | 2019-12-24 09:18 | 2020-01-13 | TITANIUM POWER INC | Retrofit | Bakersifeld | Bakersfield | 93307 | Host Customer is System Owner | 7 |  | 30004298 | Butler Sun Solutions, Inc. | Titanium Power | Power Pack 2 GT Butler | Indirect Forced Circulation (IF) | 43.72 |  | BT1 | Glycol | Advanced Controller with a Vacation or Holiday Mode | Solar Storage with Tankless Auxiliary Water Heater | 52 | 1 | 1 | 85 | Z13 | [18 empty] | Bakersfield | FALSE | 33.23 |  | 2011-06-01: 2019-12-21; 2011-08-03: 2019-12-24; 2011-09-20: 2020-01-13 | 1733 | 5450 | Up-front Payment
PGE-014825 | Single Family Residential - Disadvantaged Community | Domestic Hot Water | Gas | Pacific Gas and Electric | Incentive:Paid | 4366 | 29.85 |  | 1 | 164 |  | 164 |  | 2019-12-24 09:15 | 2020-01-27 | TITANIUM POWER INC | Retrofit | Bakersfield | Bakersfield | 93304 | Host Customer is System Owner | 4 |  | 30004298 | Butler Sun Solutions, Inc. | Titanium Power | Power Pack 2 GT Butler | Indirect Forced Circulation (IF) | 43.72 |  | BT1 | Glycol | Advanced Controller with a Vacation or Holiday Mode | Solar Storage with Tankless Auxiliary Water Heater | 52 | 1 | 1 | 55 | Z13 | [18 empty] | Bakersfield | FALSE | 33.35 |  | 2019-12-21 | 2020-01-21 |  |  | 2019-12-24 | 2020-01-27 | 1724 | 5470 | Up-front Payment
PGE-014826 | Low Income Single Family Residential | Domestic Hot Water | Gas | Pacific Gas and Electric | Incentive:Paid | 5397 | 36.9 |  | 1 | 164 |  | 164 |  | 2019-12-24 09:12 | 2020-01-18 | TITANIUM POWER INC | Retrofit | Bakersfield | Bakersfield | 93309 | Host Customer is System Owner | 4 |  | 30004298 | Butler Sun Solutions, Inc. | Titanium Power | Power Pack 2 GT Butler | Indirect Forced Circulation (IF) | 43.72 |  | BT1 | Glycol | Advanced Controller with a Vacation or Holiday Mode | Solar Storage with Tankless Auxiliary Water Heater | 52 | 1 | 1 | 55 | Z13 | [18 empty] | Bakersfield | FALSE | 33.35 |  | 2011-06-01: 2019-12-21; 2011-08-03: 2019-12-24; 2011-09-20: 2020-01-18 | 1733 | 5470 | Up-front Payment
PGE-014827 | Low Income Single Family Residential | Domestic Hot Water | Gas | Pacific Gas and Electric | Incentive:Paid | 5397 | 36.9 |  | 1 | 160 |  | 160 |  | 2019-12-24 09:10 | 2020-01-18 | TITANIUM POWER INC | Retrofit | Bakersfield | Bakersfield | 93307 | Host Customer is System Owner | 4 |  | 30004297 | Butler Sun Solutions, Inc. | Titanium Power | Power Pack 2 GT | Indirect Forced Circulation (IF) | 45.42 |  | ARIS2004 | Glycol | Advanced Controller with a Vacation or Holiday Mode | Solar Storage with Tankless Auxiliary Water Heater | 52 | 1 | 1 | 55 | Z13 | [18 empty] | Bakersfield | FALSE | 34.06 |  | 2011-06-01: 2019-12-21; 2011-08-03: 2019-12-24; 2011-09-20: 2020-01-18 | 1733 | 5450 | Up-front Payment
PGE-014828 | Low Income Single Family Residential | Domestic Hot Water | Gas | Pacific Gas and Electric | Incentive:Paid | 5397 | 36.9 |  | 1 | 160 |  | 160 |  | 2019-12-24 09:08 | 2020-01-13 | TITANIUM POWER INC | Retrofit | Bakersfield | Bakersfield | 93307 | Host Customer is System Owner | 4 |  | 30004297 | Butler Sun Solutions, Inc. | Titanium Power | Power Pack 2 GT | Indirect Forced Circulation (IF) | 45.42 |  | ARIS2004 | Glycol | Advanced Controller with a Vacation or Holiday Mode | Solar Storage with Tankless Auxiliary Water Heater | 52 | 1 | 1 | 55 | Z13 | [18 empty] | Bakersfield | FALSE | 34.06 |  | 2011-06-01: 2019-12-21; 2011-08-03: 2019-12-24; 2011-09-20: 2020-01-13 | 1733 | 5450 | Up-front Payment
PGE-014829 | Low Income Single Family Residential | Domestic Hot Water | Gas | Pacific Gas and Electric | Incentive:Paid | 5397 | 36.9 |  | 1 | 164 |  | 164 |  | 2019-12-24 09:04 | 2020-01-13 | TITANIUM POWER INC | Retrofit | Bakersfield | Bakersfield | 93307 | Host Customer is System Owner | 4 |  | 30004298 | Butler Sun Solutions, Inc. | Titanium Power | Power Pack 2 GT Butler | Indirect Forced Circulation (IF) | 43.72 |  | BT1 | Glycol | Advanced Controller with a Vacation or Holiday Mode | Solar Storage with Tankless Auxiliary Water Heater | 52 | 1 | 1 | 55 | Z13 | [18 empty] | Bakersfield | FALSE | 33.35 |  | 2011-06-01: 2019-12-21; 2011-08-03: 2019-12-24; 2011-09-20: 2020-01-13 | 1733 | 5470 | Up-front Payment
PGE-014830 | Low Income Single Family Residential | Domestic Hot Water | Gas | Pacific Gas and Electric | Incentive:Paid | 5397 | 36.9 |  | 1 | 160 |  | 160 |  | 2019-12-24 09:43 | 2020-01-13 | TITANIUM POWER INC | Retrofit | Bakersfield | Bakersfield | 93309 | Host Customer is System Owner | 4 |  | 30004297 | Butler Sun Solutions, Inc. | Titanium Power | Power Pack 2 GT | Indirect Forced Circulation (IF) | 45.42 |  | ARIS2004 | Glycol | Advanced Controller with a Vacation or Holiday Mode | Solar Storage with Tankless Auxiliary Water Heater | 52 | 1 | 1 | 55 | Z13 | [18 empty] | Bakersfield | FALSE | 34.06 |  | 2011-06-01: 2019-12-23; 2011-08-03: 2019-12-24; 2011-09-20: 2020-01-13 | 1733 | 5450 | Up-front Payment
PGE-014831 | Single Family Residential - Disadvantaged Community | Domestic Hot Water | Gas | Pacific Gas and Electric | Incentive:Paid | 4366 | 29.85 |  | 1 | 164 |  | 164 |  | 2019-12-24 09:41 | 2020-01-27 | TITANIUM POWER INC | Retrofit | Bakersfield | Bakersfield | 93304 | Host Customer is System Owner | 4 |  | 30004298 | Butler Sun Solutions, Inc. | Titanium Power | Power Pack 2 GT Butler | Indirect Forced Circulation (IF) | 43.72 |  | BT1 | Glycol | Advanced Controller with a Vacation or Holiday Mode | Solar Storage with Tankless Auxiliary Water Heater | 52 | 1 | 1 | 55 | Z13 | [18 empty] | Bakersfield | FALSE | 33.35 |  | 2019-12-23 | 2020-01-21 |  |  | 2019-12-24 | 2020-01-27 | 1724 | 5470 | Up-front Payment
PGE-014832 | Low Income Single Family Residential | Domestic Hot Water | Gas | Pacific Gas and Electric | Incentive:Paid | 5397 | 36.9 |  | 1 | 164 |  | 164 |  | 2019-12-26 08:46 | 2020-01-15 | TITANIUM POWER INC | Retrofit | Bakersfield | Bakersfield | 93309 | Host Customer is System Owner | 4 |  | 30004298 | Butler Sun Solutions, Inc. | Titanium Power | Power Pack 2 GT Butler | Indirect Forced Circulation (IF) | 43.72 |  | BT1 | Glycol | Advanced Controller with a Vacation or Holiday Mode | Solar Storage with Tankless Auxiliary Water Heater | 52 | 1 | 1 | 55 | Z13 | [18 empty] | Bakersfield | FALSE | 33.35 |  | 2011-06-01: 2019-12-23; 2011-08-03: 2019-12-26; 2011-09-20: 2020-01-15 | 1733 | 5470 | Up-front Payment
PGE-014833 | Low Income Single Family Residential | Domestic Hot Water | Gas | Pacific Gas and Electric | Incentive:Paid | 5397 | 36.9 |  | 1 | 160 |  | 160 |  | 2019-12-26 08:47 | 2020-03-11 | TITANIUM POWER INC | Retrofit | Bakersfield | Bakersfield | 93309 | Host Customer is System Owner | 4 |  | 30004297 | Butler Sun Solutions, Inc. | Titanium Power | Power Pack 2 GT | Indirect Forced Circulation (IF) | 45.42 |  | ARIS2004 | Glycol | Advanced Controller with a Vacation or Holiday Mode | Solar Storage with Tankless Auxiliary Water Heater | 52 | 1 | 1 | 55 | Z13 | [18 empty] | Bakersfield | FALSE | 34.06 |  | 2011-06-01: 2019-12-23; 2011-08-03: 2019-12-26; 2011-09-20: 2020-03-11 | 1667 | 5450 | Up-front Payment
PGE-014834 | Low Income Single Family Residential | Domestic Hot Water | Gas | Pacific Gas and Electric | Incentive:Paid | 5397 | 36.9 |  | 1 | 164 |  | 164 |  | 2019-12-24 09:49 | 2020-01-15 | TITANIUM POWER INC | Retrofit | Bakersfield | Bakersfield | 93307 | Host Customer is System Owner | 4 |  | 30004298 | Butler Sun Solutions, Inc. | Titanium Power | Power Pack 2 GT Butler | Indirect Forced Circulation (IF) | 43.72 |  | BT1 | Glycol | Advanced Controller with a Vacation or Holiday Mode | Solar Storage with Tankless Auxiliary Water Heater | 52 | 1 | 1 | 55 | Z13 | [18 empty] | Bakersfield | FALSE | 33.23 |  | 2011-06-01: 2019-12-23; 2011-08-03: 2019-12-24; 2011-09-20: 2020-01-15 | 1733 | 5450 | Up-front Payment
PGE-014835 | Low Income Single Family Residential | Domestic Hot Water | Gas | Pacific Gas and Electric | Incentive:Paid | 5397 | 36.9 |  | 1 | 164 |  | 164 |  | 2019-12-24 09:48 | 2020-01-15 | TITANIUM POWER INC | Retrofit | Bakersfield | Bakersfield | 93307 | Host Customer is System Owner | 4 |  | 30004298 | Butler Sun Solutions, Inc. | Titanium Power | Power Pack 2 GT Butler | Indirect Forced Circulation (IF) | 43.72 |  | BT1 | Glycol | Advanced Controller with a Vacation or Holiday Mode | Solar Storage with Tankless Auxiliary Water Heater | 52 | 1 | 1 | 55 | Z13 | [18 empty] | Bakersfield | FALSE | 33.23 |  | 2011-06-01: 2019-12-23; 2011-08-03: 2019-12-24; 2011-09-20: 2020-01-15 | 1733 | 5450 | Up-front Payment
PGE-014836 | Low Income Single Family Residential | Domestic Hot Water | Gas | Pacific Gas and Electric | Incentive:Paid | 5397 | 36.9 |  | 1 | 164 |  | 164 |  | 2019-12-26 08:48 | 2020-01-18 | TITANIUM POWER INC | Retrofit | Bakersfield | Bakersfield | 93307 | Host Customer is System Owner | 4 |  | 30004298 | Butler Sun Solutions, Inc. | Titanium Power | Power Pack 2 GT Butler | Indirect Forced Circulation (IF) | 43.72 |  | BT1 | Glycol | Advanced Controller with a Vacation or Holiday Mode | Solar Storage with Tankless Auxiliary Water Heater | 52 | 1 | 1 | 55 | Z13 | [18 empty] | Bakersfield | FALSE | 33.35 |  | 2011-06-01: 2019-12-23; 2011-08-03: 2019-12-26; 2011-09-20: 2020-01-18 | 1733 | 5470 | Up-front Payment
PGE-014837 | Low Income Single Family Residential | Domestic Hot Water | Gas | Pacific Gas and Electric | Incentive:Paid | 5397 | 36.9 |  | 1 | 164 |  | 164 |  | 2019-12-24 09:27 | 2020-01-15 | TITANIUM POWER INC | Retrofit | Bakersfield | Bakersfield | 93307 | Host Customer is System Owner | 6 |  | 30004298 | Butler Sun Solutions, Inc. | Titanium Power | Power Pack 2 GT Butler | Indirect Forced Circulation (IF) | 43.72 |  | BT1 | Glycol | Advanced Controller with a Vacation or Holiday Mode | Solar Storage with Tankless Auxiliary Water Heater | 52 | 1 | 1 | 75 | Z13 | [18 empty] | Bakersfield | FALSE | 33.35 |  | 2011-06-01: 2019-12-23; 2011-08-03: 2019-12-24; 2011-09-20: 2020-01-15 | 1733 | 5470 | Up-front Payment
PGE-014838 | Low Income Single Family Residential | Domestic Hot Water | Gas | Pacific Gas and Electric | Incentive:Paid | 5397 | 36.9 |  | 1 | 164 |  | 164 |  | 2019-12-26 08:04 | 2020-03-11 | TITANIUM POWER INC | Retrofit | Bakersfield | Bakersfield | 93307 | Host Customer is System Owner | 9 |  | 30004298 | Butler Sun Solutions, Inc. | Titanium Power | Power Pack 2 GT Butler | Indirect Forced Circulation (IF) | 43.72 |  | BT1 | Glycol | Advanced Controller with a Vacation or Holiday Mode | Solar Storage with Tankless Auxiliary Water Heater | 52 | 1 | 1 | 105 | Z13 | [18 empty] | Bakersfield | FALSE | 33.35 |  | 2011-06-01: 2019-12-24; 2011-08-03: 2019-12-26; 2011-09-20: 2020-03-11 | 1667 | 5470 | Up-front Payment
PGE-014839 | Low Income Single Family Residential | Domestic Hot Water | Gas | Pacific Gas and Electric | Incentive:Paid | 5397 | 36.9 |  | 1 | 164 |  | 164 |  | 2019-12-26 08:07 | 2020-01-18 | TITANIUM POWER INC | Retrofit | Bakersfield | Bakersfield | 93307 | Host Customer is System Owner | 5 |  | 30004298 | Butler Sun Solutions, Inc. | Titanium Power | Power Pack 2 GT Butler | Indirect Forced Circulation (IF) | 43.72 |  | BT1 | Glycol | Advanced Controller with a Vacation or Holiday Mode | Solar Storage with Tankless Auxiliary Water Heater | 52 | 1 | 1 | 65 | Z13 | [18 empty] | Bakersfield | FALSE | 33.23 |  | 2011-06-01: 2019-12-24; 2011-08-03: 2019-12-26; 2011-09-20: 2020-01-18 | 1733 | 5450 | Up-front Payment
PGE-014840 | Single Family Residential | Domestic Hot Water | Gas | Pacific Gas and Electric | Incentive:Paid | 4366 | 29.85 |  | 1 | 164 |  | 164 |  | 2019-12-30 15:08 | 2020-01-22 | TITANIUM POWER INC | Retrofit | Bakersfield | Bakersfield | 93307 | Host Customer is System Owner | 6 |  | 30004298 | Butler Sun Solutions, Inc. | Titanium Power | Power Pack 2 GT Butler | Indirect Forced Circulation (IF) | 43.72 |  | BT1 | Glycol | Advanced Controller with a Vacation or Holiday Mode | Solar Storage with Tankless Auxiliary Water Heater | 52 | 1 | 1 | 75 | Z13 | [18 empty] | Bakersfield | FALSE | 33.23 |  | 2019-12-24 | 2020-01-21 |  |  | 2019-12-30 | 2020-01-22 | 1724 | 5450 | Up-front Payment
SCG-014841 | Commercial Pools | Pool Heating | Gas | Southern California Gas Company | Incentive:Paid | 8338 | 7 |  | 1 | 1339 |  | 1339 |  | 2020-01-13 11:28 | 2020-01-21 | ENVIRONMENTAL SOLAR DESIGN INC | Retrofit | Los Angeles | Los Angeles | 90067 | Host Customer is System Owner | [7 empty] | 724.5 | 48.3 |  | Manual Drainback |  |  |  | 1 | 1 |  | Z08 |  |  |  | 10001884 | 15 | 2 | [5 empty] | FALSE |  |  |  | SunEarth - SETR A503 TTR U + VFS 20-400 |  | SunEarth - SETR A503 TTR U + VFS 20-400 | Los Angeles Building & Safety | FALSE | 12.45 |  | 2020-01-08 |  | 2020-01-13 | 2020-01-21 | 2020-01-28 | 2020-03-13 | 1678 | 16675 | Up-front Payment
PGE-014842 | Single Family Residential | Domestic Hot Water | Gas | Pacific Gas and Electric | Incentive:Paid | 4366 | 29.85 |  | 1 | 164 |  | 164 |  | 2019-12-30 15:09 | 2020-01-27 | TITANIUM POWER INC | Retrofit | Bakersfield | Bakersfield | 93307 | Host Customer is System Owner | 6 |  | 30004298 | Butler Sun Solutions, Inc. | Titanium Power | Power Pack 2 GT Butler | Indirect Forced Circulation (IF) | 43.72 |  | BT1 | Glycol | Advanced Controller with a Vacation or Holiday Mode | Solar Storage with Tankless Auxiliary Water Heater | 52 | 1 | 1 | 75 | Z13 | [18 empty] | Bakersfield | FALSE | 33.23 |  | 2019-12-27 | 2020-01-24 |  |  | 2019-12-30 | 2020-01-27 | 1724 | 5450 | Up-front Payment
PGE-014843 | Single Family Residential - Disadvantaged Community | Domestic Hot Water | Gas | Pacific Gas and Electric | Incentive:Paid | 4366 | 29.85 |  | 1 | 164 |  | 164 |  | 2019-12-30 11:33 | 2020-02-07 | TITANIUM POWER INC | Retrofit | Bakersfield | Bakersfield | 93304 | Host Customer is System Owner | 4 |  | 30004298 | Butler Sun Solutions, Inc. | Titanium Power | Power Pack 2 GT Butler | Indirect Forced Circulation (IF) | 43.72 |  | BT1 | Glycol | Advanced Controller with a Vacation or Holiday Mode | Solar Storage with Tankless Auxiliary Water Heater | 52 | 1 | 1 | 55 | Z13 | [18 empty] | Bakersfield | FALSE | 33.23 |  | 2019-12-27 | 2020-01-24 |  |  | 2019-12-30 | 2020-02-07 | 1706 | 5450 | Up-front Payment
PGE-014844 | Low Income Single Family Residential | Domestic Hot Water | Gas | Pacific Gas and Electric | Incentive:Paid | 5397 | 36.9 |  | 1 | 164 |  | 164 |  | 2019-12-30 14:51 | 2020-01-18 | TITANIUM POWER INC | Retrofit | Bakersfield | Bakersfield | 93306 | Host Customer is System Owner | 4 |  | 30004298 | Butler Sun Solutions, Inc. | Titanium Power | Power Pack 2 GT Butler | Indirect Forced Circulation (IF) | 43.72 |  | BT1 | Glycol | Advanced Controller with a Vacation or Holiday Mode | Solar Storage with Tankless Auxiliary Water Heater | 52 | 1 | 1 | 55 | Z13 | [18 empty] | Bakersfield | FALSE | 33.23 |  | 2011-06-01: 2019-12-27; 2011-08-03: 2019-12-30; 2011-09-20: 2020-01-18 | 1733 | 5450 | Up-front Payment
PGE-014845 | Single Family Residential - Disadvantaged Community | Domestic Hot Water | Gas | Pacific Gas and Electric | Incentive:Paid | 4366 | 29.85 |  | 1 | 164 |  | 164 |  | 2019-12-30 14:53 | 2020-02-04 | TITANIUM POWER INC | Retrofit | Bakersfield | Bakersfield | 93307 | Host Customer is System Owner | 5 |  | 30004298 | Butler Sun Solutions, Inc. | Titanium Power | Power Pack 2 GT Butler | Indirect Forced Circulation (IF) | 43.72 |  | BT1 | Glycol | Advanced Controller with a Vacation or Holiday Mode | Solar Storage with Tankless Auxiliary Water Heater | 52 | 1 | 1 | 65 | Z13 | [18 empty] | Bakersfield | FALSE | 33.23 |  | 2019-12-27 | 2020-01-24 |  |  | 2019-12-30 | 2020-02-04 | 1706 | 5450 | Up-front Payment
PGE-014846 | Low Income Single Family Residential | Domestic Hot Water | Gas | Pacific Gas and Electric | Incentive:Paid | 5397 | 36.9 |  | 1 | 164 |  | 164 |  | 2019-12-30 15:00 | 2020-01-15 | TITANIUM POWER INC | Retrofit | Bakersfield | Bakersfield | 93307 | Host Customer is System Owner | 4 |  | 30004298 | Butler Sun Solutions, Inc. | Titanium Power | Power Pack 2 GT Butler | Indirect Forced Circulation (IF) | 43.72 |  | BT1 | Glycol | Advanced Controller with a Vacation or Holiday Mode | Solar Storage with Tankless Auxiliary Water Heater | 52 | 1 | 1 | 55 | Z13 | [18 empty] | Bakersfield | FALSE | 33.23 |  | 2011-06-01: 2019-12-27; 2011-08-03: 2019-12-30; 2011-09-20: 2020-01-15 | 1733 | 5450 | Up-front Payment
PGE-014847 | Low Income Single Family Residential | Domestic Hot Water | Gas | Pacific Gas and Electric | Incentive:Paid | 5397 | 36.9 |  | 1 | 164 |  | 164 |  | 2019-12-30 15:00 | 2020-01-15 | TITANIUM POWER INC | Retrofit | Bakersfield | Bakersfield | 93307 | Host Customer is System Owner | 4 |  | 30004298 | Butler Sun Solutions, Inc. | Titanium Power | Power Pack 2 GT Butler | Indirect Forced Circulation (IF) | 43.72 |  | BT1 | Glycol | Advanced Controller with a Vacation or Holiday Mode | Solar Storage with Tankless Auxiliary Water Heater | 52 | 1 | 1 | 55 | Z13 | [18 empty] | Bakersfield | FALSE | 33.23 |  | 2011-06-01: 2019-12-27; 2011-08-03: 2019-12-30; 2011-09-20: 2020-01-15 | 1733 | 5450 | Up-front Payment
PGE-014848 | Single Family Residential - Disadvantaged Community | Domestic Hot Water | Gas | Pacific Gas and Electric | Incentive:Paid | 4366 | 29.85 |  | 1 | 164 |  | 164 |  | 2019-12-30 15:02 | 2020-01-27 | TITANIUM POWER INC | Retrofit | Bakersfield | Bakersfield | 93304 | Host Customer is System Owner | 4 |  | 30004298 | Butler Sun Solutions, Inc. | Titanium Power | Power Pack 2 GT Butler | Indirect Forced Circulation (IF) | 43.72 |  | BT1 | Glycol | Advanced Controller with a Vacation or Holiday Mode | Solar Storage with Tankless Auxiliary Water Heater | 52 | 1 | 1 | 55 | Z13 | [18 empty] | Bakersfield | FALSE | 33.23 |  | 2019-12-27 | 2020-01-24 |  |  | 2019-12-30 | 2020-01-27 | 1724 | 5450 | Up-front Payment
PGE-014849 | Low Income Single Family Residential | Domestic Hot Water | Gas | Pacific Gas and Electric | Incentive:Paid | 5397 | 36.9 |  | 1 | 164 |  | 164 |  | 2019-12-30 15:03 | 2020-01-18 | TITANIUM POWER INC | Retrofit | Bakersfield | Bakersfield | 93305 | Host Customer is System Owner | 7 |  | 30004298 | Butler Sun Solutions, Inc. | Titanium Power | Power Pack 2 GT Butler | Indirect Forced Circulation (IF) | 43.72 |  | BT1 | Glycol | Advanced Controller with a Vacation or Holiday Mode | Solar Storage with Tankless Auxiliary Water Heater | 52 | 1 | 1 | 85 | Z13 | [18 empty] | Bakersfield | FALSE | 33.23 |  | 2011-06-01: 2019-12-27; 2011-08-03: 2019-12-30; 2011-09-20: 2020-01-18 | 1733 | 5450 | Up-front Payment
PGE-014850 | Single Family Residential - Disadvantaged Community | Domestic Hot Water | Gas | Pacific Gas and Electric | Incentive:Paid | 4366 | 29.85 |  | 1 | 164 |  | 164 |  | 2019-12-30 11:32 | 2020-02-04 | TITANIUM POWER INC | Retrofit | Bakersfield | Bakersfield | 93304 | Host Customer is System Owner | 4 |  | 30004298 | Butler Sun Solutions, Inc. | Titanium Power | Power Pack 2 GT Butler | Indirect Forced Circulation (IF) | 43.72 |  | BT1 | Glycol | Advanced Controller with a Vacation or Holiday Mode | Solar Storage with Tankless Auxiliary Water Heater | 52 | 1 | 1 | 55 | Z13 | [18 empty] | Bakersfield | FALSE | 33.23 |  | 2019-12-27 | 2020-01-27 |  |  | 2019-12-30 | 2020-02-04 | 1706 | 5450 | Up-front Payment
PGE-014851 | Single Family Residential - Disadvantaged Community | Domestic Hot Water | Gas | Pacific Gas and Electric | Incentive:Paid | 4366 | 29.85 |  | 1 | 164 |  | 164 |  | 2019-12-30 15:04 | 2020-01-22 | TITANIUM POWER INC | Retrofit | Bakersfield | Bakersfield | 93304 | Host Customer is System Owner | 4 |  | 30004298 | Butler Sun Solutions, Inc. | Titanium Power | Power Pack 2 GT Butler | Indirect Forced Circulation (IF) | 43.72 |  | BT1 | Glycol | Advanced Controller with a Vacation or Holiday Mode | Solar Storage with Tankless Auxiliary Water Heater | 52 | 1 | 1 | 55 | Z13 | [18 empty] | Bakersfield | FALSE | 33.23 |  | 2019-12-27 | 2020-01-20 |  |  | 2019-12-30 | 2020-01-22 | 1724 | 5450 | Up-front Payment
PGE-014852 | Single Family Residential | Domestic Hot Water | Gas | Pacific Gas and Electric | Incentive:Paid | 4366 | 29.85 |  | 1 | 164 |  | 164 |  | 2019-12-30 15:05 | 2020-01-22 | TITANIUM POWER INC | Retrofit | Bakersfield | Bakersfield | 93307 | Host Customer is System Owner | 9 |  | 30004298 | Butler Sun Solutions, Inc. | Titanium Power | Power Pack 2 GT Butler | Indirect Forced Circulation (IF) | 43.72 |  | BT1 | Glycol | Advanced Controller with a Vacation or Holiday Mode | Solar Storage with Tankless Auxiliary Water Heater | 52 | 1 | 1 | 105 | Z13 | [18 empty] | Bakersfield | FALSE | 33.23 |  | 2019-12-27 | 2020-01-20 |  |  | 2019-12-30 | 2020-01-22 | 1724 | 5450 | Up-front Payment
PGE-014854 | Low Income Single Family Residential | Domestic Hot Water | Gas | Pacific Gas and Electric | Incentive:Paid | 5397 | 36.9 |  | 1 | 164 |  | 164 |  | 2019-12-30 15:06 | 2020-01-18 | TITANIUM POWER INC | Retrofit | Bakersfield | Bakersfield | 93307 | Host Customer is System Owner | 8 |  | 30004298 | Butler Sun Solutions, Inc. | Titanium Power | Power Pack 2 GT Butler | Indirect Forced Circulation (IF) | 43.72 |  | BT1 | Glycol | Advanced Controller with a Vacation or Holiday Mode | Solar Storage with Tankless Auxiliary Water Heater | 52 | 1 | 1 | 95 | Z13 | [18 empty] | Bakersfield | FALSE | 33.23 |  | 2011-06-01: 2019-12-27; 2011-08-03: 2019-12-30; 2011-09-20: 2020-01-18 | 1733 | 5450 | Up-front Payment
PGE-014855 | Single Family Residential - Disadvantaged Community | Domestic Hot Water | Gas | Pacific Gas and Electric | Incentive:Paid | 4366 | 29.85 |  | 1 | 164 |  | 164 |  | 2019-12-30 15:07 | 2020-01-22 | TITANIUM POWER INC | Retrofit | Bakersfield | Bakersfield | 93307 | Host Customer is System Owner | 7 |  | 30004298 | Butler Sun Solutions, Inc. | Titanium Power | Power Pack 2 GT Butler | Indirect Forced Circulation (IF) | 43.72 |  | BT1 | Glycol | Advanced Controller with a Vacation or Holiday Mode | Solar Storage with Tankless Auxiliary Water Heater | 52 | 1 | 1 | 85 | Z13 | [18 empty] | Bakersfield | FALSE | 33.23 |  | 2019-12-27 | 2020-01-20 |  |  | 2019-12-30 | 2020-01-22 | 1724 | 5450 | Up-front Payment
PGE-014856 | Single Family Residential - Disadvantaged Community | Domestic Hot Water | Gas | Pacific Gas and Electric | Incentive:Paid | 4366 | 29.85 |  | 1 | 164 |  | 164 |  | 2019-12-30 15:07 | 2020-01-22 | TITANIUM POWER INC | Retrofit | Bakersfield | Bakersfield | 93307 | Host Customer is System Owner | 4 |  | 30004298 | Butler Sun Solutions, Inc. | Titanium Power | Power Pack 2 GT Butler | Indirect Forced Circulation (IF) | 43.72 |  | BT1 | Glycol | Advanced Controller with a Vacation or Holiday Mode | Solar Storage with Tankless Auxiliary Water Heater | 52 | 1 | 1 | 55 | Z13 | [18 empty] | Bakersfield | FALSE | 33.23 |  | 2019-12-27 | 2020-01-20 |  |  | 2019-12-30 | 2020-01-22 | 1724 | 5450 | Up-front Payment
PGE-014857 | Single Family Residential | Domestic Hot Water | Gas | Pacific Gas and Electric | Incentive:Paid | 4366 | 29.85 |  | 1 | 164 |  | 164 |  | 2019-12-30 15:08 | 2020-01-22 | TITANIUM POWER INC | Retrofit | Bakersfield | Bakersfield | 93307 | Host Customer is System Owner | 6 |  | 30004298 | Butler Sun Solutions, Inc. | Titanium Power | Power Pack 2 GT Butler | Indirect Forced Circulation (IF) | 43.72 |  | BT1 | Glycol | Advanced Controller with a Vacation or Holiday Mode | Solar Storage with Tankless Auxiliary Water Heater | 52 | 1 | 1 | 75 | Z13 | [18 empty] | Bakersfield | FALSE | 33.23 |  | 2019-12-27 | 2020-01-20 |  |  | 2019-12-30 | 2020-01-22 | 1724 | 5450 | Up-front Payment
PGE-014858 | Low Income Single Family Residential | Domestic Hot Water | Gas | Pacific Gas and Electric | Incentive:Paid | 5397 | 36.9 |  | 1 | 164 |  | 164 |  | 2019-12-30 15:13 | 2020-01-15 | TITANIUM POWER INC | Retrofit | Bakersfield | Bakersfield | 93305 | Host Customer is System Owner | 5 |  | 30004298 | Butler Sun Solutions, Inc. | Titanium Power | Power Pack 2 GT Butler | Indirect Forced Circulation (IF) | 43.72 |  | BT1 | Glycol | Advanced Controller with a Vacation or Holiday Mode | Solar Storage with Tankless Auxiliary Water Heater | 52 | 1 | 1 | 65 | Z13 | [18 empty] | Bakersfield | FALSE | 33.23 |  | 2011-06-01: 2019-12-27; 2011-08-03: 2019-12-30; 2011-09-20: 2020-01-15 | 1733 | 5450 | Up-front Payment
PGE-014859 | Low Income Single Family Residential | Domestic Hot Water | Gas | Pacific Gas and Electric | Incentive:Paid | 5397 | 36.9 |  | 1 | 164 |  | 164 |  | 2019-12-30 15:12 | 2020-01-15 | TITANIUM POWER INC | Retrofit | Bakersfield | Bakersfield | 93307 | Host Customer is System Owner | 6 |  | 30004298 | Butler Sun Solutions, Inc. | Titanium Power | Power Pack 2 GT Butler | Indirect Forced Circulation (IF) | 43.72 |  | BT1 | Glycol | Advanced Controller with a Vacation or Holiday Mode | Solar Storage with Tankless Auxiliary Water Heater | 52 | 1 | 1 | 75 | Z13 | [18 empty] | Bakersfield | FALSE | 33.23 |  | 2011-06-01: 2019-12-27; 2011-08-03: 2019-12-30; 2011-09-20: 2020-01-15 | 1733 | 5450 | Up-front Payment
PGE-014860 | Low Income Single Family Residential | Domestic Hot Water | Gas | Pacific Gas and Electric | Incentive:Paid | 5397 | 36.9 |  | 1 | 147 |  | 147 |  | 2020-01-17 14:57 | 2020-02-03 | DOCTOR PIPER INC | Retrofit | Bakersfield | Kern | 93304 | Host Customer is System Owner | 4 |  | 30004296 | SunEarth, Inc. | SOLARAY | TE40T-80-2G | Indirect Forced Circulation (IF) | 40.95 |  | TRB-40 | Glycol | Steam Back | Solar Storage and Auxiliary Tanks are separate | 80 | 1 | 1 | 55 | Z13 | [18 empty] | City of Bakersfield | FALSE | 36.71 |  | 2020-01-03 | 2020-01-25 |  |  | 2020-01-17 | 2020-02-03 | 1706 | 5397 | Up-front Payment
PGE-014861 | Low Income Single Family Residential | Domestic Hot Water | Gas | Pacific Gas and Electric | Incentive:Paid | 5397 | 36.9 |  | 1 | 148 |  | 148 |  | 2020-01-17 14:51 | 2020-01-29 | DOCTOR PIPER INC | Retrofit | Bakersfield | Kern | 93305 | Host Customer is System Owner | 5 |  | 30004247 | Heliodyne, Inc. | HELIOPAS | HPAS 1 410 G 80 AC D Z | Indirect Forced Circulation (IF) | 40.26 |  | 410 001 | Glycol | Steam Back | Solar Storage and Auxiliary Tanks are separate | 80 | 1 | 1 | 65 | Z13 | [18 empty] | City of Bakersfield | FALSE | 36.47 |  | 2020-01-03 | 2020-01-25 |  |  | 2020-01-17 | 2020-01-29 | 1724 | 5397 | Up-front Payment
PGE-014862 | Low Income Single Family Residential | Domestic Hot Water | Gas | Pacific Gas and Electric | Incentive:Paid | 5397 | 36.9 |  | 1 | 147 |  | 147 |  | 2020-01-17 14:43 | 2020-01-25 | DOCTOR PIPER INC | Retrofit | Bakersfield | Kern | 93307 | Host Customer is System Owner | 5 |  | 30004296 | SunEarth, Inc. | SOLARAY | TE40T-80-2G | Indirect Forced Circulation (IF) | 40.95 |  | TRB-40 | Glycol | Steam Back | Solar Storage and Auxiliary Tanks are separate | 80 | 1 | 1 | 65 | Z13 | [18 empty] | City of Bakersfield | FALSE | 36.71 |  | 2011-06-01: 2020-01-03; 2011-08-03: 2020-01-17; 2011-09-20: 2020-01-25 | 1724 | 5397 | Up-front Payment
PGE-014863 | Low Income Single Family Residential | Domestic Hot Water | Gas | Pacific Gas and Electric | Incentive:Canceled | 5397 | 36.9 |  | 1 | 147 |  | 147 |  |  |  |  | Retrofit | Bakersfield | Kern | 93304 | Host Customer is System Owner | 5 |  | 30004296 | SunEarth, Inc. | SOLARAY | TE40T-80-2G | Indirect Forced Circulation (IF) | 40.95 |  | TRB-40 | Glycol | Steam Back | Solar Storage and Auxiliary Tanks are separate | 80 | 1 | 1 | 65 | Z13 | [18 empty] | City of Bakersfield | FALSE | 36.71 |  | 2011-06-01: 2020-01-03 | 1758 | 5397 | Up-front Payment
PGE-014864 | Low Income Single Family Residential | Domestic Hot Water | Gas | Pacific Gas and Electric | Incentive:Paid | 5397 | 36.9 |  | 1 | 147 |  | 147 |  | 2020-01-17 14:34 | 2020-01-29 | DOCTOR PIPER INC | Retrofit | Bakersfield | Kern | 93304 | Host Customer is System Owner | 4 |  | 30004296 | SunEarth, Inc. | SOLARAY | TE40T-80-2G | Indirect Forced Circulation (IF) | 40.95 |  | TRB-40 | Glycol | Steam Back | Solar Storage and Auxiliary Tanks are separate | 80 | 1 | 1 | 55 | Z13 | [18 empty] | City of Bakersfield | FALSE | 36.71 |  | 2020-01-03 | 2020-01-25 |  |  | 2020-01-17 | 2020-01-29 | 1724 | 5397 | Up-front Payment
PGE-014865 | Low Income Single Family Residential | Domestic Hot Water | Gas | Pacific Gas and Electric | Incentive:Canceled | 5397 | 36.9 |  | 1 | 147 |  | 147 |  |  |  |  | Retrofit | Bakersfield | Kern | 93304 | Host Customer is System Owner | 4 |  | 30004296 | SunEarth, Inc. | SOLARAY | TE40T-80-2G | Indirect Forced Circulation (IF) | 40.95 |  | TRB-40 | Glycol | Steam Back | Solar Storage and Auxiliary Tanks are separate | 80 | 1 | 1 | 55 | Z13 | [18 empty] | City of Bakersfield | FALSE | 36.71 |  | 2011-06-01: 2020-01-03 | 1758 | 5397 | Up-front Payment
PGE-014866 | Low Income Single Family Residential | Domestic Hot Water | Gas | Pacific Gas and Electric | Incentive:Paid | 5397 | 36.9 |  | 1 | 147 |  | 147 |  | 2020-01-17 15:25 | 2020-01-29 | DOCTOR PIPER INC | Retrofit | Bakersfield | Kern | 93307 | Host Customer is System Owner | 5 |  | 30004296 | SunEarth, Inc. | SOLARAY | TE40T-80-2G | Indirect Forced Circulation (IF) | 40.95 |  | TRB-40 | Glycol | Steam Back | Solar Storage and Auxiliary Tanks are separate | 80 | 1 | 1 | 65 | Z13 | [18 empty] | City of Bakersfield | FALSE | 36.71 |  | 2020-01-03 | 2020-01-25 |  |  | 2020-01-17 | 2020-01-29 | 1724 | 5397 | Up-front Payment
PGE-014867 | Low Income Single Family Residential | Domestic Hot Water | Gas | Pacific Gas and Electric | Incentive:Paid | 5397 | 36.9 |  | 1 | 147 |  | 147 |  | 2020-01-17 14:26 | 2020-02-03 | DOCTOR PIPER INC | Retrofit | Bakersfield | Kern | 93307 | Host Customer is System Owner | 5 |  | 30004296 | SunEarth, Inc. | SOLARAY | TE40T-80-2G | Indirect Forced Circulation (IF) | 40.95 |  | TRB-40 | Glycol | Steam Back | Solar Storage and Auxiliary Tanks are separate | 80 | 1 | 1 | 65 | Z13 | [18 empty] | City of Bakersfield | FALSE | 36.71 |  | 2020-01-03 | 2020-01-25 |  |  | 2020-01-17 | 2020-02-03 | 1706 | 5397 | Up-front Payment
PGE-014868 | Low Income Single Family Residential | Domestic Hot Water | Gas | Pacific Gas and Electric | Incentive:Paid | 5397 | 36.9 |  | 1 | 147 |  | 147 |  | 2020-01-22 13:33 | 2020-02-13 | DOCTOR PIPER INC | Retrofit | Bakesfield | Kern | 93304 | Host Customer is System Owner | 5 |  | 30004296 | SunEarth, Inc. | SOLARAY | TE40T-80-2G | Indirect Forced Circulation (IF) | 40.95 |  | TRB-40 | Glycol | Steam Back | Solar Storage and Auxiliary Tanks are separate | 80 | 1 | 1 | 65 | Z13 | [18 empty] | City of Bakersfield | FALSE | 36.71 |  | 2020-01-03 | 2020-02-19 |  |  | 2020-01-22 | 2020-02-13 | 1682 | 5397 | Up-front Payment
PGE-014869 | Low Income Single Family Residential | Domestic Hot Water | Gas | Pacific Gas and Electric | Incentive:Paid | 5397 | 36.9 |  | 1 | 147 |  | 147 |  | 2020-01-17 12:52 | 2020-02-03 | DOCTOR PIPER INC | Retrofit | Bakersfield | Kern | 93304 | Host Customer is System Owner | 5 |  | 30004296 | SunEarth, Inc. | SOLARAY | TE40T-80-2G | Indirect Forced Circulation (IF) | 40.95 |  | TRB-40 | Glycol | Steam Back | Solar Storage and Auxiliary Tanks are separate | 80 | 1 | 1 | 65 | Z13 | [18 empty] | City of Bakersfield | FALSE | 36.71 |  | 2020-01-03 | 2020-01-25 |  |  | 2020-01-17 | 2020-02-03 | 1706 | 5397 | Up-front Payment
PGE-014870 | Low Income Single Family Residential | Domestic Hot Water | Gas | Pacific Gas and Electric | Incentive:Paid | 5397 | 36.9 |  | 1 | 147 |  | 147 |  | 2020-01-17 15:06 | 2020-02-20 | DOCTOR PIPER INC | Retrofit | Bakersfield | Kern | 93307 | Host Customer is System Owner | 5 |  | 30004296 | SunEarth, Inc. | SOLARAY | TE40T-80-2G | Indirect Forced Circulation (IF) | 40.95 |  | TRB-40 |  |  | Solar Storage and Auxiliary Tanks are separate | 80 | 1 | 1 | 65 | Z13 | [18 empty] | City of Bakersfield | FALSE | 36.71 |  | 2020-01-03 | 2020-01-25 |  |  | 2020-01-17 | 2020-02-20 | 1692 | 5397 | Up-front Payment
PGE-014871 | Low Income Single Family Residential | Domestic Hot Water | Gas | Pacific Gas and Electric | Incentive:Paid | 5397 | 36.9 |  | 1 | 147 |  | 147 |  | 2020-01-17 14:09 | 2020-03-10 | DOCTOR PIPER INC | Retrofit | Bakersfield | Kern | 93307 | Host Customer is System Owner | 4 |  | 30004296 | SunEarth, Inc. | SOLARAY | TE40T-80-2G | Indirect Forced Circulation (IF) | 40.95 |  | TRB-40 | Glycol | Steam Back | Solar Storage and Auxiliary Tanks are separate | 80 | 1 | 1 | 55 | Z13 | [18 empty] | City of Bakersfield | FALSE | 36.71 |  | 2020-01-03 | 2020-01-25 |  |  | 2020-01-17 | 2020-03-10 | 1669 | 5397 | Up-front Payment
PGE-014872 | Low Income Single Family Residential | Domestic Hot Water | Gas | Pacific Gas and Electric | Incentive:Paid | 5397 | 36.9 |  | 1 | 147 |  | 147 |  | 2020-01-22 14:44 | 2020-03-10 | DOCTOR PIPER INC | Retrofit | Bakersfield | Kern | 93304 | Host Customer is System Owner | 3 |  | 30004296 | SunEarth, Inc. | SOLARAY | TE40T-80-2G | Indirect Forced Circulation (IF) | 40.95 |  | TRB-40 | Glycol | Steam Back | Solar Storage and Auxiliary Tanks are separate | 80 | 1 | 1 | 45 | Z13 | [18 empty] | City of Bakersfield | FALSE | 36.71 |  | 2011-06-01: 2020-01-03; 2011-08-03: 2020-01-22; 2011-09-20: 2020-03-10 | 1669 | 5397 | Up-front Payment
PGE-014873 | Low Income Single Family Residential | Domestic Hot Water | Gas | Pacific Gas and Electric | Incentive:Paid | 5397 | 36.9 |  | 1 | 147 |  | 147 |  | 2020-02-28 15:06 | 2020-03-01 | DOCTOR PIPER INC | Retrofit | Bakersfield | Kern | 93304 | Host Customer is System Owner | 5 |  | 30004296 | SunEarth, Inc. | SOLARAY | TE40T-80-2G | Indirect Forced Circulation (IF) | 40.95 |  | TRB-40 | Glycol | Steam Back | Solar Storage and Auxiliary Tanks are separate | 80 | 1 | 1 | 65 | Z13 | [18 empty] | City of Bakersfield | FALSE | 36.71 |  | 2011-06-01: 2020-01-03; 2011-08-03: 2020-02-28; 2011-09-20: 2020-03-01 | 1669 | 5397 | Up-front Payment
PGE-014874 | Single Family Residential - Disadvantaged Community | Domestic Hot Water | Gas | Pacific Gas and Electric | Incentive:Paid | 4366 | 29.85 |  | 1 | 147 |  | 147 |  | 2020-01-22 15:45 | 2020-06-10 | DOCTOR PIPER INC | Retrofit | Bakersfield | Kern | 93304 | Host Customer is System Owner | 5 |  | 30004296 | SunEarth, Inc. | SOLARAY | TE40T-80-2G | Indirect Forced Circulation (IF) | 40.95 |  | TRB-40 | Glycol | Steam Back | Solar Storage and Auxiliary Tanks are separate | 80 | 1 | 1 | 65 | Z13 | [18 empty] | City of Bakersfield | FALSE | 36.71 |  | 2020-01-03 | 2020-02-13 |  |  | 2020-01-22 | 2020-06-10 | 1593 | 5397 | Up-front Payment
PGE-014875 | Single Family Residential - Disadvantaged Community | Domestic Hot Water | Gas | Pacific Gas and Electric | Incentive:Paid | 4366 | 29.85 |  | 1 | 147 |  | 147 |  | 2020-01-22 15:29 | 2020-06-10 | DOCTOR PIPER INC | Retrofit | Bakersfield | Kern | 93304 | Host Customer is System Owner | 5 |  | 30004296 | SunEarth, Inc. | SOLARAY | TE40T-80-2G | Indirect Forced Circulation (IF) | 40.95 |  | TRB-40 | Glycol | Steam Back | Solar Storage and Auxiliary Tanks are separate | 80 | 1 | 1 | 65 | Z13 | [18 empty] | City of Bakersfield | FALSE | 36.71 |  | 2020-01-03 | 2020-02-13 |  |  | 2020-01-22 | 2020-06-10 | 1593 | 5397 | Up-front Payment
PGE-014876 | Low Income Single Family Residential | Domestic Hot Water | Gas | Pacific Gas and Electric | Incentive:Paid | 5397 | 36.9 |  | 1 | 147 |  | 147 |  | 2020-01-22 15:11 | 2020-06-10 | DOCTOR PIPER INC | Retrofit | Bakersfield | Kern | 93304 | Host Customer is System Owner | 4 |  | 30004296 | SunEarth, Inc. | SOLARAY | TE40T-80-2G | Indirect Forced Circulation (IF) | 40.95 |  | TRB-40 | Glycol | Steam Back | Solar Storage and Auxiliary Tanks are separate | 80 | 1 | 1 | 55 | Z13 | [18 empty] | City of Bakersfield | FALSE | 36.71 |  | 2020-01-03 | 2020-02-13 |  |  | 2020-01-22 | 2020-06-10 | 1593 | 5397 | Up-front Payment
PGE-014877 | Low Income Single Family Residential | Domestic Hot Water | Gas | Pacific Gas and Electric | Incentive:Canceled | 5397 | 36.9 |  | 1 | 147 |  | 147 |  |  |  |  | Retrofit | Bakersfield | Kern | 93304 | Host Customer is System Owner | 4 |  | 30004296 | SunEarth, Inc. | SOLARAY | TE40T-80-2G | Indirect Forced Circulation (IF) | 40.95 |  | TRB-40 |  |  | Solar Storage and Auxiliary Tanks are separate | 80 | 1 | 1 | 55 | Z13 | [18 empty] | City of Bakersfield | FALSE | 36.71 |  | 2011-06-01: 2020-01-03 | 1758 | 5397 | Up-front Payment
PGE-014878 | Low Income Single Family Residential | Domestic Hot Water | Gas | Pacific Gas and Electric | Incentive:Paid | 5397 | 36.9 |  | 1 | 147 |  | 147 |  | 2020-01-22 14:15 | 2020-03-10 | DOCTOR PIPER INC | Retrofit | Bakersfield | Kern | 93304 | Host Customer is System Owner | 4 |  | 30004296 | SunEarth, Inc. | SOLARAY | TE40T-80-2G | Indirect Forced Circulation (IF) | 40.95 |  | TRB-40 |  |  | Solar Storage and Auxiliary Tanks are separate | 80 | 1 | 1 | 55 | Z13 | [18 empty] | City of Bakersfield | FALSE | 36.71 |  | 2020-01-03 | 2020-02-13 |  |  | 2020-01-22 | 2020-03-10 | 1669 | 5397 | Up-front Payment
PGE-014879 | Commercial/Multifamily Residential | Domestic Hot Water | Gas | Pacific Gas and Electric | Incentive:Paid | 32964 | 17.16 |  | 2 | 1921 |  | 1921 |  | 2020-01-08 14:47 | 2020-06-23 | T A KRAUSE CONSTRUCTION & CUSTOM PAINTING | New Construction | Santa Cruz | Santa Cruz | 95060 | Host Customer is System Owner | [7 empty] | 737.1 | 40.95 |  | Glycol | Advanced Controller with a Vacation or Holiday Mode | Solar Storage and Auxiliary Tanks are separate |  | 1 | 1 | 885 | Z03 | 59 | Units | Hotels/Motels | TRB-40 | 18 | 2 | 1000 | 1 | 360 | 3 | 600000 | TRUE | 140 | 135 |  | Maktinta Energy - Solar Brain MKTCT1006 |  | Maktinta Energy - Solar Brain MKTCT1006 | Santa Cruz | FALSE | 65.59 |  | 2020-01-07 | 2020-05-27 | 2020-01-08 | 2020-06-23 | 2020-12-03 | 2021-10-19 | 1096 | 125992 | Up-front Payment
PGE-014880 | Single Family Residential | Domestic Hot Water | Gas | Pacific Gas and Electric | Incentive:Paid | 4366 | 29.85 |  | 1 | 164 |  | 164 |  | 2020-01-09 12:52 | 2020-01-29 | TITANIUM POWER INC | Retrofit | Bakersfield | Bakersfield | 93307 | Host Customer is System Owner | 5 |  | 30004298 | Butler Sun Solutions, Inc. | Titanium Power | Power Pack 2 GT Butler | Indirect Forced Circulation (IF) | 43.72 |  | BT1 | Glycol | Advanced Controller with a Vacation or Holiday Mode | Solar Storage with Tankless Auxiliary Water Heater | 52 | 1 | 1 | 65 | Z13 | [18 empty] | Bakersfield | FALSE | 33.23 |  | 2020-01-08 | 2020-01-25 |  |  | 2020-01-09 | 2020-01-29 | 1724 | 5450 | Up-front Payment
PGE-014881 | Low Income Single Family Residential | Domestic Hot Water | Gas | Pacific Gas and Electric | Incentive:Paid | 5397 | 36.9 |  | 1 | 164 |  | 164 |  | 2020-01-09 12:53 | 2020-01-25 | TITANIUM POWER INC | Retrofit | Bakersfield | Bakersfield | 93306 | Host Customer is System Owner | 5 |  | 30004298 | Butler Sun Solutions, Inc. | Titanium Power | Power Pack 2 GT Butler | Indirect Forced Circulation (IF) | 43.72 |  | BT1 | Glycol | Advanced Controller with a Vacation or Holiday Mode | Solar Storage with Tankless Auxiliary Water Heater | 52 | 1 | 1 | 65 | Z13 | [18 empty] | Bakersfield | FALSE | 33.23 |  | 2011-06-01: 2020-01-08; 2011-08-03: 2020-01-09; 2011-09-20: 2020-01-25 | 1724 | 5450 | Up-front Payment
PGE-014882 | Low Income Single Family Residential | Domestic Hot Water | Gas | Pacific Gas and Electric | Incentive:Paid | 5397 | 36.9 |  | 1 | 164 |  | 164 |  | 2020-01-09 12:53 | 2020-03-11 | TITANIUM POWER INC | Retrofit | Bakersfeild | Bakersfield | 93304 | Host Customer is System Owner | 4 |  | 30004298 | Butler Sun Solutions, Inc. | Titanium Power | Power Pack 2 GT Butler | Indirect Forced Circulation (IF) | 43.72 |  | BT1 | Glycol | Advanced Controller with a Vacation or Holiday Mode | Solar Storage with Tankless Auxiliary Water Heater | 52 | 1 | 1 | 55 | Z13 | [18 empty] | Bakersfield | FALSE | 33.23 |  | 2011-06-01: 2020-01-08; 2011-08-03: 2020-01-09; 2011-09-20: 2020-03-11 | 1667 | 5450 | Up-front Payment
PGE-014883 | Single Family Residential - Disadvantaged Community | Domestic Hot Water | Gas | Pacific Gas and Electric | Incentive:Paid | 4366 | 29.85 |  | 1 | 164 |  | 156 |  | 2020-01-09 12:54 | 2020-01-29 | TITANIUM POWER INC | Retrofit | Bakersfield | Bakersfield | 93307 | Host Customer is System Owner | 4 |  | 30004298 | Butler Sun Solutions, Inc. | Titanium Power | Power Pack 2 GT Butler | Indirect Forced Circulation (IF) | 43.72 |  | BT1 | Glycol | Advanced Controller with a Vacation or Holiday Mode | Solar Storage with Tankless Auxiliary Water Heater | 52 | 1 | 0.95 | 55 | Z13 | [18 empty] | Bakersfield | FALSE | 33.23 |  | 2020-01-08 | 2020-01-25 |  |  | 2020-01-09 | 2020-01-29 | 1724 | 5450 | Up-front Payment
PGE-014884 | Low Income Single Family Residential | Domestic Hot Water | Gas | Pacific Gas and Electric | Incentive:Paid | 5397 | 36.9 |  | 1 | 164 |  | 164 |  | 2020-01-09 12:55 | 2020-03-11 | TITANIUM POWER INC | Retrofit | Bakersfield | Bakersfield | 93304 | Host Customer is System Owner | 6 |  | 30004298 | Butler Sun Solutions, Inc. | Titanium Power | Power Pack 2 GT Butler | Indirect Forced Circulation (IF) | 43.72 |  | BT1 | Glycol | Advanced Controller with a Vacation or Holiday Mode | Solar Storage with Tankless Auxiliary Water Heater | 52 | 1 | 1 | 75 | Z13 | [18 empty] | Bakersfield | FALSE | 33.23 |  | 2011-06-01: 2020-01-08; 2011-08-03: 2020-01-09; 2011-09-20: 2020-03-11 | 1667 | 5450 | Up-front Payment
PGE-014885 | Low Income Single Family Residential | Domestic Hot Water | Gas | Pacific Gas and Electric | Incentive:Paid | 5397 | 36.9 |  | 1 | 164 |  | 164 |  | 2020-01-09 12:56 | 2020-01-25 | TITANIUM POWER INC | Retrofit | Bakersfield | Bakersfield | 93304 | Host Customer is System Owner | 9 |  | 30004298 | Butler Sun Solutions, Inc. | Titanium Power | Power Pack 2 GT Butler | Indirect Forced Circulation (IF) | 43.72 |  | BT1 | Glycol | Advanced Controller with a Vacation or Holiday Mode | Solar Storage with Tankless Auxiliary Water Heater | 52 | 1 | 1 | 105 | Z13 | [18 empty] | Bakersfield | FALSE | 33.35 |  | 2011-06-01: 2020-01-08; 2011-08-03: 2020-01-09; 2011-09-20: 2020-01-25 | 1724 | 5470 | Up-front Payment
PGE-014886 | Single Family Residential - Disadvantaged Community | Domestic Hot Water | Gas | Pacific Gas and Electric | Incentive:Paid | 4366 | 29.85 |  | 1 | 164 |  | 164 |  | 2020-01-09 12:57 | 2020-02-04 | TITANIUM POWER INC | Retrofit | Bakersfield | Bakersfield | 93304 | Host Customer is System Owner | 6 |  | 30004298 | Butler Sun Solutions, Inc. | Titanium Power | Power Pack 2 GT Butler | Indirect Forced Circulation (IF) | 43.72 |  | BT1 | Glycol | Advanced Controller with a Vacation or Holiday Mode | Solar Storage with Tankless Auxiliary Water Heater | 52 | 1 | 1 | 75 | Z13 | [18 empty] | Bakersfield | FALSE | 33.35 |  | 2020-01-08 | 2020-01-27 |  |  | 2020-01-09 | 2020-02-04 | 1706 | 5470 | Up-front Payment
PGE-014887 | Low Income Single Family Residential | Domestic Hot Water | Gas | Pacific Gas and Electric | Incentive:Paid | 5397 | 36.9 |  | 1 | 164 |  | 164 |  | 2020-01-10 13:55 | 2020-01-28 | TITANIUM POWER INC | Retrofit | Bakersfield | Bakersfield | 93304 | Host Customer is System Owner | 4 |  | 30004298 | Butler Sun Solutions, Inc. | Titanium Power | Power Pack 2 GT Butler | Indirect Forced Circulation (IF) | 43.72 |  | BT1 | Glycol | Advanced Controller with a Vacation or Holiday Mode | Solar Storage with Tankless Auxiliary Water Heater | 52 | 1 | 1 | 55 | Z13 | [18 empty] | Bakersfield | FALSE | 33.23 |  | 2011-06-01: 2020-01-09; 2011-08-03: 2020-01-10; 2011-09-20: 2020-01-28 | 1724 | 5450 | Up-front Payment
PGE-014888 | Low Income Single Family Residential | Domestic Hot Water | Gas | Pacific Gas and Electric | Incentive:Paid | 5397 | 36.9 |  | 1 | 164 |  | 164 |  | 2020-01-10 14:00 | 2020-01-28 | TITANIUM POWER INC | Retrofit | Bakersfield | Bakersfield | 93309 | Host Customer is System Owner | 4 |  | 30004298 | Butler Sun Solutions, Inc. | Titanium Power | Power Pack 2 GT Butler | Indirect Forced Circulation (IF) | 43.72 |  | BT1 | Glycol | Advanced Controller with a Vacation or Holiday Mode | Solar Storage with Tankless Auxiliary Water Heater | 52 | 1 | 1 | 55 | Z13 | [18 empty] | Bakersfield | FALSE | 33.23 |  | 2020-01-09 | 2020-01-28 |  |  | 2020-01-10 | 2020-01-28 | 1692 | 5450 | Up-front Payment
PGE-014889 | Low Income Single Family Residential | Domestic Hot Water | Gas | Pacific Gas and Electric | Incentive:Paid | 5144 | 36.9 |  | 1 | 164 |  | 139 |  | 2020-01-13 14:31 | 2020-01-30 | TITANIUM POWER INC | Retrofit | Bakersfield | Bakersfield | 93304 | Host Customer is System Owner | 4 |  | 30004298 | Butler Sun Solutions, Inc. | Titanium Power | Power Pack 2 GT Butler | Indirect Forced Circulation (IF) | 43.72 |  | BT1 | Glycol | Advanced Controller with a Vacation or Holiday Mode | Solar Storage with Tankless Auxiliary Water Heater | 52 | 1 | 0.85 | 55 | Z13 | [18 empty] | Bakersfield | FALSE | 33.23 |  | 2011-06-01: 2020-01-09; 2011-08-03: 2020-01-13; 2011-09-20: 2020-01-30 | 1724 | 5450 | Up-front Payment
PGE-014890 | Low Income Single Family Residential | Domestic Hot Water | Gas | Pacific Gas and Electric | Incentive:Paid | 5397 | 36.9 |  | 1 | 164 |  | 164 |  | 2020-01-10 14:01 | 2020-01-28 | TITANIUM POWER INC | Retrofit | Bakersfield | Bakersfield | 93304 | Host Customer is System Owner | 4 |  | 30004298 | Butler Sun Solutions, Inc. | Titanium Power | Power Pack 2 GT Butler | Indirect Forced Circulation (IF) | 43.72 |  | BT1 | Glycol | Advanced Controller with a Vacation or Holiday Mode | Solar Storage with Tankless Auxiliary Water Heater | 52 | 1 | 1 | 55 | Z13 | [18 empty] | Bakersfield | FALSE | 33.23 |  | 2011-06-01: 2020-01-09; 2011-08-03: 2020-01-10; 2011-09-20: 2020-01-28 | 1724 | 5450 | Up-front Payment
PGE-014891 | Low Income Single Family Residential | Domestic Hot Water | Gas | Pacific Gas and Electric | Incentive:Paid | 5397 | 36.9 |  | 1 | 164 |  | 164 |  | 2020-01-10 14:02 | 2020-01-30 | TITANIUM POWER INC | Retrofit | Bakersfield | Bakersfield | 93307 | Host Customer is System Owner | 4 |  | 30004298 | Butler Sun Solutions, Inc. | Titanium Power | Power Pack 2 GT Butler | Indirect Forced Circulation (IF) | 43.72 |  | BT1 | Glycol | Advanced Controller with a Vacation or Holiday Mode | Solar Storage with Tankless Auxiliary Water Heater | 52 | 1 | 1 | 55 | Z13 | [18 empty] | Bakersfield | FALSE | 33.23 |  | 2020-01-09 | 2020-01-28 |  |  | 2020-01-10 | 2020-01-30 | 1724 | 5450 | Up-front Payment
PGE-014892 | Single Family Residential - Disadvantaged Community | Domestic Hot Water | Gas | Pacific Gas and Electric | Incentive:Paid | 4366 | 29.85 |  | 1 | 164 |  | 164 |  | 2020-01-10 14:03 | 2020-01-30 | TITANIUM POWER INC | Retrofit | Bakersfield | Bakersfield | 93307 | Host Customer is System Owner | 4 |  | 30004298 | Butler Sun Solutions, Inc. | Titanium Power | Power Pack 2 GT Butler | Indirect Forced Circulation (IF) | 43.72 |  | BT1 | Glycol | Advanced Controller with a Vacation or Holiday Mode | Solar Storage with Tankless Auxiliary Water Heater | 52 | 1 | 1 | 55 | Z13 | [18 empty] | Bakersfield | FALSE | 33.23 |  | 2020-01-09 | 2020-01-28 |  |  | 2020-01-10 | 2020-01-30 | 1724 | 5450 | Up-front Payment
PGE-014893 | Low Income Single Family Residential | Domestic Hot Water | Gas | Pacific Gas and Electric | Incentive:Paid | 4366 | 36.9 |  | 1 | 164 |  | 164 |  | 2020-01-10 14:04 | 2020-01-30 | TITANIUM POWER INC | Retrofit | Bakersfield | Bakersfield | 93307 | Host Customer is System Owner | 5 |  | 30004298 | Butler Sun Solutions, Inc. | Titanium Power | Power Pack 2 GT Butler | Indirect Forced Circulation (IF) | 43.72 |  | BT1 | Glycol | Advanced Controller with a Vacation or Holiday Mode | Solar Storage with Tankless Auxiliary Water Heater | 52 | 1 | 1 | 65 | Z13 | [18 empty] | Bakersfield | FALSE | 33.23 |  | 2020-01-09 | 2020-01-28 |  |  | 2020-01-10 | 2020-01-30 | 1724 | 5450 | Up-front Payment
PGE-014894 | Low Income Single Family Residential | Domestic Hot Water | Gas | Pacific Gas and Electric | Incentive:Paid | 4366 | 36.9 |  | 1 | 164 |  | 164 |  | 2020-01-10 14:05 | 2020-01-30 | TITANIUM POWER INC | Retrofit | Bakersfield | Bakersfield | 93307 | Host Customer is System Owner | 4 |  | 30004298 | Butler Sun Solutions, Inc. | Titanium Power | Power Pack 2 GT Butler | Indirect Forced Circulation (IF) | 43.72 |  | BT1 | Glycol | Advanced Controller with a Vacation or Holiday Mode | Solar Storage with Tankless Auxiliary Water Heater | 52 | 1 | 1 | 55 | Z13 | [18 empty] | Bakersfield | FALSE | 33.23 |  | 2020-01-09 | 2020-01-28 |  |  | 2020-01-10 | 2020-01-30 | 1724 | 5450 | Up-front Payment
PGE-014895 | Low Income Single Family Residential | Domestic Hot Water | Gas | Pacific Gas and Electric | Incentive:Paid | 5397 | 36.9 |  | 1 | 164 |  | 164 |  | 2020-01-10 14:06 | 2020-01-28 | TITANIUM POWER INC | Retrofit | Bakersfield | Bakersfield | 93307 | Host Customer is System Owner | 4 |  | 30004298 | Butler Sun Solutions, Inc. | Titanium Power | Power Pack 2 GT Butler | Indirect Forced Circulation (IF) | 43.72 |  | BT1 | Glycol | Advanced Controller with a Vacation or Holiday Mode | Solar Storage with Tankless Auxiliary Water Heater | 52 | 1 | 1 | 55 | Z13 | [18 empty] | Bakersfield | FALSE | 33.23 |  | 2011-06-01: 2020-01-09; 2011-08-03: 2020-01-10; 2011-09-20: 2020-01-28 | 1724 | 5450 | Up-front Payment
PGE-014896 | Low Income Single Family Residential | Domestic Hot Water | Gas | Pacific Gas and Electric | Incentive:Paid | 5397 | 36.9 |  | 1 | 164 |  | 164 |  | 2020-01-10 13:42 | 2020-01-30 | TITANIUM POWER INC | Retrofit | Bakersfield | Bakersfield | 93313 | Host Customer is System Owner | 6 |  | 30004298 | Butler Sun Solutions, Inc. | Titanium Power | Power Pack 2 GT Butler | Indirect Forced Circulation (IF) | 43.72 |  | BT1 | Glycol | Advanced Controller with a Vacation or Holiday Mode | Solar Storage with Tankless Auxiliary Water Heater | 52 | 1 | 1 | 75 | Z13 | [18 empty] | Bakersfield | FALSE | 33.23 |  | 2011-06-01: 2020-01-09; 2011-08-03: 2020-01-10; 2011-09-20: 2020-01-30 | 1724 | 5450 | Up-front Payment
PGE-014897 | Low Income Single Family Residential | Domestic Hot Water | Gas | Pacific Gas and Electric | Incentive:Paid | 5397 | 36.9 |  | 1 | 164 |  | 164 |  | 2020-01-13 14:30 | 2020-02-04 | TITANIUM POWER INC | Retrofit | Bakersfield | Bakersfield | 93304 | Host Customer is System Owner | 8 |  | 30004298 | Butler Sun Solutions, Inc. | Titanium Power | Power Pack 2 GT Butler | Indirect Forced Circulation (IF) | 43.72 |  | BT1 | Glycol | Advanced Controller with a Vacation or Holiday Mode | Solar Storage with Tankless Auxiliary Water Heater | 52 | 1 | 1 | 95 | Z13 | [18 empty] | Bakersfield | FALSE | 33.23 |  | 2020-01-10 | 2020-01-30 |  |  | 2020-01-13 | 2020-02-04 | 1706 | 5450 | Up-front Payment
PGE-014898 | Low Income Single Family Residential | Domestic Hot Water | Gas | Pacific Gas and Electric | Incentive:Paid | 5397 | 36.9 |  | 1 | 164 |  | 164 |  | 2020-01-13 14:27 | 2020-02-05 | TITANIUM POWER INC | Retrofit | Bakersfield | Bakersfield | 93304 | Host Customer is System Owner | 5 |  | 30004298 | Butler Sun Solutions, Inc. | Titanium Power | Power Pack 2 GT Butler | Indirect Forced Circulation (IF) | 43.72 |  | BT1 | Glycol | Advanced Controller with a Vacation or Holiday Mode | Solar Storage with Tankless Auxiliary Water Heater | 52 | 1 | 1 | 65 | Z13 | [18 empty] | Bakersfield | FALSE | 33.23 |  | 2020-01-10 | 2020-01-30 |  |  | 2020-01-13 | 2020-02-05 | 1692 | 5450 | Up-front Payment
PGE-014899 | Low Income Single Family Residential | Domestic Hot Water | Gas | Pacific Gas and Electric | Incentive:Paid | 5397 | 36.9 |  | 1 | 164 |  | 164 |  | 2020-01-13 14:24 | 2020-01-30 | TITANIUM POWER INC | Retrofit | Bakersfield | Bakersfield | 93313 | Host Customer is System Owner | 6 |  | 30004298 | Butler Sun Solutions, Inc. | Titanium Power | Power Pack 2 GT Butler | Indirect Forced Circulation (IF) | 43.72 |  | BT1 | Glycol | Advanced Controller with a Vacation or Holiday Mode | Solar Storage with Tankless Auxiliary Water Heater | 52 | 1 | 1 | 75 | Z13 | [18 empty] | Bakersfield | FALSE | 33.23 |  | 2011-06-01: 2020-01-10; 2011-08-03: 2020-01-13; 2011-09-20: 2020-01-30 | 1724 | 5450 | Up-front Payment
PGE-014900 | Low Income Single Family Residential | Domestic Hot Water | Gas | Pacific Gas and Electric | Incentive:Paid | 5397 | 36.9 |  | 1 | 164 |  | 164 |  | 2020-01-13 14:26 | 2020-02-01 | TITANIUM POWER INC | Retrofit | Bakersfield | Bakersfield | 93304 | Host Customer is System Owner | 9 |  | 30004298 | Butler Sun Solutions, Inc. | Titanium Power | Power Pack 2 GT Butler | Indirect Forced Circulation (IF) | 43.72 |  | BT1 | Glycol | Advanced Controller with a Vacation or Holiday Mode | Solar Storage with Tankless Auxiliary Water Heater | 52 | 1 | 1 | 105 | Z13 | [18 empty] | Bakersfield | FALSE | 33.23 |  | 2020-01-10 | 2020-01-30 |  |  | 2020-01-13 | 2020-02-01 | 1706 | 5450 | Up-front Payment
PGE-014901 | Low Income Single Family Residential | Domestic Hot Water | Gas | Pacific Gas and Electric | Incentive:Paid | 5397 | 36.9 |  | 1 | 164 |  | 164 |  | 2020-01-14 13:29 | 2020-02-14 | TITANIUM POWER INC | Retrofit | Bakersfield | Bakersfield | 93307 | Host Customer is System Owner | 4 |  | 30004298 | Butler Sun Solutions, Inc. | Titanium Power | Power Pack 2 GT Butler | Indirect Forced Circulation (IF) | 43.72 |  | BT1 | Glycol | Advanced Controller with a Vacation or Holiday Mode | Solar Storage with Tankless Auxiliary Water Heater | 52 | 1 | 1 | 55 | Z13 | [18 empty] | Bakersfield | FALSE | 33.35 |  | 2020-01-13 | 2020-01-30 |  |  | 2020-01-14 | 2020-02-14 | 1649 | 5470 | Up-front Payment
SDG-014902 | Commercial/Multifamily Residential | Domestic Hot Water | Gas | San Diego Gas and Electric | Incentive:Paid | 51585 | 20.19 |  | 1 | 2555 |  | 2555 |  | 2020-02-26 11:44 | 2020-06-11 | ARNOLD SOLAR INC | Retrofit | La Mesa | San Diego | 91942 | Host Customer is System Owner | [7 empty] | 836.64 | 52.29 |  | Drainback | Steam Back | Solar Storage and Auxiliary Tanks are separate |  | 1 | 1 | 1600 | Z07 | 40 | Units | Apartments/Condos | 10001893 | 16 | 4 | 1900 | 1 | 200 | 2 | 400000 | TRUE | 140 | 140 |  | Amatis Controls - AM-JOULE |  | Amatis Controls - AM-JOULE | city of La Mesa | FALSE | 33.33 |  | 2020-02-13 | 2020-02-27 | 2020-02-26 | 2020-06-11 | 2020-09-03 | 2020-10-09 | 1361 | 85150 | Up-front Payment
PGE-014903 | Low Income Single Family Residential | Domestic Hot Water | Gas | Pacific Gas and Electric | Incentive:Paid | 5397 | 36.9 |  | 1 | 164 |  | 164 |  | 2020-01-17 12:51 | 2020-01-30 | TITANIUM POWER INC | Retrofit | Bakersfield | Bakersfield | 93307 | Host Customer is System Owner | 5 |  | 30004298 | Butler Sun Solutions, Inc. | Titanium Power | Power Pack 2 GT Butler | Indirect Forced Circulation (IF) | 43.72 |  | BT1 | Glycol | Advanced Controller with a Vacation or Holiday Mode | Solar Storage with Tankless Auxiliary Water Heater | 52 | 1 | 1 | 65 | Z13 | [18 empty] | Bakersfield | FALSE | 33.23 |  | 2011-06-01: 2020-01-14; 2011-08-03: 2020-01-17; 2011-09-20: 2020-01-30 | 1724 | 5450 | Up-front Payment
PGE-014904 | Low Income Single Family Residential | Domestic Hot Water | Gas | Pacific Gas and Electric | Incentive:Paid | 5397 | 36.9 |  | 1 | 164 |  | 164 |  | 2020-01-17 12:00 | 2020-02-05 | TITANIUM POWER INC | Retrofit | Bakersfield | Bakersfield | 93307 | Host Customer is System Owner | 5 |  | 30004298 | Butler Sun Solutions, Inc. | Titanium Power | Power Pack 2 GT Butler | Indirect Forced Circulation (IF) | 43.72 |  | BT1 | Glycol | Advanced Controller with a Vacation or Holiday Mode | Solar Storage with Tankless Auxiliary Water Heater | 52 | 1 | 1 | 65 | Z13 | [18 empty] | Bakersfield | FALSE | 33.23 |  | 2020-01-14 | 2020-01-30 |  |  | 2020-01-17 | 2020-02-05 | 1692 | 5450 | Up-front Payment
PGE-014905 | Single Family Residential - Disadvantaged Community | Domestic Hot Water | Gas | Pacific Gas and Electric | Incentive:Paid | 4366 | 29.85 |  | 1 | 164 |  | 164 |  | 2020-01-17 11:54 | 2020-02-05 | TITANIUM POWER INC | Retrofit | Bakersfield | Bakersfield | 93309 | Host Customer is System Owner | 5 |  | 30004298 | Butler Sun Solutions, Inc. | Titanium Power | Power Pack 2 GT Butler | Indirect Forced Circulation (IF) | 43.72 |  | BT1 | Glycol | Advanced Controller with a Vacation or Holiday Mode | Solar Storage with Tankless Auxiliary Water Heater | 52 | 1 | 1 | 65 | Z13 | [18 empty] | Bakersfield | FALSE | 33.23 |  | 2020-01-14 | 2020-01-30 |  |  | 2020-01-17 | 2020-02-05 | 1706 | 5450 | Up-front Payment
PGE-014906 | Low Income Single Family Residential | Domestic Hot Water | Gas | Pacific Gas and Electric | Incentive:Paid | 5397 | 36.9 |  | 1 | 164 |  | 164 |  | 2020-01-17 11:55 | 2020-02-05 | TITANIUM POWER INC | Retrofit | Bakersfield | Bakersfield | 93307 | Host Customer is System Owner | 5 |  | 30004298 | Butler Sun Solutions, Inc. | Titanium Power | Power Pack 2 GT Butler | Indirect Forced Circulation (IF) | 43.72 |  | BT1 | Glycol | Advanced Controller with a Vacation or Holiday Mode | Solar Storage with Tankless Auxiliary Water Heater | 52 | 1 | 1 | 65 | Z13 | [18 empty] | Bakersfield | FALSE | 33.23 |  | 2020-01-14 | 2020-01-31 |  |  | 2020-01-17 | 2020-02-05 | 1692 | 5450 | Up-front Payment
PGE-014907 | Low Income Single Family Residential | Domestic Hot Water | Gas | Pacific Gas and Electric | Incentive:Paid | 5397 | 36.9 |  | 1 | 147 |  | 147 |  | 2020-01-22 16:40 | 2020-02-14 | DOCTOR PIPER INC | Retrofit | Bakersfield | Kern | 93304 | Host Customer is System Owner | 5 |  | 30004296 | SunEarth, Inc. | SOLARAY | TE40T-80-2G | Indirect Forced Circulation (IF) | 40.95 |  | TRB-40 | Glycol | Steam Back | Solar Storage and Auxiliary Tanks are separate | 80 | 1 | 1 | 65 | Z13 | [18 empty] | City of Bakersfield | FALSE | 36.71 |  | 2011-06-01: 2020-01-16; 2011-08-03: 2020-01-22; 2011-09-20: 2020-02-14 | 1692 | 5397 | Up-front Payment
PGE-014908 | Low Income Single Family Residential | Domestic Hot Water | Gas | Pacific Gas and Electric | Incentive:Paid | 5397 | 36.9 |  | 1 | 147 |  | 147 |  | 2020-02-28 14:53 | 2020-03-01 | DOCTOR PIPER INC | Retrofit | Bakersfield | Kern | 93304 | Host Customer is System Owner | 3 |  | 30004296 | SunEarth, Inc. | SOLARAY | TE40T-80-2G | Indirect Forced Circulation (IF) | 40.95 |  | TRB-40 | Glycol | Steam Back | Solar Storage and Auxiliary Tanks are separate | 80 | 1 | 1 | 45 | Z13 | [18 empty] | City of Bakersfield | FALSE | 36.71 |  | 2011-06-01: 2020-01-16; 2011-08-03: 2020-02-28; 2011-09-20: 2020-03-01 | 1668 | 5397 | Up-front Payment
PGE-014909 | Low Income Single Family Residential | Domestic Hot Water | Gas | Pacific Gas and Electric | Incentive:Paid | 5397 | 36.9 |  | 1 | 147 |  | 147 |  | 2020-01-22 15:54 | 2020-02-14 | DOCTOR PIPER INC | Retrofit | Bakersfield | Kern | 93313 | Host Customer is System Owner | 4 |  | 30004296 | SunEarth, Inc. | SOLARAY | TE40T-80-2G | Indirect Forced Circulation (IF) | 40.95 |  | TRB-40 | Glycol | Steam Back | Solar Storage and Auxiliary Tanks are separate | 80 | 1 | 1 | 55 | Z13 | [18 empty] | City of Bakersfield | FALSE | 36.71 |  | 2020-01-16 | 2020-02-24 |  |  | 2020-01-22 | 2020-02-14 | 1668 | 5397 | Up-front Payment
PGE-014910 | Low Income Single Family Residential | Domestic Hot Water | Gas | Pacific Gas and Electric | Incentive:Paid | 5397 | 36.9 |  | 1 | 147 |  | 147 |  | 2020-01-22 14:30 | 2020-02-14 | DOCTOR PIPER INC | Retrofit | Bakersfield | Kern | 93307 | Host Customer is System Owner | 5 |  | 30004296 | SunEarth, Inc. | SOLARAY | TE40T-80-2G | Indirect Forced Circulation (IF) | 40.95 |  | TRB-40 | Glycol | Steam Back | Solar Storage and Auxiliary Tanks are separate | 80 | 1 | 1 | 65 | Z13 | [18 empty] | City of Bakersfield | FALSE | 36.71 |  | 2020-01-16 | 2020-02-24 |  |  | 2020-01-22 | 2020-02-14 | 1668 | 5397 | Up-front Payment
PGE-014911 | Single Family Residential - Disadvantaged Community | Domestic Hot Water | Gas | Pacific Gas and Electric | Incentive:Paid | 4366 | 29.85 |  | 1 | 147 |  | 147 |  | 2020-02-28 14:43 | 2020-06-10 | DOCTOR PIPER INC | Retrofit | Bakersfield | Kern | 93307 | Host Customer is System Owner | 4 |  | 30004296 | SunEarth, Inc. | SOLARAY | TE40T-80-2G | Indirect Forced Circulation (IF) | 40.95 |  | TRB-40 | Glycol | Steam Back | Solar Storage and Auxiliary Tanks are separate | 80 | 1 | 1 | 55 | Z13 | [18 empty] | City of Bakersfield | FALSE | 36.71 |  | 2020-01-16 | 2020-03-17 |  |  | 2020-02-28 | 2020-06-10 | 1593 | 5397 | Up-front Payment
PGE-014912 | Low Income Single Family Residential | Domestic Hot Water | Gas | Pacific Gas and Electric | Incentive:Paid | 5397 | 36.9 |  | 1 | 164 |  | 164 |  | 2020-01-17 14:09 | 2020-02-05 | TITANIUM POWER INC | Retrofit | Bakersfield | Bakersfield | 93307 | Host Customer is System Owner | 4 |  | 30004298 | Butler Sun Solutions, Inc. | Titanium Power | Power Pack 2 GT Butler | Indirect Forced Circulation (IF) | 43.72 |  | BT1 | Glycol | Advanced Controller with a Vacation or Holiday Mode | Solar Storage with Tankless Auxiliary Water Heater | 52 | 1 | 1 | 55 | Z13 | [18 empty] | Bakersfield | FALSE | 33.23 |  | 2020-01-16 | 2020-01-31 |  |  | 2020-01-17 | 2020-02-05 | 1692 | 5450 | Up-front Payment
PGE-014913 | Single Family Residential - Disadvantaged Community | Domestic Hot Water | Gas | Pacific Gas and Electric | Incentive:Paid | 4366 | 29.85 |  | 1 | 164 |  | 164 |  | 2020-01-17 14:07 | 2020-02-01 | TITANIUM POWER INC | Retrofit | Bakersfield | Bakersfield | 93306 | Host Customer is System Owner | 4 |  | 30004298 | Butler Sun Solutions, Inc. | Titanium Power | Power Pack 2 GT Butler | Indirect Forced Circulation (IF) | 43.72 |  | BT1 | Glycol | Advanced Controller with a Vacation or Holiday Mode | Solar Storage with Tankless Auxiliary Water Heater | 52 | 1 | 1 | 55 | Z13 | [18 empty] | Bakersfield | FALSE | 33.23 |  | 2020-01-16 | 2020-01-31 |  |  | 2020-01-17 | 2020-02-01 | 1578 | 5450 | Up-front Payment
PGE-014914 | Low Income Single Family Residential | Domestic Hot Water | Gas | Pacific Gas and Electric | Incentive:Paid | 5397 | 36.9 |  | 1 | 164 |  | 164 |  | 2020-01-17 13:49 | 2020-02-05 | TITANIUM POWER INC | Retrofit | Bakersfield | Bakersfield | 93306 | Host Customer is System Owner | 6 |  | 30004298 | Butler Sun Solutions, Inc. | Titanium Power | Power Pack 2 GT Butler | Indirect Forced Circulation (IF) | 43.72 |  | BT1 | Glycol | Advanced Controller with a Vacation or Holiday Mode | Solar Storage with Tankless Auxiliary Water Heater | 52 | 1 | 1 | 75 | Z13 | [18 empty] | Bakersfield | FALSE | 33.23 |  | 2020-01-16 | 2020-01-31 |  |  | 2020-01-17 | 2020-02-05 | 1692 | 5450 | Up-front Payment
PGE-014915 | Single Family Residential - Disadvantaged Community | Domestic Hot Water | Gas | Pacific Gas and Electric | Incentive:Paid | 4366 | 29.85 |  | 1 | 164 |  | 164 |  | 2020-01-17 13:54 | 2020-02-05 | TITANIUM POWER INC | Retrofit | Bakersfield | Bakersfield | 93305 | Host Customer is System Owner | 5 |  | 30004298 | Butler Sun Solutions, Inc. | Titanium Power | Power Pack 2 GT Butler | Indirect Forced Circulation (IF) | 43.72 |  | BT1 | Glycol | Advanced Controller with a Vacation or Holiday Mode | Solar Storage with Tankless Auxiliary Water Heater | 52 | 1 | 1 | 65 | Z13 | [18 empty] | Bakersfield | FALSE | 33.23 |  | 2020-01-16 | 2020-01-31 |  |  | 2020-01-17 | 2020-02-05 | 1706 | 5450 | Up-front Payment
PGE-014916 | Single Family Residential | Domestic Hot Water | Gas | Pacific Gas and Electric | Incentive:Paid | 4349 | 29.85 |  | 1 | 155 |  | 146 |  | 2020-01-28 18:25 | 2020-03-13 | AZTEC SOLAR INC | Retrofit | Benicia | Solano | 94510 | Host Customer is System Owner | 4 |  | 2001001E | SunEarth, Inc. | SOLARAY | TE64P-80-2G | Indirect Forced Circulation (IF) | 65.67 |  | EP-32 / EP-32-0.75 | Glycol | Advanced Controller with a Vacation or Holiday Mode | Solar Storage and Auxiliary Tanks are separate | 80 | 0.94 | 1 | 55 | Z12 | [18 empty] | City of Benicia | FALSE | 69.17 |  | 2020-01-16 | 2020-02-19 |  |  | 2020-01-28 | 2020-03-13 | 1668 | 10721.83 | Up-front Payment
PGE-014918 | Low Income Single Family Residential | Domestic Hot Water | Gas | Pacific Gas and Electric | Incentive:Paid | 5397 | 36.9 |  | 1 | 164 |  | 164 |  | 2020-01-20 10:04 | 2020-02-05 | TITANIUM POWER INC | Retrofit | Bakersfield | Bakersfield | 93306 | Host Customer is System Owner | 5 |  | 30004298 | Butler Sun Solutions, Inc. | Titanium Power | Power Pack 2 GT Butler | Indirect Forced Circulation (IF) | 43.72 |  | BT1 | Glycol | Advanced Controller with a Vacation or Holiday Mode | Solar Storage with Tankless Auxiliary Water Heater | 52 | 1 | 1 | 65 | Z13 | [18 empty] | Bakersfield | FALSE | 33.23 |  | 2020-01-17 | 2020-01-31 |  |  | 2020-01-20 | 2020-02-05 | 1692 | 5450 | Up-front Payment
PGE-014919 | Single Family Residential - Disadvantaged Community | Domestic Hot Water | Gas | Pacific Gas and Electric | Incentive:Paid | 4366 | 29.85 |  | 1 | 164 |  | 164 |  | 2020-01-20 09:59 | 2020-02-06 | TITANIUM POWER INC | Retrofit | Bakersfield | Bakersfield | 93307 | Host Customer is System Owner | 4 |  | 30004298 | Butler Sun Solutions, Inc. | Titanium Power | Power Pack 2 GT Butler | Indirect Forced Circulation (IF) | 43.72 |  | BT1 | Glycol | Advanced Controller with a Vacation or Holiday Mode | Solar Storage with Tankless Auxiliary Water Heater | 52 | 1 | 1 | 55 | Z13 | [18 empty] | Bakersfield | FALSE | 33.23 |  | 2020-01-17 | 2020-01-31 |  |  | 2020-01-20 | 2020-02-06 | 1706 | 5450 | Up-front Payment
PGE-014920 | Single Family Residential - Disadvantaged Community | Domestic Hot Water | Gas | Pacific Gas and Electric | Incentive:Paid | 4366 | 29.85 |  | 1 | 164 |  | 164 |  | 2020-01-20 10:06 | 2020-02-07 | TITANIUM POWER INC | Retrofit | Bakersfield | Bakersfield | 93307 | Host Customer is System Owner | 4 |  | 30004298 | Butler Sun Solutions, Inc. | Titanium Power | Power Pack 2 GT Butler | Indirect Forced Circulation (IF) | 43.72 |  | BT1 | Glycol | Advanced Controller with a Vacation or Holiday Mode | Solar Storage with Tankless Auxiliary Water Heater | 52 | 1 | 1 | 55 | Z13 | [18 empty] | Bakersfield | FALSE | 33.23 |  | 2020-01-17 | 2020-01-31 |  |  | 2020-01-20 | 2020-02-07 | 1706 | 5450 | Up-front Payment
PGE-014921 | Single Family Residential - Disadvantaged Community | Domestic Hot Water | Gas | Pacific Gas and Electric | Incentive:Paid | 4366 | 29.85 |  | 1 | 164 |  | 164 |  | 2020-01-20 09:56 | 2020-02-06 | TITANIUM POWER INC | Retrofit | Bakersfield | Bakersfield | 93307 | Host Customer is System Owner | 4 |  | 30004298 | Butler Sun Solutions, Inc. | Titanium Power | Power Pack 2 GT Butler | Indirect Forced Circulation (IF) | 43.72 |  | BT1 | Glycol | Advanced Controller with a Vacation or Holiday Mode | Solar Storage with Tankless Auxiliary Water Heater | 52 | 1 | 1 | 55 | Z13 | [18 empty] | Bakersfield | FALSE | 33.23 |  | 2020-01-17 | 2020-01-31 |  |  | 2020-01-20 | 2020-02-06 | 1706 | 5450 | Up-front Payment
PGE-014922 | Low Income Single Family Residential | Domestic Hot Water | Gas | Pacific Gas and Electric | Incentive:Paid | 5397 | 36.9 |  | 1 | 164 |  | 164 |  | 2020-01-20 09:51 | 2020-01-31 | TITANIUM POWER INC | Retrofit | Bakersfield | Bakersfield | 93307 | Host Customer is System Owner | 4 |  | 30004298 | Butler Sun Solutions, Inc. | Titanium Power | Power Pack 2 GT Butler | Indirect Forced Circulation (IF) | 43.72 |  | BT1 | Glycol | Advanced Controller with a Vacation or Holiday Mode | Solar Storage with Tankless Auxiliary Water Heater | 52 | 1 | 1 | 55 | Z13 | [18 empty] | Bakersfield | FALSE | 33.23 |  | 2011-06-01: 2020-01-17; 2011-08-03: 2020-01-20; 2011-09-20: 2020-01-31 | 1706 | 5450 | Up-front Payment
PGE-014923 | Single Family Residential - Disadvantaged Community | Domestic Hot Water | Gas | Pacific Gas and Electric | Incentive:Paid | 4366 | 29.85 |  | 1 | 164 |  | 164 |  | 2020-01-20 09:49 | 2020-02-07 | TITANIUM POWER INC | Retrofit | Bakersfield | Bakersfield | 93306 | Host Customer is System Owner | 5 |  | 30004298 | Butler Sun Solutions, Inc. | Titanium Power | Power Pack 2 GT Butler | Indirect Forced Circulation (IF) | 43.72 |  | BT1 | Glycol | Advanced Controller with a Vacation or Holiday Mode | Solar Storage with Tankless Auxiliary Water Heater | 52 | 1 | 1 | 65 | Z13 | [18 empty] | Bakersfield | FALSE | 33.23 |  | 2020-01-17 | 2020-02-01 |  |  | 2020-01-20 | 2020-02-07 | 1706 | 5450 | Up-front Payment
PGE-014924 | Low Income Single Family Residential | Domestic Hot Water | Gas | Pacific Gas and Electric | Incentive:Paid | 5397 | 36.9 |  | 1 | 164 |  | 164 |  | 2020-01-20 09:47 | 2020-02-01 | TITANIUM POWER INC | Retrofit | Bakersfield | Bakersfield | 93305 | Host Customer is System Owner | 4 |  | 30004298 | Butler Sun Solutions, Inc. | Titanium Power | Power Pack 2 GT Butler | Indirect Forced Circulation (IF) | 43.72 |  | BT1 | Glycol | Advanced Controller with a Vacation or Holiday Mode | Solar Storage with Tankless Auxiliary Water Heater | 52 | 1 | 1 | 55 | Z13 | [18 empty] | Bakersfield | FALSE | 33.23 |  | 2011-06-01: 2020-01-17; 2011-08-03: 2020-01-20; 2011-09-20: 2020-02-01 | 1706 | 5450 | Up-front Payment
PGE-014926 | Low Income Single Family Residential | Domestic Hot Water | Gas | Pacific Gas and Electric | Incentive:Paid | 5397 | 36.9 |  | 1 | 164 |  | 164 |  | 2020-01-20 09:44 | 2020-02-01 | TITANIUM POWER INC | Retrofit | Bakersfield | Bakersfield | 93313 | Host Customer is System Owner | 6 |  | 30004298 | Butler Sun Solutions, Inc. | Titanium Power | Power Pack 2 GT Butler | Indirect Forced Circulation (IF) | 43.72 |  | BT1 | Glycol | Advanced Controller with a Vacation or Holiday Mode | Solar Storage with Tankless Auxiliary Water Heater | 52 | 1 | 1 | 75 | Z13 | [18 empty] | Bakersfield | FALSE | 33.23 |  | 2011-06-01: 2020-01-17; 2011-08-03: 2020-01-20; 2011-09-20: 2020-02-01 | 1706 | 5450 | Up-front Payment
PGE-014927 | Low Income Single Family Residential | Domestic Hot Water | Gas | Pacific Gas and Electric | Incentive:Paid | 5397 | 36.9 |  | 1 | 164 |  | 164 |  | 2020-01-20 09:42 | 2020-02-01 | TITANIUM POWER INC | Retrofit | Bakersfield | Bakersfield | 93307 | Host Customer is System Owner | 4 |  | 30004298 | Butler Sun Solutions, Inc. | Titanium Power | Power Pack 2 GT Butler | Indirect Forced Circulation (IF) | 43.72 |  | BT1 | Glycol | Advanced Controller with a Vacation or Holiday Mode | Solar Storage with Tankless Auxiliary Water Heater | 52 | 1 | 1 | 55 | Z13 | [18 empty] | Bakersfield | FALSE | 33.23 |  | 2011-06-01: 2020-01-17; 2011-08-03: 2020-01-20; 2011-09-20: 2020-02-01 | 1706 | 5450 | Up-front Payment
PGE-014928 | Low Income Single Family Residential | Domestic Hot Water | Gas | Pacific Gas and Electric | Incentive:Paid | 5397 | 36.9 |  | 1 | 160 |  | 160 |  | 2020-01-21 15:57 | 2020-04-16 | TITANIUM POWER INC | Retrofit | Bakersfield | Bakersfield | 93307 | Host Customer is System Owner | 4 |  | 30004297 | Butler Sun Solutions, Inc. | Titanium Power | Power Pack 2 GT | Indirect Forced Circulation (IF) | 45.42 |  | ARIS2004 | Glycol | Advanced Controller with a Vacation or Holiday Mode | Solar Storage with Tankless Auxiliary Water Heater | 52 | 1 | 1 | 55 | Z13 | [18 empty] | Bakersfield | FALSE | 34.06 |  | 2011-06-01: 2020-01-20; 2011-08-03: 2020-01-21; 2011-09-20: 2020-04-16 | 1649 | 5450 | Up-front Payment
PGE-014929 | Low Income Single Family Residential | Domestic Hot Water | Gas | Pacific Gas and Electric | Incentive:Paid | 5397 | 36.9 |  | 1 | 164 |  | 164 |  | 2020-01-21 15:58 | 2020-02-10 | TITANIUM POWER INC | Retrofit | Bakersfield | Bakersfield | 93305 | Host Customer is System Owner | 4 |  | 30004298 | Butler Sun Solutions, Inc. | Titanium Power | Power Pack 2 GT Butler | Indirect Forced Circulation (IF) | 43.72 |  | BT1 | Glycol | Advanced Controller with a Vacation or Holiday Mode | Solar Storage with Tankless Auxiliary Water Heater | 52 | 1 | 1 | 55 | Z13 | [18 empty] | Bakersfield | FALSE | 33.23 |  | 2011-06-01: 2020-01-20; 2011-08-03: 2020-01-21; 2011-09-20: 2020-02-10 | 1706 | 5450 | Up-front Payment
PGE-014930 | Low Income Single Family Residential | Domestic Hot Water | Gas | Pacific Gas and Electric | Incentive:Paid | 5397 | 36.9 |  | 1 | 164 |  | 164 |  | 2020-01-21 15:59 | 2020-02-01 | TITANIUM POWER INC | Retrofit | Bakersfield | Bakersfield | 93307 | Host Customer is System Owner | 4 |  | 30004298 | Butler Sun Solutions, Inc. | Titanium Power | Power Pack 2 GT Butler | Indirect Forced Circulation (IF) | 43.72 |  | BT1 | Glycol | Advanced Controller with a Vacation or Holiday Mode | Solar Storage with Tankless Auxiliary Water Heater | 52 | 1 | 1 | 55 | Z13 | [18 empty] | Bakersfield | FALSE | 33.23 |  | 2011-06-01: 2020-01-20; 2011-08-03: 2020-01-21; 2011-09-20: 2020-02-01 | 1706 | 5450 | Up-front Payment
PGE-014931 | Low Income Single Family Residential | Domestic Hot Water | Gas | Pacific Gas and Electric | Incentive:Paid | 5397 | 36.9 |  | 1 | 164 |  | 164 |  | 2020-01-21 16:00 | 2020-04-16 | TITANIUM POWER INC | Retrofit | Bakerfield | Bakersfield | 93307 | Host Customer is System Owner | 4 |  | 30004298 | Butler Sun Solutions, Inc. | Titanium Power | Power Pack 2 GT Butler | Indirect Forced Circulation (IF) | 43.72 |  | BT1 | Glycol | Advanced Controller with a Vacation or Holiday Mode | Solar Storage with Tankless Auxiliary Water Heater | 52 | 1 | 1 | 55 | Z13 | [18 empty] | Bakersfield | FALSE | 33.23 |  | 2011-06-01: 2020-01-20; 2011-08-03: 2020-01-21; 2011-09-20: 2020-04-16 | 1649 | 5450 | Up-front Payment
PGE-014932 | Low Income Single Family Residential | Domestic Hot Water | Gas | Pacific Gas and Electric | Incentive:Paid | 5397 | 36.9 |  | 1 | 164 |  | 164 |  | 2020-01-21 16:01 | 2020-02-01 | TITANIUM POWER INC | Retrofit | Bakersfield | Bakersfield | 93307 | Host Customer is System Owner | 4 |  | 30004298 | Butler Sun Solutions, Inc. | Titanium Power | Power Pack 2 GT Butler | Indirect Forced Circulation (IF) | 43.72 |  | BT1 | Glycol | Advanced Controller with a Vacation or Holiday Mode | Solar Storage with Tankless Auxiliary Water Heater | 52 | 1 | 1 | 55 | Z13 | [18 empty] | Bakersfield | FALSE | 33.23 |  | 2011-06-01: 2020-01-20; 2011-08-03: 2020-01-21; 2011-09-20: 2020-02-01 | 1706 | 5450 | Up-front Payment
PGE-014933 | Single Family Residential - Disadvantaged Community | Domestic Hot Water | Gas | Pacific Gas and Electric | Incentive:Paid | 4366 | 29.85 |  | 1 | 164 |  | 164 |  | 2020-01-21 15:51 | 2020-04-16 | TITANIUM POWER INC | Retrofit | Bakersfield | Bakersfield | 93307 | Host Customer is System Owner | 4 |  | 30004298 | Butler Sun Solutions, Inc. | Titanium Power | Power Pack 2 GT Butler | Indirect Forced Circulation (IF) | 43.72 |  | BT1 | Glycol | Advanced Controller with a Vacation or Holiday Mode | Solar Storage with Tankless Auxiliary Water Heater | 52 | 1 | 1 | 55 | Z13 | [18 empty] | Bakersfield | FALSE | 33.23 |  | 2020-01-20 | 2020-02-03 |  |  | 2020-01-21 | 2020-04-16 | 1578 | 5450 | Up-front Payment
PGE-014934 | Low Income Single Family Residential | Domestic Hot Water | Gas | Pacific Gas and Electric | Incentive:Paid | 5397 | 36.9 |  | 1 | 164 |  | 164 |  | 2020-01-21 15:52 | 2020-02-01 | TITANIUM POWER INC | Retrofit | Bakersfield | Bakersfield | 93304 | Host Customer is System Owner | 5 |  | 30004298 | Butler Sun Solutions, Inc. | Titanium Power | Power Pack 2 GT Butler | Indirect Forced Circulation (IF) | 43.72 |  | BT1 | Glycol | Advanced Controller with a Vacation or Holiday Mode | Solar Storage with Tankless Auxiliary Water Heater | 52 | 1 | 1 | 65 | Z13 | [18 empty] | Bakersfield | FALSE | 33.23 |  | 2011-06-01: 2020-01-20; 2011-08-03: 2020-01-21; 2011-09-20: 2020-02-01 | 1706 | 5450 | Up-front Payment
PGE-014935 | Low Income Single Family Residential | Domestic Hot Water | Gas | Pacific Gas and Electric | Incentive:Paid | 5397 | 36.9 |  | 1 | 164 |  | 164 |  | 2020-01-21 15:53 | 2020-04-16 | TITANIUM POWER INC | Retrofit | Bakersfield | Bakersfield | 93307 | Host Customer is System Owner | 7 |  | 30004298 | Butler Sun Solutions, Inc. | Titanium Power | Power Pack 2 GT Butler | Indirect Forced Circulation (IF) | 43.72 |  | BT1 | Glycol | Advanced Controller with a Vacation or Holiday Mode | Solar Storage with Tankless Auxiliary Water Heater | 52 | 1 | 1 | 85 | Z13 | [18 empty] | Bakersfield | FALSE | 33.23 |  | 2011-06-01: 2020-01-20; 2011-08-03: 2020-01-21; 2011-09-20: 2020-04-16 | 1649 | 5450 | Up-front Payment
PGE-014936 | Low Income Single Family Residential | Domestic Hot Water | Gas | Pacific Gas and Electric | Incentive:Paid | 5397 | 36.9 |  | 1 | 164 |  | 164 |  | 2020-01-21 15:54 | 2020-02-10 | TITANIUM POWER INC | Retrofit | Bakersifeld | Bakersfield | 93304 | Host Customer is System Owner | 4 |  | 30004298 | Butler Sun Solutions, Inc. | Titanium Power | Power Pack 2 GT Butler | Indirect Forced Circulation (IF) | 43.72 |  | BT1 | Glycol | Advanced Controller with a Vacation or Holiday Mode | Solar Storage with Tankless Auxiliary Water Heater | 52 | 1 | 1 | 55 | Z13 | [18 empty] | Bakersfield | FALSE | 33.23 |  | 2011-06-01: 2020-01-20; 2011-08-03: 2020-01-21; 2011-09-20: 2020-02-10 | 1706 | 5450 | Up-front Payment
PGE-014937 | Low Income Single Family Residential | Domestic Hot Water | Gas | Pacific Gas and Electric | Incentive:Paid | 5397 | 36.9 |  | 1 | 164 |  | 164 |  | 2020-01-21 15:54 | 2020-02-01 | TITANIUM POWER INC | Retrofit | Bakersfield | Bakersfield | 93306 | Host Customer is System Owner | 4 |  | 30004298 | Butler Sun Solutions, Inc. | Titanium Power | Power Pack 2 GT Butler | Indirect Forced Circulation (IF) | 43.72 |  | BT1 | Glycol | Advanced Controller with a Vacation or Holiday Mode | Solar Storage with Tankless Auxiliary Water Heater | 52 | 1 | 1 | 55 | Z13 | [18 empty] | Bakersfield | FALSE | 33.23 |  | 2011-06-01: 2020-01-20; 2011-08-03: 2020-01-21; 2011-09-20: 2020-02-01 | 1706 | 5450 | Up-front Payment
PGE-014938 | Low Income Single Family Residential | Domestic Hot Water | Gas | Pacific Gas and Electric | Incentive:Paid | 5397 | 36.9 |  | 1 | 164 |  | 164 |  | 2020-01-21 15:55 | 2020-02-04 | TITANIUM POWER INC | Retrofit | Bakersfield | Bakersfield | 93307 | Host Customer is System Owner | 4 |  | 30004298 | Butler Sun Solutions, Inc. | Titanium Power | Power Pack 2 GT Butler | Indirect Forced Circulation (IF) | 43.72 |  | BT1 | Glycol | Advanced Controller with a Vacation or Holiday Mode | Solar Storage with Tankless Auxiliary Water Heater | 52 | 1 | 1 | 55 | Z13 | [18 empty] | Bakersfield | FALSE | 33.23 |  | 2020-01-20 | 2020-02-01 |  |  | 2020-01-21 | 2020-02-04 | 1706 | 5450 | Up-front Payment
PGE-014939 | Low Income Single Family Residential | Domestic Hot Water | Gas | Pacific Gas and Electric | Incentive:Paid | 4539 | 36.9 |  | 1 | 164 |  | 123 |  | 2020-01-21 15:56 | 2020-02-10 | TITANIUM POWER INC | Retrofit | Bakersfield | Bakersfield | 93307 | Host Customer is System Owner | 4 |  | 30004298 | Butler Sun Solutions, Inc. | Titanium Power | Power Pack 2 GT Butler | Indirect Forced Circulation (IF) | 43.72 |  | BT1 | Glycol | Advanced Controller with a Vacation or Holiday Mode | Solar Storage with Tankless Auxiliary Water Heater | 52 | 1 | 0.75 | 55 | Z13 | [18 empty] | Bakersfield | FALSE | 28.05 |  | 2011-06-01: 2020-01-20; 2011-08-03: 2020-01-21; 2011-09-20: 2020-02-10 | 1706 | 4600 | Up-front Payment
PGE-014941 | Single Family Residential | Domestic Hot Water | Gas | Pacific Gas and Electric | Incentive:Paid | 3913 | 29.85 |  | 1 | 150 |  | 131 |  | 2020-01-21 17:32 | 2020-02-14 | AZTEC SOLAR INC | Retrofit | Rocklin | Placer | 95765 | Host Customer is System Owner | 4 |  | 2001001E | SunEarth, Inc. | SOLARAY | TE64P-80-2G | Indirect Forced Circulation (IF) | 65.67 |  | EP-32 / EP-32-0.75 | Glycol | Advanced Controller with a Vacation or Holiday Mode | Solar Storage and Auxiliary Tanks are separate | 80 | 0.92 | 0.95 | 55 | Z11 | [18 empty] | City of Rocklin | FALSE | 55.81 |  | 2011-06-01: 2020-01-21; 2011-08-03: 2020-01-21; 2011-09-20: 2020-02-14 | 1692 | 8370.8 | Up-front Payment
PGE-014942 | Commercial/Multifamily Residential | Domestic Hot Water | Gas | Pacific Gas and Electric | Incentive:Paid | 18764 | 17.16 |  | 2 | 1151 |  | 1093 |  | 2020-01-28 15:53 | 2020-05-27 | OXYPOWER INC | Retrofit | Oakland | Alameda | 94610 | Host Customer is System Owner | [7 empty] | 322.08 | 40.26 |  | Glycol | Pressure Stagnation Protection (PSP) | Solar Storage and Auxiliary Tanks are separate |  | 0.95 | 1 | 756 | Z03 | 18 | Units | Apartments/Condos | 2010115A | 8 | 1 | 560 | 4 | 200 | 1 | 500000 | TRUE | 130 | 130 |  |  |  |  | City of Oakland | FALSE | 34.48 |  | 2020-01-22 | 2021-07-20 | 2020-01-28 | 2020-05-27 | 2021-07-16 | 2021-07-27 | 1172 | 39686 | Up-front Payment
PGE-014943 | Low Income Multifamily Residential | Domestic Hot Water | Gas | Pacific Gas and Electric | Incentive:Paid | 125172 | 24.89 |  | 1 | 5029 |  | 5029 |  | 2020-07-16 19:48 | 2020-11-06 | SOLARIX SYSTEMS | New Construction | Santa Clara | Santa Clara | 95051 | Host Customer is System Owner | [7 empty] | 1288.32 | 40.26 |  | Glycol | Pressure Stagnation Protection (PSP) | Solar Storage and Auxiliary Tanks are separate |  | 1 | 1 | 5365 | Z04 | 145 | Units | Apartments/Condos | 2010115A | 32 | 1 | 1950 | 1 | 318 | 1 | 499999 | TRUE | 130 | 120 |  | Heliodyne - Delta-T Pro Ethernet |  | Heliodyne - Delta-T Pro Ethernet | City of Santa Clara | FALSE | 37.42 |  | 2020-01-22 | 2020-08-17 | 2020-07-16 | 2020-11-06 | 2022-07-20 | 2022-09-22 | 737 | 188200 | Up-front Payment
PGE-014944 | Low Income Single Family Residential | Domestic Hot Water | Gas | Pacific Gas and Electric | Incentive:Paid | 5397 | 36.9 |  | 1 | 164 |  | 164 |  | 2020-01-24 13:33 | 2020-02-14 | TITANIUM POWER INC | Retrofit | Bakersfield | Bakersfield | 93304 | Host Customer is System Owner | 4 |  | 30004298 | Butler Sun Solutions, Inc. | Titanium Power | Power Pack 2 GT Butler | Indirect Forced Circulation (IF) | 43.72 |  | BT1 | Glycol | Advanced Controller with a Vacation or Holiday Mode | Solar Storage with Tankless Auxiliary Water Heater | 52 | 1 | 1 | 55 | Z13 | [18 empty] | Bakersfield | FALSE | 33.35 |  | 2020-01-23 | 2020-02-24 |  |  | 2020-01-24 | 2020-02-14 | 1667 | 5470 | Up-front Payment
PGE-014945 | Low Income Single Family Residential | Domestic Hot Water | Gas | Pacific Gas and Electric | Incentive:Paid | 5397 | 36.9 |  | 1 | 160 |  | 160 |  | 2020-01-24 13:31 | 2020-02-14 | TITANIUM POWER INC | Retrofit | Bakersfield | Bakersfield | 93307 | Host Customer is System Owner | 8 |  | 30004297 | Butler Sun Solutions, Inc. | Titanium Power | Power Pack 2 GT | Indirect Forced Circulation (IF) | 45.42 |  | ARIS2004 | Glycol | Advanced Controller with a Vacation or Holiday Mode | Solar Storage with Tankless Auxiliary Water Heater | 52 | 1 | 1 | 95 | Z13 | [18 empty] | Bakersfield | FALSE | 34.06 |  | 2020-01-23 | 2020-02-24 |  |  | 2020-01-24 | 2020-02-14 | 1682 | 5450 | Up-front Payment
PGE-014946 | Low Income Single Family Residential | Domestic Hot Water | Gas | Pacific Gas and Electric | Incentive:Paid | 5397 | 36.9 |  | 1 | 164 |  | 164 |  | 2020-01-24 13:29 | 2020-02-14 | TITANIUM POWER INC | Retrofit | Bakersfield | Bakersfield | 93307 | Host Customer is System Owner | 4 |  | 30004298 | Butler Sun Solutions, Inc. | Titanium Power | Power Pack 2 GT Butler | Indirect Forced Circulation (IF) | 43.72 |  | BT1 | Glycol | Advanced Controller with a Vacation or Holiday Mode | Solar Storage with Tankless Auxiliary Water Heater | 52 | 1 | 1 | 55 | Z13 | [18 empty] | Bakersfield | FALSE | 33.35 |  | 2020-01-23 | 2020-02-24 |  |  | 2020-01-24 | 2020-02-14 | 1660 | 5470 | Up-front Payment
PGE-014947 | Low Income Single Family Residential | Domestic Hot Water | Gas | Pacific Gas and Electric | Incentive:Paid | 5397 | 36.9 |  | 1 | 164 |  | 164 |  | 2020-01-24 13:26 | 2020-02-14 | TITANIUM POWER INC | Retrofit | Bakersfield | Bakersfield | 93307 | Host Customer is System Owner | 4 |  | 30004298 | Butler Sun Solutions, Inc. | Titanium Power | Power Pack 2 GT Butler | Indirect Forced Circulation (IF) | 43.72 |  | BT1 | Glycol | Advanced Controller with a Vacation or Holiday Mode | Solar Storage with Tankless Auxiliary Water Heater | 52 | 1 | 1 | 55 | Z13 | [18 empty] | Bakersfield | FALSE | 33.35 |  | 2011-06-01: 2020-01-23; 2011-08-03: 2020-01-24; 2011-09-20: 2020-02-14 | 1692 | 5470 | Up-front Payment
PGE-014948 | Low Income Single Family Residential | Domestic Hot Water | Gas | Pacific Gas and Electric | Incentive:Paid | 5397 | 36.9 |  | 1 | 164 |  | 164 |  | 2020-01-24 13:25 | 2020-04-17 | TITANIUM POWER INC | Retrofit | Bakersfield | Bakersfield | 93307 | Host Customer is System Owner | 4 |  | 30004298 | Butler Sun Solutions, Inc. | Titanium Power | Power Pack 2 GT Butler | Indirect Forced Circulation (IF) | 43.72 |  | BT1 | Glycol | Advanced Controller with a Vacation or Holiday Mode | Solar Storage with Tankless Auxiliary Water Heater | 52 | 1 | 1 | 55 | Z13 | [18 empty] | Bakersfield | FALSE | 33.35 |  | 2011-06-01: 2020-01-23; 2011-08-03: 2020-01-24; 2011-09-20: 2020-04-17 | 1640 | 5470 | Up-front Payment
PGE-014949 | Low Income Single Family Residential | Domestic Hot Water | Gas | Pacific Gas and Electric | Incentive:Paid | 5397 | 36.9 |  | 1 | 164 |  | 164 |  | 2020-01-24 13:20 | 2020-02-14 | TITANIUM POWER INC | Retrofit | Bakersfield | Bakersfield | 93307 | Host Customer is System Owner | 4 |  | 30004298 | Butler Sun Solutions, Inc. | Titanium Power | Power Pack 2 GT Butler | Indirect Forced Circulation (IF) | 43.72 |  | BT1 | Glycol | Advanced Controller with a Vacation or Holiday Mode | Solar Storage with Tankless Auxiliary Water Heater | 52 | 1 | 1 | 55 | Z13 | [18 empty] | Bakersfield | FALSE | 33.35 |  | 2011-06-01: 2020-01-23; 2011-08-03: 2020-01-24; 2011-09-20: 2020-02-14 | 1692 | 5470 | Up-front Payment
PGE-014950 | Single Family Residential - Disadvantaged Community | Domestic Hot Water | Gas | Pacific Gas and Electric | Incentive:Paid | 4366 | 29.85 |  | 1 | 164 |  | 164 |  | 2020-01-24 13:16 | 2020-03-10 | TITANIUM POWER INC | Retrofit | Bakersfield | Bakersfield | 93304 | Host Customer is System Owner | 4 |  | 30004298 | Butler Sun Solutions, Inc. | Titanium Power | Power Pack 2 GT Butler | Indirect Forced Circulation (IF) | 43.72 |  | BT1 | Glycol | Advanced Controller with a Vacation or Holiday Mode | Solar Storage with Tankless Auxiliary Water Heater | 52 | 1 | 1 | 55 | Z13 | [18 empty] | Bakersfield | FALSE | 33.35 |  | 2020-01-23 | 2020-02-14 |  |  | 2020-01-24 | 2020-03-10 | 1682 | 5470 | Up-front Payment
PGE-014951 | Low Income Single Family Residential | Domestic Hot Water | Gas | Pacific Gas and Electric | Incentive:Paid | 5397 | 36.9 |  | 1 | 164 |  | 164 |  | 2020-01-24 13:16 | 2020-04-17 | TITANIUM POWER INC | Retrofit | Bakersfield | Bakersfield | 93309 | Host Customer is System Owner | 4 |  | 30004298 | Butler Sun Solutions, Inc. | Titanium Power | Power Pack 2 GT Butler | Indirect Forced Circulation (IF) | 43.72 |  | BT1 | Glycol | Advanced Controller with a Vacation or Holiday Mode | Solar Storage with Tankless Auxiliary Water Heater | 52 | 1 | 1 | 55 | Z13 | [18 empty] | Bakersfield | FALSE | 33.35 |  | 2011-06-01: 2020-01-23; 2011-08-03: 2020-01-24; 2011-09-20: 2020-04-17 | 1640 | 5470 | Up-front Payment
PGE-014952 | Low Income Single Family Residential | Domestic Hot Water | Gas | Pacific Gas and Electric | Incentive:Paid | 5397 | 36.9 |  | 1 | 164 |  | 164 |  | 2020-01-24 13:17 | 2020-02-16 | TITANIUM POWER INC | Retrofit | Bakersfield | Bakersfield | 93307 | Host Customer is System Owner | 4 |  | 30004298 | Butler Sun Solutions, Inc. | Titanium Power | Power Pack 2 GT Butler | Indirect Forced Circulation (IF) | 43.72 |  | BT1 | Glycol | Advanced Controller with a Vacation or Holiday Mode | Solar Storage with Tankless Auxiliary Water Heater | 52 | 1 | 1 | 55 | Z13 | [18 empty] | Bakersfield | FALSE | 33.23 |  | 2011-06-01: 2020-01-23; 2011-08-03: 2020-01-24; 2011-09-20: 2020-02-16 | 1692 | 5450 | Up-front Payment
PGE-014953 | Single Family Residential - Disadvantaged Community | Domestic Hot Water | Gas | Pacific Gas and Electric | Incentive:Canceled | 4366 | 29.85 |  | 1 | 164 |  | 164 |  | 2020-01-24 14:08 |  | TITANIUM POWER INC | Retrofit | Bakersfield | Bakersfield | 93313 | Host Customer is System Owner | 4 |  | 30004298 | Butler Sun Solutions, Inc. | Titanium Power | Power Pack 2 GT Butler | Indirect Forced Circulation (IF) | 43.72 |  | BT1 | Glycol | Advanced Controller with a Vacation or Holiday Mode | Solar Storage with Tankless Auxiliary Water Heater | 52 | 1 | 1 | 55 | Z13 | [18 empty] | Bakersfield | FALSE | 33.35 |  | 2011-06-01: 2020-01-23; 2011-06-21: 2020-02-18; 2011-08-03: 2020-01-24 | 1497 | 5470 | Up-front Payment
SCG-014954 | Commercial Pools | Pool Heating | Gas | Southern California Gas Company | Incentive:Paid | 16310 | 7 |  | 1 | 2330 |  | 2330 |  | 2020-04-14 08:24 | 2020-04-14 | ENERGX CONTROLS INC | Retrofit | Santa Clarita | Los Angeles | 91355 | Host Customer is System Owner | [7 empty] | 756 | 42 |  | Drainback |  |  |  | 1 | 1 |  | Z09 |  |  |  | 10001888 | 18 | 1 | [5 empty] | FALSE |  |  |  | Flow meter, Blue White F2000, Model: ASD |  | Flow meter, Blue White F2000, Model: ASD | Santa Clarita, Los Angeles, CA | FALSE | 14.03 |  | 2020-01-24 |  | 2020-04-14 | 2020-04-14 | 2022-01-04 | 2022-01-06 | 1013 | 32680 | Up-front Payment
PGE-014955 | Single Family Residential - Disadvantaged Community | Domestic Hot Water | Gas | Pacific Gas and Electric | Incentive:Paid | 4366 | 29.85 |  | 1 | 164 |  | 164 |  | 2020-01-25 10:55 | 2020-03-13 | TITANIUM POWER INC | Retrofit | bakersfield | Bakersfield | 93305 | Host Customer is System Owner | 5 |  | 30004298 | Butler Sun Solutions, Inc. | Titanium Power | Power Pack 2 GT Butler | Indirect Forced Circulation (IF) | 43.72 |  | BT1 | Glycol | Advanced Controller with a Vacation or Holiday Mode | Solar Storage with Tankless Auxiliary Water Heater | 52 | 1 | 1 | 65 | Z13 | [18 empty] | Bakersfield | FALSE | 33.35 |  | 2020-01-24 | 2020-02-18 |  |  | 2020-01-25 | 2020-03-13 | 1667 | 5470 | Up-front Payment
PGE-014956 | Low Income Single Family Residential | Domestic Hot Water | Gas | Pacific Gas and Electric | Incentive:Paid | 5144 | 36.9 |  | 1 | 164 |  | 139 |  | 2020-01-25 10:58 | 2020-02-16 | TITANIUM POWER INC | Retrofit | Bakersfield | Bakersfield | 93305 | Host Customer is System Owner | 5 |  | 30004298 | Butler Sun Solutions, Inc. | Titanium Power | Power Pack 2 GT Butler | Indirect Forced Circulation (IF) | 43.72 |  | BT1 | Glycol | Advanced Controller with a Vacation or Holiday Mode | Solar Storage with Tankless Auxiliary Water Heater | 52 | 1 | 0.85 | 65 | Z13 | [18 empty] | Bakersfield | FALSE | 33.35 |  | 2020-01-24 | 2020-02-24 |  |  | 2020-01-25 | 2020-02-16 | 1682 | 5470 | Up-front Payment
PGE-014957 | Low Income Single Family Residential | Domestic Hot Water | Gas | Pacific Gas and Electric | Incentive:Paid | 5397 | 36.9 |  | 1 | 164 |  | 164 |  | 2020-01-25 10:58 | 2020-02-16 | TITANIUM POWER INC | Retrofit | Bakersfield | Bakersfield | 93307 | Host Customer is System Owner | 6 |  | 30004298 | Butler Sun Solutions, Inc. | Titanium Power | Power Pack 2 GT Butler | Indirect Forced Circulation (IF) | 43.72 |  | BT1 | Glycol | Advanced Controller with a Vacation or Holiday Mode | Solar Storage with Tankless Auxiliary Water Heater | 52 | 1 | 1 | 75 | Z13 | [18 empty] | Bakersfield | FALSE | 33.35 |  | 2011-06-01: 2020-01-24; 2011-08-03: 2020-01-25; 2011-09-20: 2020-02-16 | 1692 | 5470 | Up-front Payment
PGE-014958 | Single Family Residential - Disadvantaged Community | Domestic Hot Water | Gas | Pacific Gas and Electric | Incentive:Paid | 4366 | 29.85 |  | 1 | 164 |  | 164 |  | 2020-01-25 10:57 | 2020-03-05 | TITANIUM POWER INC | Retrofit | Bakersfield | Bakersfield | 93307 | Host Customer is System Owner | 5 |  | 30004298 | Butler Sun Solutions, Inc. | Titanium Power | Power Pack 2 GT Butler | Indirect Forced Circulation (IF) | 43.72 |  | BT1 | Glycol | Advanced Controller with a Vacation or Holiday Mode | Solar Storage with Tankless Auxiliary Water Heater | 52 | 1 | 1 | 65 | Z13 | [18 empty] | Bakersfield | FALSE | 33.35 |  | 2020-01-24 | 2020-02-18 |  |  | 2020-01-25 | 2020-03-05 | 1682 | 5470 | Up-front Payment
PGE-014959 | Single Family Residential | Domestic Hot Water | Gas | Pacific Gas and Electric | Incentive:Paid | 4366 | 29.85 |  | 1 | 164 |  | 164 |  | 2020-01-25 10:54 | 2020-03-14 | TITANIUM POWER INC | Retrofit | Bakersfiled | Bakersfield | 93307 | Host Customer is System Owner | 5 |  | 30004298 | Butler Sun Solutions, Inc. | Titanium Power | Power Pack 2 GT Butler | Indirect Forced Circulation (IF) | 43.72 |  | BT1 | Glycol | Advanced Controller with a Vacation or Holiday Mode | Solar Storage with Tankless Auxiliary Water Heater | 52 | 1 | 1 | 65 | Z13 | [18 empty] | Bakersfield | FALSE | 33.35 |  | 2020-01-24 | 2020-02-18 |  |  | 2020-01-25 | 2020-03-14 | 1667 | 5470 | Up-front Payment
SCG-014960 | Commercial Pools | Pool Heating | Gas | Southern California Gas Company | Incentive:Paid | 18886 | 7 |  | 1 | 2698 |  | 2698 |  | 2020-04-14 08:21 | 2020-04-14 | ENERGX CONTROLS INC | Retrofit | Ontario | San Bernardino | 91764 | Host Customer is System Owner | [7 empty] | 864 | 43.2 |  | Drainback |  |  |  | 1 | 1 |  | Z10 |  |  |  | 10001954 | 20 | 1 | [5 empty] | FALSE |  |  |  | Flow meter, Blue White F2000, Model: ASD |  | Flow meter, Blue White F2000, Model: ASD | Ontario, San Bernardino, CA | FALSE | 14.17 |  | 2020-01-24 |  | 2020-04-14 | 2020-04-14 | 2022-01-04 | 2022-01-06 | 1013 | 38235 | Up-front Payment
SCG-014961 | Commercial Pools | Pool Heating | Gas | Southern California Gas Company | Incentive:Paid | 20468 | 7 |  | 1 | 2924 |  | 2924 |  | 2020-04-03 17:33 | 2020-04-06 | ENERGX CONTROLS INC | Retrofit | Chino Hills | San Bernardino | 91709 | Host Customer is System Owner | [7 empty] | 1000 | 50 |  | Drainback |  |  |  | 1 | 1 |  | Z10 |  |  |  | 10001888 | 20 | 1 | [5 empty] | FALSE |  |  |  | Flow meter, Blue White F2000, Model: ASD |  | Flow meter, Blue White F2000, Model: ASD | Chino Hills, San Bernardino, CA | FALSE | 14.98 |  | 2020-01-27 |  | 2020-04-03 | 2020-04-06 | 2022-04-19 | 2022-04-21 | 772 | 43800 | Up-front Payment
SCG-014962 | Commercial Pools | Pool Heating | Gas | Southern California Gas Company | Incentive:Paid | 40621 | 7 |  | 1 | 5803 |  | 5803 |  | 2020-07-28 11:31 | 2020-07-29 | ENERGX CONTROLS INC | Retrofit | Irvine | Orange | 92612 | Host Customer is System Owner | [7 empty] | 1856.8 | 42.2 |  | Drainback |  |  |  | 1 | 1 |  | Z08 |  |  |  | 10001954 | 44 | 2 | [5 empty] | FALSE |  |  |  | Flow Meter, Blue White F2000, Model: ASD |  | Flow Meter, Blue White F2000, Model: ASD | Irvine, Orange, CA | FALSE | 14.02 |  | 2020-01-27 |  | 2020-07-28 | 2020-07-29 | 2022-01-04 | 2022-01-07 | 1013 | 81350 | Up-front Payment
PGE-014963 | Low Income Single Family Residential | Domestic Hot Water | Gas | Pacific Gas and Electric | Incentive:Paid | 5397 | 36.9 |  | 1 | 164 |  | 164 |  | 2020-01-29 15:47 | 2020-04-17 | TITANIUM POWER INC | Retrofit | Bakersfield | Bakersfield | 93304 | Host Customer is System Owner | 5 |  | 30004298 | Butler Sun Solutions, Inc. | Titanium Power | Power Pack 2 GT Butler | Indirect Forced Circulation (IF) | 43.72 |  | BT1 | Glycol | Advanced Controller with a Vacation or Holiday Mode | Solar Storage with Tankless Auxiliary Water Heater | 52 | 1 | 1 | 65 | Z13 | [18 empty] | Bakersfield | FALSE | 33.35 |  | 2011-06-01: 2020-01-28; 2011-08-03: 2020-01-29; 2011-09-20: 2020-04-17 | 1640 | 5470 | Up-front Payment
SCG-014964 | Commercial Pools | Pool Heating | Gas | Southern California Gas Company | Incentive:Paid | 10122 | 7 |  | 1 | 1446 |  | 1446 |  | 2020-04-03 17:37 | 2020-04-06 | ENERGX CONTROLS INC | Retrofit | Oak Park | Ventura | 91377 | Host Customer is System Owner | [7 empty] | 500 | 50 |  | Drainback |  |  |  | 1 | 1 |  | Z09 |  |  |  | 10001888 | 10 | 1 | [5 empty] | FALSE |  |  |  | Flow meter, Blue White F2000, Model: ASD |  | Flow meter, Blue White F2000, Model: ASD | Oak Park, Ventura, CA | FALSE | 14 |  | 2020-01-28 |  | 2020-04-03 | 2020-04-06 | 2022-01-04 | 2022-01-07 | 996 | 20250 | Up-front Payment
SCG-014965 | Commercial Pools | Pool Heating | Gas | Southern California Gas Company | Incentive:Paid | 47596 | 7 |  | 1 | 7671 |  | 7671 |  | 2020-04-03 17:43 | 2020-04-16 | ENERGX CONTROLS INC | Retrofit | Playa Del Rey | Los Angeles | 90293 | Host Customer is System Owner | [7 empty] | 2727.2 | 48.7 |  | Drainback |  |  |  | 1 | 1 |  | Z06 |  |  |  | 10001954 | 56 | 1 | [5 empty] | FALSE |  |  |  | Flow meter, Blue White F2000, Model: ASD |  | Flow meter, Blue White F2000, Model: ASD | Los Angeles, Los Angeles, CA | FALSE | 12.41 |  | 2020-01-29 |  | 2020-04-03 | 2020-04-16 | 2022-06-28 | 2022-10-31 | 712 | 95192 | Up-front Payment
SCG-014966 | Commercial Pools | Pool Heating | Gas | Southern California Gas Company | Incentive:Canceled | 19796 | 7 |  | 1 | 2832 |  | 2832 |  | 2020-04-03 17:39 | 2020-04-06 | ENERGX CONTROLS INC | Retrofit | Pasadena | Los Angeles | 91105 | Host Customer is System Owner | [7 empty] | 876.6 | 48.7 |  | Drainback |  |  |  | 1 | 1 |  | Z09 |  |  |  | 10001954 | 18 | 1 | [5 empty] | FALSE | [7 empty] | FALSE | 13.98 |  | 2011-06-01: 2020-01-29; 2011-06-23: 2020-04-03; 2011-07-01: 2020-04-06 | 1664 | 39592 | Up-front Payment
PGE-014967 | Low Income Single Family Residential | Domestic Hot Water | Gas | Pacific Gas and Electric | Incentive:Paid | 5397 | 36.9 |  | 1 | 164 |  | 164 |  | 2020-01-31 09:11 | 2020-02-16 | TITANIUM POWER INC | Retrofit | Bakersfield | Bakersfield | 93304 | Host Customer is System Owner | 4 |  | 30004298 | Butler Sun Solutions, Inc. | Titanium Power | Power Pack 2 GT Butler | Indirect Forced Circulation (IF) | 43.72 |  | BT1 | Glycol | Advanced Controller with a Vacation or Holiday Mode | Solar Storage with Tankless Auxiliary Water Heater | 52 | 1 | 1 | 55 | Z13 | [18 empty] | Bakersfield | FALSE | 33.35 |  | 2011-06-01: 2020-01-29; 2011-08-03: 2020-01-31; 2011-09-20: 2020-02-16 | 1692 | 5470 | Up-front Payment
PGE-014968 | Low Income Single Family Residential | Domestic Hot Water | Gas | Pacific Gas and Electric | Incentive:Paid | 5397 | 36.9 |  | 1 | 164 |  | 164 |  | 2020-01-31 09:07 | 2020-02-16 | TITANIUM POWER INC | Retrofit | Bakersfield | Bakersfield | 93307 | Host Customer is System Owner | 5 |  | 30004298 | Butler Sun Solutions, Inc. | Titanium Power | Power Pack 2 GT Butler | Indirect Forced Circulation (IF) | 43.72 |  | BT1 | Glycol | Advanced Controller with a Vacation or Holiday Mode | Solar Storage with Tankless Auxiliary Water Heater | 52 | 1 | 1 | 65 | Z13 | [18 empty] | Bakersfield | FALSE | 33.35 |  | 2011-06-01: 2020-01-29; 2011-08-03: 2020-01-31; 2011-09-20: 2020-02-16 | 1692 | 5470 | Up-front Payment
PGE-014969 | Single Family Residential - Disadvantaged Community | Domestic Hot Water | Gas | Pacific Gas and Electric | Incentive:Paid | 4366 | 29.85 |  | 1 | 164 |  | 164 |  | 2020-01-31 09:02 | 2020-03-05 | TITANIUM POWER INC | Retrofit | Bakersfield | Bakersfield | 93304 | Host Customer is System Owner | 4 |  | 30004298 | Butler Sun Solutions, Inc. | Titanium Power | Power Pack 2 GT Butler | Indirect Forced Circulation (IF) | 43.72 |  | BT1 | Glycol | Advanced Controller with a Vacation or Holiday Mode | Solar Storage with Tankless Auxiliary Water Heater | 52 | 1 | 1 | 55 | Z13 | [18 empty] | Bakersfield | FALSE | 33.35 |  | 2020-01-29 | 2020-02-19 |  |  | 2020-01-31 | 2020-03-05 | 1682 | 5470 | Up-front Payment
SCG-014970 | Commercial Pools | Pool Heating | Gas | Southern California Gas Company | Incentive:Paid | 14952 | 7 |  | 1 | 2136 |  | 2136 |  | 2020-02-19 08:48 | 2020-04-06 | ENERGX CONTROLS INC | Retrofit | Santa Clarita | Los Angeles | 91354 | Host Customer is System Owner | [7 empty] | 760 | 40 |  | Drainback |  |  |  | 1 | 1 |  | Z09 |  |  |  | 10001888 | 19 | 1 | [5 empty] | FALSE |  |  |  | Flow meter, Blue White F2000, Model: ASD |  | Flow meter, Blue White F2000, Model: ASD | Santa Clarita, Los Angeles, CA | FALSE | 14.35 |  | 2020-01-29 |  | 2020-02-19 | 2020-04-06 | 2023-08-21 | 2023-09-27 | 304 | 30650 | Up-front Payment
PGE-014971 | Low Income Single Family Residential | Domestic Hot Water | Gas | Pacific Gas and Electric | Incentive:Paid | 5397 | 36.9 |  | 1 | 164 |  | 164 |  | 2020-01-31 09:17 | 2020-02-19 | TITANIUM POWER INC | Retrofit | Bakersfield | Bakersfield | 93307 | Host Customer is System Owner | 5 |  | 30004298 | Butler Sun Solutions, Inc. | Titanium Power | Power Pack 2 GT Butler | Indirect Forced Circulation (IF) | 43.72 |  | BT1 | Glycol | Advanced Controller with a Vacation or Holiday Mode | Solar Storage with Tankless Auxiliary Water Heater | 52 | 1 | 1 | 65 | Z13 | [18 empty] | Bakersfield | FALSE | 33.35 |  | 2011-06-01: 2020-01-29; 2011-08-03: 2020-01-31; 2011-09-20: 2020-02-19 | 1692 | 5470 | Up-front Payment
PGE-014972 | Single Family Residential - Disadvantaged Community | Domestic Hot Water | Gas | Pacific Gas and Electric | Incentive:Paid | 4366 | 29.85 |  | 1 | 164 |  | 164 |  | 2020-01-31 08:58 | 2020-02-19 | TITANIUM POWER INC | Retrofit | Bakersfield | Bakersfield | 93304 | Host Customer is System Owner | 4 |  | 30004298 | Butler Sun Solutions, Inc. | Titanium Power | Power Pack 2 GT Butler | Indirect Forced Circulation (IF) | 43.72 |  | BT1 | Glycol | Advanced Controller with a Vacation or Holiday Mode | Solar Storage with Tankless Auxiliary Water Heater | 52 | 1 | 1 | 55 | Z13 | [18 empty] | Bakersfield | FALSE | 33.35 |  | 2020-01-29 | 2020-03-27 |  |  | 2020-01-31 | 2020-02-19 | 1570 | 5470 | Up-front Payment
PGE-014973 | Low Income Single Family Residential | Domestic Hot Water | Gas | Pacific Gas and Electric | Incentive:Paid | 5397 | 36.9 |  | 1 | 164 |  | 164 |  | 2020-01-31 08:55 | 2020-02-16 | TITANIUM POWER INC | Retrofit | Bakersfield | Bakersfield | 93304 | Host Customer is System Owner | 6 |  | 30004298 | Butler Sun Solutions, Inc. | Titanium Power | Power Pack 2 GT Butler | Indirect Forced Circulation (IF) | 43.72 |  | BT1 | Glycol | Advanced Controller with a Vacation or Holiday Mode | Solar Storage with Tankless Auxiliary Water Heater | 52 | 1 | 1 | 75 | Z13 | [18 empty] | Bakersfield | FALSE | 33.35 |  | 2011-06-01: 2020-01-29; 2011-08-03: 2020-01-31; 2011-09-20: 2020-02-16 | 1692 | 5470 | Up-front Payment
PGE-014974 | Low Income Single Family Residential | Domestic Hot Water | Gas | Pacific Gas and Electric | Incentive:Paid | 5397 | 36.9 |  | 1 | 164 |  | 164 |  | 2020-01-31 08:52 | 2020-03-11 | TITANIUM POWER INC | Retrofit | Bakersfieldd | Bakersfield | 93307 | Host Customer is System Owner | 5 |  | 30004298 | Butler Sun Solutions, Inc. | Titanium Power | Power Pack 2 GT Butler | Indirect Forced Circulation (IF) | 43.72 |  | BT1 | Glycol | Advanced Controller with a Vacation or Holiday Mode | Solar Storage with Tankless Auxiliary Water Heater | 52 | 1 | 1 | 65 | Z13 | [18 empty] | Bakersfield | FALSE | 33.35 |  | 2011-06-01: 2020-01-29; 2011-08-03: 2020-01-31; 2011-09-20: 2020-03-11 | 1667 | 5470 | Up-front Payment
PGE-014975 | Single Family Residential - Disadvantaged Community | Domestic Hot Water | Gas | Pacific Gas and Electric | Incentive:Paid | 4366 | 29.85 |  | 1 | 164 |  | 164 |  | 2020-01-31 08:51 | 2020-03-10 | TITANIUM POWER INC | Retrofit | Bakersfield | Bakersfield | 93304 | Host Customer is System Owner | 4 |  | 30004298 | Butler Sun Solutions, Inc. | Titanium Power | Power Pack 2 GT Butler | Indirect Forced Circulation (IF) | 43.72 |  | BT1 | Glycol | Advanced Controller with a Vacation or Holiday Mode | Solar Storage with Tankless Auxiliary Water Heater | 52 | 1 | 1 | 55 | Z13 | [18 empty] | Bakersfield | FALSE | 33.35 |  | 2020-01-29 | 2020-02-19 |  |  | 2020-01-31 | 2020-03-10 | 1682 | 5470 | Up-front Payment
PGE-014976 | Single Family Residential - Disadvantaged Community | Domestic Hot Water | Gas | Pacific Gas and Electric | Incentive:Paid | 4366 | 29.85 |  | 1 | 164 |  | 164 |  | 2020-01-31 09:16 | 2020-09-15 | TITANIUM POWER INC | Retrofit | Bakersfield | Bakersfield | 93307 | Host Customer is System Owner | 6 |  | 30004298 | Butler Sun Solutions, Inc. | Titanium Power | Power Pack 2 GT Butler | Indirect Forced Circulation (IF) | 43.72 |  | BT1 | Glycol | Advanced Controller with a Vacation or Holiday Mode | Solar Storage with Tankless Auxiliary Water Heater | 52 | 1 | 1 | 75 | Z13 | [18 empty] | Bakersfield | FALSE | 33.35 |  | 2020-01-29 | 2020-04-17 |  |  | 2020-01-31 | 2020-09-15 | 1488 | 5470 | Up-front Payment
PGE-014977 | Single Family Residential - Disadvantaged Community | Domestic Hot Water | Gas | Pacific Gas and Electric | Incentive:Paid | 4366 | 29.85 |  | 1 | 164 |  | 164 |  | 2020-01-31 09:15 | 2020-03-13 | TITANIUM POWER INC | Retrofit | Bakersfield | Bakersfield | 93307 | Host Customer is System Owner | 4 |  | 30004298 | Butler Sun Solutions, Inc. | Titanium Power | Power Pack 2 GT Butler | Indirect Forced Circulation (IF) | 43.72 |  | BT1 | Glycol | Advanced Controller with a Vacation or Holiday Mode | Solar Storage with Tankless Auxiliary Water Heater | 52 | 1 | 1 | 55 | Z13 | [18 empty] | Bakersfield | FALSE | 33.35 |  | 2020-01-29 | 2020-03-05 |  |  | 2020-01-31 | 2020-03-13 | 1667 | 5470 | Up-front Payment
PGE-014978 | Low Income Single Family Residential | Domestic Hot Water | Gas | Pacific Gas and Electric | Incentive:Paid | 5397 | 36.9 |  | 1 | 164 |  | 164 |  | 2020-01-31 08:42 | 2020-02-16 | TITANIUM POWER INC | Retrofit | Bakersfield | Bakersfield | 93304 | Host Customer is System Owner | 6 |  | 30004298 | Butler Sun Solutions, Inc. | Titanium Power | Power Pack 2 GT Butler | Indirect Forced Circulation (IF) | 43.72 |  | BT1 | Glycol | Advanced Controller with a Vacation or Holiday Mode | Solar Storage with Tankless Auxiliary Water Heater | 52 | 1 | 1 | 75 | Z13 | [18 empty] | Bakersfield | FALSE | 33.35 |  | 2011-06-01: 2020-01-29; 2011-08-03: 2020-01-31; 2011-09-20: 2020-02-16 | 1692 | 5470 | Up-front Payment
PGE-014979 | Low Income Single Family Residential | Domestic Hot Water | Gas | Pacific Gas and Electric | Incentive:Paid | 5397 | 36.9 |  | 1 | 164 |  | 164 |  | 2020-01-31 08:43 | 2020-03-11 | TITANIUM POWER INC | Retrofit | Bakersfield | Bakersfield | 93313 | Host Customer is System Owner | 5 |  | 30004298 | Butler Sun Solutions, Inc. | Titanium Power | Power Pack 2 GT Butler | Indirect Forced Circulation (IF) | 43.72 |  | BT1 | Glycol | Advanced Controller with a Vacation or Holiday Mode | Solar Storage with Tankless Auxiliary Water Heater | 52 | 1 | 1 | 65 | Z13 | [18 empty] | Bakersfield | FALSE | 33.35 |  | 2011-06-01: 2020-01-29; 2011-08-03: 2020-01-31; 2011-09-20: 2020-03-11 | 1667 | 5470 | Up-front Payment
PGE-014980 | Low Income Single Family Residential | Domestic Hot Water | Gas | Pacific Gas and Electric | Incentive:Paid | 5397 | 36.9 |  | 1 | 164 |  | 164 |  | 2020-01-31 08:44 | 2020-03-13 | TITANIUM POWER INC | Retrofit | Bakersfield | Bakersfield | 93313 | Host Customer is System Owner | 7 |  | 30004298 | Butler Sun Solutions, Inc. | Titanium Power | Power Pack 2 GT Butler | Indirect Forced Circulation (IF) | 43.72 |  | BT1 | Glycol | Advanced Controller with a Vacation or Holiday Mode | Solar Storage with Tankless Auxiliary Water Heater | 52 | 1 | 1 | 85 | Z13 | [18 empty] | Bakersfield | FALSE | 33.35 |  | 2020-01-29 | 2020-02-25 |  |  | 2020-01-31 | 2020-03-13 | 1667 | 5470 | Up-front Payment
SCG-014981 | Commercial Pools | Pool Heating | Gas | Southern California Gas Company | Incentive:Paid | 19125 | 7 |  | 1 | 3129 |  | 3129 |  | 2020-04-03 17:44 | 2020-04-06 | ENERGX CONTROLS INC | Retrofit | Huntington Beach | Orange | 92647 | Host Customer is System Owner | [7 empty] | 1500 | 50 |  | Drainback |  |  |  | 1 | 1 |  | Z06 |  |  |  | 10001888 | 30 | 1 | [5 empty] | FALSE |  |  |  | Flow meter, Blue White F2000, Model: ASD |  | Flow meter, Blue White F2000, Model: ASD | Huntington Beach, Los Angeles, CA | FALSE | 12.22 |  | 2020-01-30 |  | 2020-04-03 | 2020-04-06 | 2022-01-10 | 2022-02-18 | 968 | 38250 | Up-front Payment
PGE-014982 | Low Income Single Family Residential | Domestic Hot Water | Gas | Pacific Gas and Electric | Incentive:Paid | 5397 | 36.9 |  | 1 | 164 |  | 164 |  | 2020-02-01 09:08 | 2020-02-19 | TITANIUM POWER INC | Retrofit | Bakersfield | Bakersfield | 93313 | Host Customer is System Owner | 4 |  | 30004298 | Butler Sun Solutions, Inc. | Titanium Power | Power Pack 2 GT Butler | Indirect Forced Circulation (IF) | 43.72 |  | BT1 | Glycol | Advanced Controller with a Vacation or Holiday Mode | Solar Storage with Tankless Auxiliary Water Heater | 52 | 1 | 1 | 55 | Z13 | [18 empty] | Bakersfield | FALSE | 33.35 |  | 2011-06-01: 2020-01-30; 2011-08-03: 2020-02-01; 2011-09-20: 2020-02-19 | 1692 | 5470 | Up-front Payment
PGE-014983 | Low Income Single Family Residential | Domestic Hot Water | Gas | Pacific Gas and Electric | Incentive:Paid | 5397 | 36.9 |  | 1 | 160 |  | 160 |  | 2020-02-01 09:10 | 2020-02-20 | TITANIUM POWER INC | Retrofit | Bakersfield | Bakersfield | 93306 | Host Customer is System Owner | 7 |  | 30004297 | Butler Sun Solutions, Inc. | Titanium Power | Power Pack 2 GT | Indirect Forced Circulation (IF) | 45.42 |  | ARIS2004 | Glycol | Advanced Controller with a Vacation or Holiday Mode | Solar Storage with Tankless Auxiliary Water Heater | 52 | 1 | 1 | 85 | Z13 | [18 empty] | Bakersfield | FALSE | 34.06 |  | 2020-01-30 | 2020-02-25 |  |  | 2020-02-01 | 2020-02-20 | 1675 | 5450 | Up-front Payment
PGE-014984 | Single Family Residential | Domestic Hot Water | Gas | Pacific Gas and Electric | Incentive:Paid | 4366 | 29.85 |  | 1 | 160 |  | 160 |  | 2020-02-01 09:10 | 2020-02-20 | TITANIUM POWER INC | Retrofit | Bakersfield | Bakersfield | 93306 | Host Customer is System Owner | 4 |  | 30004297 | Butler Sun Solutions, Inc. | Titanium Power | Power Pack 2 GT | Indirect Forced Circulation (IF) | 45.42 |  | ARIS2004 | Glycol | Advanced Controller with a Vacation or Holiday Mode | Solar Storage with Tankless Auxiliary Water Heater | 52 | 1 | 1 | 55 | Z13 | [18 empty] | Bakersfield | FALSE | 34.06 |  | 2020-01-30 | 2020-02-25 |  |  | 2020-02-01 | 2020-02-20 | 1660 | 5450 | Up-front Payment
PGE-014985 | Single Family Residential - Disadvantaged Community | Domestic Hot Water | Gas | Pacific Gas and Electric | Incentive:Paid | 4366 | 29.85 |  | 1 | 164 |  | 164 |  | 2020-02-01 09:11 | 2020-02-20 | TITANIUM POWER INC | Retrofit | Bakersfield | Bakersfield | 93304 | Host Customer is System Owner | 4 |  | 30004298 | Butler Sun Solutions, Inc. | Titanium Power | Power Pack 2 GT Butler | Indirect Forced Circulation (IF) | 43.72 |  | BT1 | Glycol | Advanced Controller with a Vacation or Holiday Mode | Solar Storage with Tankless Auxiliary Water Heater | 52 | 1 | 1 | 55 | Z13 | [18 empty] | Bakersfield | FALSE | 33.23 |  | 2020-01-30 | 2020-02-20 |  |  | 2020-02-01 | 2020-02-20 | 1682 | 5450 | Up-front Payment
PGE-014986 | Low Income Single Family Residential | Domestic Hot Water | Gas | Pacific Gas and Electric | Incentive:Paid | 5397 | 36.9 |  | 1 | 164 |  | 164 |  | 2020-02-04 15:40 | 2020-03-06 | TITANIUM POWER INC | Retrofit | Bakersfield | Bakersfield | 93304 | Host Customer is System Owner | 4 |  | 30004298 | Butler Sun Solutions, Inc. | Titanium Power | Power Pack 2 GT Butler | Indirect Forced Circulation (IF) | 43.72 |  | BT1 | Glycol | Advanced Controller with a Vacation or Holiday Mode | Solar Storage with Tankless Auxiliary Water Heater | 52 | 1 | 1 | 55 | Z13 | [18 empty] | Bakersfield | FALSE | 33.23 |  | 2020-01-30 | 2020-02-28 |  |  | 2020-02-04 | 2020-03-06 | 1682 | 5450 | Up-front Payment
PGE-014987 | Single Family Residential - Disadvantaged Community | Domestic Hot Water | Gas | Pacific Gas and Electric | Incentive:Paid | 4366 | 29.85 |  | 1 | 164 |  | 164 |  | 2020-02-01 09:07 | 2020-03-10 | TITANIUM POWER INC | Retrofit | Bakersfield | Bakersfield | 93309 | Host Customer is System Owner | 5 |  | 30004298 | Butler Sun Solutions, Inc. | Titanium Power | Power Pack 2 GT Butler | Indirect Forced Circulation (IF) | 43.72 |  | BT1 | Glycol | Advanced Controller with a Vacation or Holiday Mode | Solar Storage with Tankless Auxiliary Water Heater | 52 | 1 | 1 | 65 | Z13 | [18 empty] | Bakersfield | FALSE | 33.35 |  | 2020-01-30 | 2020-02-20 |  |  | 2020-02-01 | 2020-03-10 | 1682 | 5470 | Up-front Payment
PGE-014988 | Single Family Residential - Disadvantaged Community | Domestic Hot Water | Gas | Pacific Gas and Electric | Incentive:Paid | 4366 | 29.85 |  | 1 | 160 |  | 160 |  | 2020-02-01 09:11 | 2020-03-10 | TITANIUM POWER INC | Retrofit | Bakersfield | Bakersfield | 93307 | Host Customer is System Owner | 8 |  | 30004297 | Butler Sun Solutions, Inc. | Titanium Power | Power Pack 2 GT | Indirect Forced Circulation (IF) | 45.42 |  | ARIS2004 | Glycol | Advanced Controller with a Vacation or Holiday Mode | Solar Storage with Tankless Auxiliary Water Heater | 52 | 1 | 1 | 95 | Z13 | [18 empty] | Bakersfield | FALSE | 34.06 |  | 2020-01-30 | 2020-02-20 |  |  | 2020-02-01 | 2020-03-10 | 1682 | 5450 | Up-front Payment
PGE-014989 | Low Income Single Family Residential | Domestic Hot Water | Gas | Pacific Gas and Electric | Incentive:Paid | 5397 | 36.9 |  | 1 | 160 |  | 160 |  | 2020-02-01 09:12 | 2020-02-16 | TITANIUM POWER INC | Retrofit | Bakersfield | Bakersfield | 93307 | Host Customer is System Owner | 5 |  | 30004297 | Butler Sun Solutions, Inc. | Titanium Power | Power Pack 2 GT | Indirect Forced Circulation (IF) | 45.42 |  | ARIS2004 | Glycol | Advanced Controller with a Vacation or Holiday Mode | Solar Storage with Tankless Auxiliary Water Heater | 52 | 1 | 1 | 65 | Z13 | [18 empty] | Bakersfield | FALSE | 34.06 |  | 2011-06-01: 2020-01-30; 2011-08-03: 2020-02-01; 2011-09-20: 2020-02-16 | 1692 | 5450 | Up-front Payment
PGE-014990 | Low Income Single Family Residential | Domestic Hot Water | Gas | Pacific Gas and Electric | Incentive:Paid | 5397 | 36.9 |  | 1 | 160 |  | 160 |  | 2020-02-01 09:12 | 2020-02-16 | TITANIUM POWER INC | Retrofit | Bakersfield | Bakersfield | 93304 | Host Customer is System Owner | 8 |  | 30004297 | Butler Sun Solutions, Inc. | Titanium Power | Power Pack 2 GT | Indirect Forced Circulation (IF) | 45.42 |  | ARIS2004 | Glycol | Advanced Controller with a Vacation or Holiday Mode | Solar Storage with Tankless Auxiliary Water Heater | 52 | 1 | 1 | 95 | Z13 | [18 empty] | Bakersfield | FALSE | 34.06 |  | 2011-06-01: 2020-01-30; 2011-08-03: 2020-02-01; 2011-09-20: 2020-02-16 | 1692 | 5450 | Up-front Payment
PGE-014991 | Single Family Residential | Domestic Hot Water | Gas | Pacific Gas and Electric | Incentive:Paid | 4366 | 29.85 |  | 1 | 179 |  | 179 |  | 2020-07-01 14:29 | 2020-08-11 | CORE ENERGY GROUP INC | Retrofit | Sunnyvale | Santa Clara | 94086 | Host Customer is System Owner | 4 |  | 30004021 | SunEarth, Inc. | Cascade 2 | C2-32-80-TLG | Indirect Forced Circulation (IF) | 32.84 |  | EP-32 / EP-32-0.75 | Glycol | Advanced Controller with a Vacation or Holiday Mode | Solar Storage with Tankless Auxiliary Water Heater | 80 | 1 | 1 | 55 | Z04 | [18 empty] | City of San Sunnyvale | FALSE | 46.09 |  | 2011-06-01: 2020-01-31; 2011-08-03: 2020-07-01; 2011-09-20: 2020-08-11 | 1522 | 8250 | Up-front Payment
PGE-014992 | Commercial/Multifamily Residential | Domestic Hot Water | Gas | Pacific Gas and Electric | Incentive:Paid | 20459 | 17.16 |  | 2 | 1255 |  | 1192 |  | 2020-02-14 09:32 | 2020-05-27 | OXYPOWER INC | Retrofit | Oakland | Alameda | 94610 | Host Customer is System Owner | [7 empty] | 354.42 | 32.22 |  | Glycol | Pressure Stagnation Protection (PSP) | Solar Storage and Auxiliary Tanks are separate |  | 0.95 | 1 | 880 | Z03 | 22 | Units | Apartments/Condos | 2010115D | 11 | 1 | 600 | 5 | 200 | 1 | 275000 | TRUE | 130 | 130 |  |  |  |  | City of Oakland | FALSE | 46.59 |  | 2020-01-31 |  | 2020-02-14 | 2020-05-27 | 2021-08-05 | 2021-09-16 | 1129 | 58469 | Up-front Payment
PGE-014993 | Commercial/Multifamily Residential | Domestic Hot Water | Gas | Pacific Gas and Electric | Incentive:Paid | 9015 | 17.16 |  | 2 | 553 |  | 525 |  | 2020-02-04 13:49 | 2020-06-23 | OXYPOWER INC | Retrofit | San Francisco | San Francisco | 94117 | Host Customer is System Owner | [7 empty] | 201.3 | 40.26 |  | Glycol | Pressure Stagnation Protection (PSP) | Solar Storage and Auxiliary Tanks are separate |  | 0.95 | 1 | 252 | Z03 | 6 | Units | Apartments/Condos | 2010115A | 5 | 1 | 240 | 2 | 300 | 1 | 300000 | TRUE | 130 | 130 |  |  |  |  | City of San Francisco | FALSE | 45.2 |  | 2020-01-31 | 2020-05-27 | 2020-02-04 | 2020-06-23 | 2021-02-05 | 2021-02-08 | 1347 | 24997 | Up-front Payment
PGE-014994 | Low Income Single Family Residential | Domestic Hot Water | Gas | Pacific Gas and Electric | Incentive:Paid | 5397 | 36.9 |  | 1 | 164 |  | 164 |  | 2020-02-04 15:26 | 2020-03-11 | TITANIUM POWER INC | Retrofit | Bakersfield | Bakersfield | 93307 | Host Customer is System Owner | 8 |  | 30004298 | Butler Sun Solutions, Inc. | Titanium Power | Power Pack 2 GT Butler | Indirect Forced Circulation (IF) | 43.72 |  | BT1 | Glycol | Advanced Controller with a Vacation or Holiday Mode | Solar Storage with Tankless Auxiliary Water Heater | 52 | 1 | 1 | 95 | Z13 | [18 empty] | Bakersfield | FALSE | 33.35 |  | 2020-01-31 | 2020-02-28 |  |  | 2020-02-04 | 2020-03-11 | 1667 | 5470 | Up-front Payment
PGE-014995 | Single Family Residential - Disadvantaged Community | Domestic Hot Water | Gas | Pacific Gas and Electric | Incentive:Paid | 4366 | 29.85 |  | 1 | 164 |  | 164 |  | 2020-02-04 15:07 | 2020-04-15 | TITANIUM POWER INC | Retrofit | Bakersfield | Bakersfield | 93307 | Host Customer is System Owner | 4 |  | 30004298 | Butler Sun Solutions, Inc. | Titanium Power | Power Pack 2 GT Butler | Indirect Forced Circulation (IF) | 43.72 |  | BT1 | Glycol | Advanced Controller with a Vacation or Holiday Mode | Solar Storage with Tankless Auxiliary Water Heater | 52 | 1 | 1 | 55 | Z13 | [18 empty] | Bakersfield | FALSE | 33.23 |  | 2020-01-31 | 2020-02-25 |  |  | 2020-02-04 | 2020-04-15 | 1649 | 5450 | Up-front Payment
PGE-014996 | Single Family Residential - Disadvantaged Community | Domestic Hot Water | Gas | Pacific Gas and Electric | Incentive:Paid | 4366 | 29.85 |  | 1 | 160 |  | 160 |  | 2020-02-04 15:05 | 2020-04-17 | TITANIUM POWER INC | Retrofit | Bakersfield | Bakersfield | 93307 | Host Customer is System Owner | 4 |  | 30004297 | Butler Sun Solutions, Inc. | Titanium Power | Power Pack 2 GT | Indirect Forced Circulation (IF) | 45.42 |  | ARIS2004 | Glycol | Advanced Controller with a Vacation or Holiday Mode | Solar Storage with Tankless Auxiliary Water Heater | 52 | 1 | 1 | 55 | Z13 | [18 empty] | Bakersfield | FALSE | 34.06 |  | 2020-01-31 | 2020-02-25 |  |  | 2020-02-04 | 2020-04-17 | 1640 | 5450 | Up-front Payment
PGE-014997 | Low Income Single Family Residential | Domestic Hot Water | Gas | Pacific Gas and Electric | Incentive:Paid | 5397 | 36.9 |  | 1 | 164 |  | 164 |  | 2020-02-04 15:11 | 2020-04-17 | TITANIUM POWER INC | Retrofit | Bakersfield | Bakersfield | 93308 | Host Customer is System Owner | 7 |  | 30004298 | Butler Sun Solutions, Inc. | Titanium Power | Power Pack 2 GT Butler | Indirect Forced Circulation (IF) | 43.72 |  | BT1 | Glycol | Advanced Controller with a Vacation or Holiday Mode | Solar Storage with Tankless Auxiliary Water Heater | 52 | 1 | 1 | 85 | Z13 | [18 empty] | Bakersfield | FALSE | 33.23 |  | 2011-06-01: 2020-01-31; 2011-08-03: 2020-02-04; 2011-09-20: 2020-04-17 | 1640 | 5450 | Up-front Payment
PGE-014998 | Low Income Single Family Residential | Domestic Hot Water | Gas | Pacific Gas and Electric | Incentive:Paid | 5397 | 36.9 |  | 1 | 164 |  | 164 |  | 2020-02-04 15:20 | 2020-02-27 | TITANIUM POWER INC | Retrofit | Bakersfield | Bakersfield | 93306 | Host Customer is System Owner | 6 |  | 30004298 | Butler Sun Solutions, Inc. | Titanium Power | Power Pack 2 GT Butler | Indirect Forced Circulation (IF) | 43.72 |  | BT1 | Glycol | Advanced Controller with a Vacation or Holiday Mode | Solar Storage with Tankless Auxiliary Water Heater | 52 | 1 | 1 | 75 | Z13 | [18 empty] | Bakersfield | FALSE | 33.23 |  | 2011-06-01: 2020-01-31; 2011-08-03: 2020-02-04; 2011-09-20: 2020-02-27 | 1682 | 5450 | Up-front Payment
PGE-014999 | Low Income Single Family Residential | Domestic Hot Water | Gas | Pacific Gas and Electric | Incentive:Paid | 5397 | 36.9 |  | 1 | 164 |  | 164 |  | 2020-02-04 15:24 | 2020-04-16 | TITANIUM POWER INC | Retrofit | Bakersfield | Bakersfield | 93306 | Host Customer is System Owner | 4 |  | 30004298 | Butler Sun Solutions, Inc. | Titanium Power | Power Pack 2 GT Butler | Indirect Forced Circulation (IF) | 43.72 |  | BT1 | Glycol | Advanced Controller with a Vacation or Holiday Mode | Solar Storage with Tankless Auxiliary Water Heater | 52 | 1 | 1 | 55 | Z13 | [18 empty] | Bakersfield | FALSE | 33.23 |  | 2020-01-31 | 2020-02-25 |  |  | 2020-02-04 | 2020-04-16 | 1648 | 5450 | Up-front Payment
SCG-015000 | Industrial | Process Heating | Gas | Southern California Gas Company | Incentive:In Payment | 1946593 | 10.1 |  | 1 | 96366 |  | 96366 |  | 2020-02-27 13:13 | 2020-08-03 | OTTO H ROSENTRETER CO | Retrofit | Visalia | Tulare | 93291 | Host Customer is System Owner | [7 empty] | 18800.1 | 21.1 |  | Drainback | Advanced Controller with a Thermal Cycling Function | Solar Storage with Tankless Auxiliary Water Heater |  | 1 | 1 | 1968646 | Z13 |  |  | Other | 10002057 | 891 | 12 | 250 | 1 | 250 | 1 | 5000000 | FALSE | 180 | 180 |  | Wago PFC100-750-8101 | Skyven Technologies | Wago PFC100-750-8101 | Visalia, Tulare County, California | FALSE | 53.62 |  | 2020-01-31 |  | 2020-02-27 | 2020-08-03 | 2022-08-01 | 2023-01-11 | 522 | 5166721.2 | Performance-Based Incentive
PGE-015001 | Low Income Single Family Residential | Domestic Hot Water | Gas | Pacific Gas and Electric | Incentive:Paid | 5397 | 36.9 |  | 1 | 160 |  | 160 |  | 2020-02-01 09:26 | 2020-02-20 | TITANIUM POWER INC | Retrofit | Bakersfield | Bakersfield | 93307 | Host Customer is System Owner | 4 |  | 30004297 | Butler Sun Solutions, Inc. | Titanium Power | Power Pack 2 GT | Indirect Forced Circulation (IF) | 45.42 |  | ARIS2004 | Glycol | Advanced Controller with a Vacation or Holiday Mode | Solar Storage with Tankless Auxiliary Water Heater | 52 | 1 | 1 | 55 | Z13 | [18 empty] | Bakersfield | FALSE | 34.06 |  | 2020-01-31 | 2020-02-25 |  |  | 2020-02-01 | 2020-02-20 | 1660 | 5450 | Up-front Payment
PGE-015002 | Single Family Residential - Disadvantaged Community | Domestic Hot Water | Gas | Pacific Gas and Electric | Incentive:Paid | 4366 | 29.85 |  | 1 | 160 |  | 160 |  | 2020-02-01 09:18 | 2020-08-03 | TITANIUM POWER INC | Retrofit | Bakersfield | Bakersfield | 93307 | Host Customer is System Owner | 4 |  | 30004297 | Butler Sun Solutions, Inc. | Titanium Power | Power Pack 2 GT | Indirect Forced Circulation (IF) | 45.42 |  | ARIS2004 | Glycol | Advanced Controller with a Vacation or Holiday Mode | Solar Storage with Tankless Auxiliary Water Heater | 52 | 1 | 1 | 55 | Z13 | [18 empty] | Bakersfield | FALSE | 34.06 |  | 2020-01-31 | 2020-04-17 |  |  | 2020-02-01 | 2020-08-03 | 1534 | 5450 | Up-front Payment
PGE-015003 | Single Family Residential - Disadvantaged Community | Domestic Hot Water | Gas | Pacific Gas and Electric | Incentive:Paid | 4366 | 29.85 |  | 1 | 160 |  | 160 |  | 2020-02-01 09:20 | 2020-02-16 | TITANIUM POWER INC | Retrofit | Bakersfield | Bakersfield | 93307 | Host Customer is System Owner | 7 |  | 30004297 | Butler Sun Solutions, Inc. | Titanium Power | Power Pack 2 GT | Indirect Forced Circulation (IF) | 45.42 |  | ARIS2004 | Glycol | Advanced Controller with a Vacation or Holiday Mode | Solar Storage with Tankless Auxiliary Water Heater | 52 | 1 | 1 | 85 | Z13 | [18 empty] | Bakersfield | FALSE | 34.06 |  | 2020-01-31 | 2020-02-18 |  |  | 2020-02-01 | 2020-02-16 | 1682 | 5450 | Up-front Payment
SDG-015004 | Multifamily Residential - Disadvantaged Community | Domestic Hot Water | Gas | San Diego Gas and Electric | Incentive:Canceled | 50778 | 20.19 |  | 1 | 2515 |  | 2515 |  | 2020-02-07 08:55 | 2020-03-05 | EVOLUTION ENERGY SOLUTIONS L L C | Retrofit | El Cajon | San Diego | 92021 | Host Customer is System Owner | [7 empty] | 655.2 | 40.95 |  | Drainback | Drainback (Water) | Solar Storage and Auxiliary Tanks are separate |  | 1 | 1 | 1320 | Z10 | 33 | Units | Apartments/Condos | TRB-40 | 16 | 1 | 1300 | 1 | 199 | 2 | 474000 | TRUE | 140 | 140 |  | SunEarth - SETR A503 TTR U + VFS 10-200 |  | SunEarth - SETR A503 TTR U + VFS 10-200 |  | FALSE | 20.19 |  | 2020-02-03 | 2020-02-12 | 2020-02-07 | 2020-03-05 |  |  | 1696 | 50778 | Up-front Payment
SDG-015005 | Commercial Pools | Pool Heating | Gas | San Diego Gas and Electric | Incentive:Paid | 21250 | 7 |  | 1 | 3438 |  | 3438 |  | 2020-07-01 15:40 | 2020-11-19 | ENERGX CONTROLS INC | Retrofit | San Diego | San Diego | 92128 | Host Customer is System Owner | [7 empty] | 1250 | 50 |  | Drainback |  |  |  | 1 | 1 |  | Z10 |  |  |  | 10001888 | 25 | 1 | [5 empty] | FALSE |  |  |  | Flow meter, Blue White F2000, Model: ASD |  | Flow meter, Blue White F2000, Model: ASD | San Diego, San Diego, CA | FALSE | 12.36 |  | 2020-02-04 | 2020-07-15 | 2020-07-01 | 2020-11-19 | 2022-06-09 | 2022-08-04 | 723 | 42500 | Up-front Payment
PGE-015006 | Low Income Multifamily Residential | Domestic Hot Water | Gas | Pacific Gas and Electric | Incentive:Paid | 52319 | 24.89 |  | 1 | 2102 |  | 2102 |  | 2020-02-04 12:50 | 2020-03-05 | SUN LIGHT & POWER | New Construction | Redwood City | San Mateo | 94306 | Host Customer is System Owner | [7 empty] | 642.72 | 40.17 |  | Glycol | Pressure Stagnation Protection (PSP) | Solar Storage and Auxiliary Tanks are separate |  | 1 | 1 | 2546 | Z03 | 67 | Units | Apartments/Condos | 2010115A | 16 | 2 | 960 | 1 | 238 | 2 | 600000 | TRUE | 135 | 125 |  | Heliodyne - Delta-T Pro Ethernet |  | Heliodyne - Delta-T Pro Ethernet | City of Redwood City | FALSE | 61.15 |  | 2020-02-04 | 2020-02-20 | 2020-02-04 | 2020-03-05 | 2021-06-07 | 2021-06-08 | 1228 | 128538 | Up-front Payment
SCG-015007 | Commercial Pools | Pool Heating | Gas | Southern California Gas Company | Incentive:Paid | 3731 | 7 |  | 1 | 533 |  | 533 |  | 2020-02-06 09:39 | 2020-02-24 | SUNTREK INDUSTRIES INC | Retrofit | San Clemente | Orange | 92672 | Host Customer is System Owner | [7 empty] | 380 | 20 |  | Drainback |  |  |  | 1 | 1 |  | Z06 |  |  |  | 2007048A | 19 | 1 | [5 empty] | FALSE | [6 empty] | San Clemente | FALSE | 14.63 |  | 2020-02-04 |  | 2020-02-06 | 2020-02-24 | 2020-02-25 | 2020-03-02 | 1688 | 7800 | Up-front Payment
SCG-015008 | Commercial Pools | Pool Heating | Gas | Southern California Gas Company | Incentive:Paid | 7123 | 7 |  | 1 | 1677 |  | 1627 |  | 2020-02-24 21:32 | 2020-02-26 | SUNTREK INDUSTRIES INC | Retrofit | Walnut | Los Angeles | 91789 | Host Customer is System Owner | [7 empty] | 576 | 48 |  | Drainback |  |  |  | 0.97 | 1 |  | Z09 |  |  |  | 10002066 | 12 | 1 | [5 empty] | FALSE |  |  |  | SunEarth - SETR A503 TTR U + VFS 20-400 |  | SunEarth - SETR A503 TTR U + VFS 20-400 | Los Angeles | FALSE | 11.45 |  | 2020-02-04 |  | 2020-02-24 | 2020-02-26 | 2020-03-12 | 2020-04-02 | 1661 | 19194 | Up-front Payment
SCG-015009 | Commercial Pools | Pool Heating | Gas | Southern California Gas Company | Incentive:Paid | 11259 | 7 |  | 1 | 1740 |  | 1740 |  | 2020-02-04 14:10 | 2020-02-19 | SUNTREK INDUSTRIES INC | Retrofit | Anaheim | Orange | 92802 | Host Customer is System Owner | [7 empty] | 632.004 | 52.667 |  | Drainback |  |  |  | 1 | 1 |  | Z08 |  |  |  | 2007048A | 12 | 1 | [5 empty] | FALSE |  |  |  | SunEarth - SETR A503 TTR U + VFS 20-400 |  | SunEarth - SETR A503 TTR U + VFS 20-400 | Anaheim | FALSE | 12.94 |  | 2020-02-04 |  | 2020-02-04 | 2020-02-19 | 2020-02-25 | 2020-03-02 | 1688 | 22518 | Up-front Payment
SCG-015010 | Commercial Pools | Pool Heating | Gas | Southern California Gas Company | Incentive:Paid | 46627 | 7 |  | 1 | 7735 |  | 7735 |  | 2020-04-06 16:54 | 2020-05-20 | SUNTREK INDUSTRIES INC | Retrofit | Duarte | Los Angeles | 91010 | Host Customer is System Owner | [7 empty] | 2688 | 48 |  | Drainback |  |  |  | 1 | 1 |  | Z09 |  |  |  | 2007048A | 56 | 1 | [5 empty] | FALSE |  |  |  | SunEarth - SETR A503 TTR U + VFS 20-400 |  | SunEarth - SETR A503 TTR U + VFS 20-400 | Duarte | FALSE | 12.06 |  | 2020-02-04 |  | 2020-04-06 | 2020-05-20 | 2020-07-22 | 2020-07-23 | 1550 | 93254 | Up-front Payment
SCG-015011 | Commercial Pools | Pool Heating | Gas | Southern California Gas Company | Incentive:Paid | 5990 | 7 |  | 1 | 1124 |  | 1124 |  | 2020-03-11 00:53 | 2020-04-06 | SUNTREK INDUSTRIES INC | Retrofit | Culver City | Los Angeles | 90230 | Host Customer is System Owner | [7 empty] | 432 | 48 |  | Drainback |  |  |  | 1 | 1 |  | Z08 |  |  |  | 2007048A | 9 | 1 | [5 empty] | FALSE | [6 empty] | Culver City | FALSE | 10.66 |  | 2020-02-04 |  | 2020-03-11 | 2020-04-06 | 2020-04-16 | 2020-04-29 | 1637 | 11980 | Up-front Payment
PGE-015012 | Low Income Single Family Residential | Domestic Hot Water | Gas | Pacific Gas and Electric | Incentive:Paid | 5397 | 36.9 |  | 1 | 160 |  | 160 |  | 2020-02-06 13:46 | 2020-03-06 | TITANIUM POWER INC | Retrofit | Bakersfield | Bakersfield | 93307 | Host Customer is System Owner | 4 |  | 30004297 | Butler Sun Solutions, Inc. | Titanium Power | Power Pack 2 GT | Indirect Forced Circulation (IF) | 45.42 |  | ARIS2004 | Glycol | Advanced Controller with a Vacation or Holiday Mode | Solar Storage with Tankless Auxiliary Water Heater | 52 | 1 | 1 | 55 | Z13 | [18 empty] | Bakersfield | FALSE | 34.06 |  | 2020-02-04 | 2020-02-25 |  |  | 2020-02-06 | 2020-03-06 | 1682 | 5450 | Up-front Payment
PGE-015013 | Low Income Single Family Residential | Domestic Hot Water | Gas | Pacific Gas and Electric | Incentive:Paid | 5397 | 36.9 |  | 1 | 160 |  | 160 |  | 2020-02-06 13:38 | 2020-03-05 | TITANIUM POWER INC | Retrofit | Bakersfield | Bakersfield | 93306 | Host Customer is System Owner | 4 |  | 30004297 | Butler Sun Solutions, Inc. | Titanium Power | Power Pack 2 GT | Indirect Forced Circulation (IF) | 45.42 |  | ARIS2004 | Glycol | Advanced Controller with a Vacation or Holiday Mode | Solar Storage with Tankless Auxiliary Water Heater | 52 | 1 | 1 | 55 | Z13 | [18 empty] | Bakersfield | FALSE | 34.06 |  | 2011-06-01: 2020-02-04; 2011-08-03: 2020-02-06; 2011-09-20: 2020-03-05 | 1682 | 5450 | Up-front Payment
PGE-015014 | Low Income Single Family Residential | Domestic Hot Water | Gas | Pacific Gas and Electric | Incentive:Paid | 5397 | 36.9 |  | 1 | 160 |  | 160 |  | 2020-02-06 13:36 | 2020-07-31 | TITANIUM POWER INC | Retrofit | Bakersfield | Bakersfield | 93306 | Host Customer is System Owner | 4 |  | 30004297 | Butler Sun Solutions, Inc. | Titanium Power | Power Pack 2 GT | Indirect Forced Circulation (IF) | 45.42 |  | ARIS2004 | Glycol | Advanced Controller with a Vacation or Holiday Mode | Solar Storage with Tankless Auxiliary Water Heater | 52 | 1 | 1 | 55 | Z13 | [18 empty] | Bakersfield | FALSE | 34.06 |  | 2020-02-04 | 2020-02-25 |  |  | 2020-02-06 | 2020-07-31 | 1534 | 5450 | Up-front Payment
PGE-015015 | Low Income Single Family Residential | Domestic Hot Water | Gas | Pacific Gas and Electric | Incentive:Paid | 5397 | 36.9 |  | 1 | 160 |  | 160 |  | 2020-02-06 13:28 | 2020-03-13 | TITANIUM POWER INC | Retrofit | Bakersfield | Bakersfield | 93306 | Host Customer is System Owner | 4 |  | 30004297 | Butler Sun Solutions, Inc. | Titanium Power | Power Pack 2 GT | Indirect Forced Circulation (IF) | 45.42 |  | ARIS2004 | Glycol | Advanced Controller with a Vacation or Holiday Mode | Solar Storage with Tankless Auxiliary Water Heater | 52 | 1 | 1 | 55 | Z13 | [18 empty] | Bakersfield | FALSE | 34.06 |  | 2020-02-04 | 2020-03-04 |  |  | 2020-02-06 | 2020-03-13 | 1667 | 5450 | Up-front Payment
PGE-015016 | Low Income Single Family Residential | Domestic Hot Water | Gas | Pacific Gas and Electric | Incentive:Paid | 5397 | 36.9 |  | 1 | 160 |  | 160 |  | 2020-02-06 13:26 | 2020-03-04 | TITANIUM POWER INC | Retrofit | Bakersfield | Bakersfield | 93307 | Host Customer is System Owner | 4 |  | 30004297 | Butler Sun Solutions, Inc. | Titanium Power | Power Pack 2 GT | Indirect Forced Circulation (IF) | 45.42 |  | ARIS2004 | Glycol | Advanced Controller with a Vacation or Holiday Mode | Solar Storage with Tankless Auxiliary Water Heater | 52 | 1 | 1 | 55 | Z13 | [18 empty] | Bakersfield | FALSE | 34.06 |  | 2011-06-01: 2020-02-04; 2011-08-03: 2020-02-06; 2011-09-20: 2020-03-04 | 1682 | 5450 | Up-front Payment
SCG-015018 | Low Income Multifamily Residential | Domestic Hot Water | Gas | Southern California Gas Company | Incentive:Paid | 108097 | 24.89 |  | 1 | 4343 |  | 4343 |  | 2020-02-26 14:40 | 2020-07-28 | CALIFORNIA SOLAR INTEGRATORS INC | New Construction | Los Angeles | Los Angeles | 90017 | Host Customer is System Owner | [7 empty] | 1064.7 | 40.95 |  | Glycol | Steam Back | Solar Storage and Auxiliary Tanks are separate |  | 1 | 1 | 3737 | Z09 | 101 | Units | Apartments/Condos | TRB-40 | 26 | 1 | 2136 | 4 | 1048 | 2 | 1000000 | TRUE | 120 | 140 |  | SunEarth - SETRA503 TTR U + Series 200 |  | SunEarth - SETRA503 TTR U + Series 200 | City of Los Angeles | FALSE | 59.2 |  | 2020-02-05 |  | 2020-02-26 | 2020-07-28 | 2021-10-14 | 2021-10-28 | 1081 | 257111 | Up-front Payment
SCG-015019 | Commercial Pools | Pool Heating | Gas | Southern California Gas Company | Incentive:Paid | 2625 | 7 |  | 1 | 375 |  | 375 |  | 2020-02-06 09:39 | 2020-02-24 | SUNTREK INDUSTRIES INC | Retrofit | San Clemente | Orange | 92672 | Host Customer is System Owner | [7 empty] | 252 | 21 |  | Drainback |  |  |  | 1 | 1 |  | Z06 |  |  |  | 2007048A | 12 | 1 | [5 empty] | FALSE | [6 empty] | San Clemente | FALSE | 18.11 |  | 2020-02-05 |  | 2020-02-06 | 2020-02-24 | 2020-02-25 | 2020-03-02 | 1688 | 6790 | Up-front Payment
SCG-015020 | Commercial Pools | Pool Heating | Gas | Southern California Gas Company | Incentive:Paid | 3171 | 7 |  | 1 | 453 |  | 453 |  | 2020-02-06 09:39 | 2020-02-21 | SUNTREK INDUSTRIES INC | Retrofit | San Clemente | Orange | 92672 | Host Customer is System Owner | [7 empty] | 252 | 21 |  | Drainback |  |  |  | 1 | 1 |  | Z08 |  |  |  | 2007048A | 12 | 1 | [5 empty] | FALSE | [6 empty] | San Clemente | FALSE | 14.99 |  | 2020-02-05 |  | 2020-02-06 | 2020-02-21 | 2020-02-26 | 2020-03-02 | 1688 | 6790 | Up-front Payment
SCG-015021 | Commercial Pools | Pool Heating | Gas | Southern California Gas Company | Incentive:Paid | 2611 | 7 |  | 1 | 373 |  | 373 |  | 2020-02-06 09:38 | 2020-02-21 | SUNTREK INDUSTRIES INC | Retrofit | San Clemente | Orange | 92672 | Host Customer is System Owner | [7 empty] | 252 | 21 |  | Drainback |  |  |  | 1 | 1 |  | Z06 |  |  |  | 2007048A | 12 | 1 | [5 empty] | FALSE | [6 empty] | San Clemente | FALSE | 18.2 |  | 2020-02-05 |  | 2020-02-06 | 2020-02-21 | 2020-02-25 | 2020-02-27 | 1688 | 6790 | Up-front Payment
PGE-015022 | Low Income Single Family Residential | Domestic Hot Water | Gas | Pacific Gas and Electric | Incentive:Paid | 5397 | 36.9 |  | 1 | 160 |  | 160 |  | 2020-02-07 13:50 | 2020-03-10 | TITANIUM POWER INC | Retrofit | Bakersfield | Bakersfield | 93307 | Host Customer is System Owner | 8 |  | 30004297 | Butler Sun Solutions, Inc. | Titanium Power | Power Pack 2 GT | Indirect Forced Circulation (IF) | 45.42 |  | ARIS2004 | Glycol | Advanced Controller with a Vacation or Holiday Mode | Solar Storage with Tankless Auxiliary Water Heater | 52 | 1 | 1 | 95 | Z13 | [18 empty] | Bakersfield | FALSE | 34.06 |  | 2020-02-06 | 2020-03-05 |  |  | 2020-02-07 | 2020-03-10 | 1682 | 5450 | Up-front Payment
PGE-015023 | Low Income Single Family Residential | Domestic Hot Water | Gas | Pacific Gas and Electric | Incentive:Paid | 5397 | 36.9 |  | 1 | 160 |  | 160 |  | 2020-02-07 13:48 | 2020-03-05 | TITANIUM POWER INC | Retrofit | Bakersfield | Bakersfield | 93307 | Host Customer is System Owner | 6 |  | 30004297 | Butler Sun Solutions, Inc. | Titanium Power | Power Pack 2 GT | Indirect Forced Circulation (IF) | 45.42 |  | ARIS2004 | Glycol | Advanced Controller with a Vacation or Holiday Mode | Solar Storage with Tankless Auxiliary Water Heater | 52 | 1 | 1 | 75 | Z13 | [18 empty] | Bakersfield | FALSE | 34.06 |  | 2011-06-01: 2020-02-06; 2011-08-03: 2020-02-07; 2011-09-20: 2020-03-05 | 1682 | 5450 | Up-front Payment
PGE-015024 | Low Income Single Family Residential | Domestic Hot Water | Gas | Pacific Gas and Electric | Incentive:Paid | 5397 | 36.9 |  | 1 | 160 |  | 152 |  | 2020-02-07 13:58 | 2020-03-11 | TITANIUM POWER INC | Retrofit | Bakersfield | Bakersfield | 93307 | Host Customer is System Owner | 5 |  | 30004297 | Butler Sun Solutions, Inc. | Titanium Power | Power Pack 2 GT | Indirect Forced Circulation (IF) | 45.42 |  | ARIS2004 | Glycol | Advanced Controller with a Vacation or Holiday Mode | Solar Storage with Tankless Auxiliary Water Heater | 52 | 1 | 0.95 | 65 | Z13 | [18 empty] | Bakersfield | FALSE | 34.06 |  | 2020-02-06 | 2020-02-28 |  |  | 2020-02-07 | 2020-03-11 | 1667 | 5450 | Up-front Payment
PGE-015025 | Low Income Single Family Residential | Domestic Hot Water | Gas | Pacific Gas and Electric | Incentive:Paid | 5397 | 36.9 |  | 1 | 160 |  | 160 |  | 2020-02-07 13:56 | 2020-03-05 | TITANIUM POWER INC | Retrofit | Bakersfield | Bakersfield | 93307 | Host Customer is System Owner | 5 |  | 30004297 | Butler Sun Solutions, Inc. | Titanium Power | Power Pack 2 GT | Indirect Forced Circulation (IF) | 45.42 |  | ARIS2004 | Glycol | Advanced Controller with a Vacation or Holiday Mode | Solar Storage with Tankless Auxiliary Water Heater | 52 | 1 | 1 | 65 | Z13 | [18 empty] | Bakersfield | FALSE | 34.06 |  | 2011-06-01: 2020-02-06; 2011-08-03: 2020-02-07; 2011-09-20: 2020-03-05 | 1682 | 5450 | Up-front Payment
PGE-015026 | Single Family Residential - Disadvantaged Community | Domestic Hot Water | Gas | Pacific Gas and Electric | Incentive:Paid | 4366 | 29.85 |  | 1 | 160 |  | 160 |  | 2020-02-07 13:54 | 2020-03-13 | TITANIUM POWER INC | Retrofit | Bakersfieeld | Bakersfield | 93307 | Host Customer is System Owner | 6 |  | 30004297 | Butler Sun Solutions, Inc. | Titanium Power | Power Pack 2 GT | Indirect Forced Circulation (IF) | 45.42 |  | ARIS2004 | Glycol | Advanced Controller with a Vacation or Holiday Mode | Solar Storage with Tankless Auxiliary Water Heater | 52 | 1 | 1 | 75 | Z13 | [18 empty] | Bakersfield | FALSE | 34.06 |  | 2020-02-06 | 2020-03-03 |  |  | 2020-02-07 | 2020-03-13 | 1667 | 5450 | Up-front Payment
PGE-015027 | Low Income Single Family Residential | Domestic Hot Water | Gas | Pacific Gas and Electric | Incentive:Paid | 5397 | 36.9 |  | 1 | 164 |  | 164 |  | 2020-02-10 15:15 | 2020-03-06 | TITANIUM POWER INC | Retrofit | bakersfield | Bakersfield | 93313 | Host Customer is System Owner | 4 |  | 30004298 | Butler Sun Solutions, Inc. | Titanium Power | Power Pack 2 GT Butler | Indirect Forced Circulation (IF) | 43.72 |  | BT1 | Glycol | Advanced Controller with a Vacation or Holiday Mode | Solar Storage with Tankless Auxiliary Water Heater | 52 | 1 | 1 | 55 | Z13 | [18 empty] | Bakersfield | FALSE | 33.35 |  | 2011-06-01: 2020-02-07; 2011-08-03: 2020-02-10; 2011-09-20: 2020-03-06 | 1682 | 5470 | Up-front Payment
PGE-015028 | Low Income Single Family Residential | Domestic Hot Water | Gas | Pacific Gas and Electric | Incentive:Paid | 5397 | 36.9 |  | 1 | 164 |  | 164 |  | 2020-02-10 15:15 | 2020-03-06 | TITANIUM POWER INC | Retrofit | Bakersfield | Bakersfield | 93313 | Host Customer is System Owner | 4 |  | 30004298 | Butler Sun Solutions, Inc. | Titanium Power | Power Pack 2 GT Butler | Indirect Forced Circulation (IF) | 43.72 |  | BT1 | Glycol | Advanced Controller with a Vacation or Holiday Mode | Solar Storage with Tankless Auxiliary Water Heater | 52 | 1 | 1 | 55 | Z13 | [18 empty] | Bakersfield | FALSE | 33.35 |  | 2020-02-07 | 2020-03-03 |  |  | 2020-02-10 | 2020-03-06 | 1682 | 5470 | Up-front Payment
PGE-015029 | Low Income Single Family Residential | Domestic Hot Water | Gas | Pacific Gas and Electric | Incentive:Paid | 5397 | 36.9 |  | 1 | 160 |  | 160 |  | 2020-02-10 15:12 | 2020-03-13 | TITANIUM POWER INC | Retrofit | Bakersfield | Bakersfield | 93305 | Host Customer is System Owner | 4 |  | 30004297 | Butler Sun Solutions, Inc. | Titanium Power | Power Pack 2 GT | Indirect Forced Circulation (IF) | 45.42 |  | ARIS2004 | Glycol | Advanced Controller with a Vacation or Holiday Mode | Solar Storage with Tankless Auxiliary Water Heater | 52 | 1 | 1 | 55 | Z13 | [18 empty] | Bakersfield | FALSE | 34.19 |  | 2020-02-07 | 2020-03-05 |  |  | 2020-02-10 | 2020-03-13 | 1660 | 5470 | Up-front Payment
PGE-015030 | Low Income Single Family Residential | Domestic Hot Water | Gas | Pacific Gas and Electric | Incentive:Paid | 5397 | 36.9 |  | 1 | 160 |  | 160 |  | 2020-02-10 15:10 | 2020-03-05 | TITANIUM POWER INC | Retrofit | Bakersfield | Bakersfield | 93304 | Host Customer is System Owner | 4 |  | 30004297 | Butler Sun Solutions, Inc. | Titanium Power | Power Pack 2 GT | Indirect Forced Circulation (IF) | 45.42 |  | ARIS2004 | Glycol | Advanced Controller with a Vacation or Holiday Mode | Solar Storage with Tankless Auxiliary Water Heater | 52 | 1 | 1 | 55 | Z13 | [18 empty] | Bakersfield | FALSE | 34.19 |  | 2011-06-01: 2020-02-07; 2011-08-03: 2020-02-10; 2011-09-20: 2020-03-05 | 1668 | 5470 | Up-front Payment
PGE-015031 | Low Income Single Family Residential | Domestic Hot Water | Gas | Pacific Gas and Electric | Incentive:Paid | 5397 | 36.9 |  | 1 | 164 |  | 164 |  | 2020-02-10 15:09 | 2020-05-04 | TITANIUM POWER INC | Retrofit | Bakersfield | Bakersfield | 93305 | Host Customer is System Owner | 4 |  | 30004298 | Butler Sun Solutions, Inc. | Titanium Power | Power Pack 2 GT Butler | Indirect Forced Circulation (IF) | 43.72 |  | BT1 | Glycol | Advanced Controller with a Vacation or Holiday Mode | Solar Storage with Tankless Auxiliary Water Heater | 52 | 1 | 1 | 55 | Z13 | [18 empty] | Bakersfield | FALSE | 33.35 |  | 2020-02-07 | 2020-03-03 |  |  | 2020-02-10 | 2020-05-04 | 1606 | 5470 | Up-front Payment
PGE-015032 | Low Income Single Family Residential | Domestic Hot Water | Gas | Pacific Gas and Electric | Incentive:Paid | 5397 | 36.9 |  | 1 | 164 |  | 164 |  | 2020-02-13 13:44 | 2020-03-06 | TITANIUM POWER INC | Retrofit | Bakersfield | Bakersfield | 93305 | Host Customer is System Owner | 4 |  | 30004298 | Butler Sun Solutions, Inc. | Titanium Power | Power Pack 2 GT Butler | Indirect Forced Circulation (IF) | 43.72 |  | BT1 | Glycol | Advanced Controller with a Vacation or Holiday Mode | Solar Storage with Tankless Auxiliary Water Heater | 52 | 1 | 1 | 55 | Z13 | [18 empty] | Bakersfield | FALSE | 33.35 |  | 2011-06-01: 2020-02-07; 2011-08-03: 2020-02-13; 2011-09-20: 2020-03-06 | 1682 | 5470 | Up-front Payment
PGE-015033 | Low Income Single Family Residential | Domestic Hot Water | Gas | Pacific Gas and Electric | Incentive:Paid | 5397 | 36.9 |  | 1 | 164 |  | 164 |  | 2020-02-10 15:01 | 2020-03-05 | TITANIUM POWER INC | Retrofit | Bakersfield | Bakersfield | 93305 | Host Customer is System Owner | 4 |  | 30004298 | Butler Sun Solutions, Inc. | Titanium Power | Power Pack 2 GT Butler | Indirect Forced Circulation (IF) | 43.72 |  | BT1 | Glycol | Advanced Controller with a Vacation or Holiday Mode | Solar Storage with Tankless Auxiliary Water Heater | 52 | 1 | 1 | 55 | Z13 | [18 empty] | Bakersfield | FALSE | 33.35 |  | 2011-06-01: 2020-02-07; 2011-08-03: 2020-02-10; 2011-09-20: 2020-03-05 | 1682 | 5470 | Up-front Payment
PGE-015034 | Single Family Residential - Disadvantaged Community | Domestic Hot Water | Gas | Pacific Gas and Electric | Incentive:Paid | 4366 | 29.85 |  | 1 | 160 |  | 152 |  | 2020-02-10 14:35 | 2020-03-13 | TITANIUM POWER INC | Retrofit | Bakersfield | Bakersfield | 93305 | Host Customer is System Owner | 4 |  | 30004297 | Butler Sun Solutions, Inc. | Titanium Power | Power Pack 2 GT | Indirect Forced Circulation (IF) | 45.42 |  | ARIS2004 | Glycol | Advanced Controller with a Vacation or Holiday Mode | Solar Storage with Tankless Auxiliary Water Heater | 52 | 1 | 0.95 | 55 | Z13 | [18 empty] | Bakersfield | FALSE | 34.19 |  | 2020-02-07 | 2020-03-05 |  |  | 2020-02-10 | 2020-03-13 | 1667 | 5470 | Up-front Payment
PGE-015035 | Low Income Single Family Residential | Domestic Hot Water | Gas | Pacific Gas and Electric | Incentive:Paid | 5397 | 36.9 |  | 1 | 160 |  | 160 |  | 2020-02-10 14:33 | 2020-03-10 | TITANIUM POWER INC | Retrofit | Bakersfield | Bakersfield | 93305 | Host Customer is System Owner | 4 |  | 30004297 | Butler Sun Solutions, Inc. | Titanium Power | Power Pack 2 GT | Indirect Forced Circulation (IF) | 45.42 |  | ARIS2004 | Glycol | Advanced Controller with a Vacation or Holiday Mode | Solar Storage with Tankless Auxiliary Water Heater | 52 | 1 | 1 | 55 | Z13 | [18 empty] | Bakersfield | FALSE | 34.19 |  | 2020-02-07 | 2020-03-05 |  |  | 2020-02-10 | 2020-03-10 | 1682 | 5470 | Up-front Payment
PGE-015036 | Single Family Residential | Domestic Hot Water | Gas | Pacific Gas and Electric | Incentive:Paid | 4366 | 29.85 |  | 1 | 160 |  | 160 |  | 2020-02-10 14:29 | 2020-03-13 | TITANIUM POWER INC | Retrofit | Bakersfield | Bakersfield | 93306 | Host Customer is System Owner | 7 |  | 30004297 | Butler Sun Solutions, Inc. | Titanium Power | Power Pack 2 GT | Indirect Forced Circulation (IF) | 45.42 |  | ARIS2004 | Glycol | Advanced Controller with a Vacation or Holiday Mode | Solar Storage with Tankless Auxiliary Water Heater | 52 | 1 | 1 | 85 | Z13 | [18 empty] | Bakersfield | FALSE | 34.19 |  | 2020-02-07 | 2020-03-05 |  |  | 2020-02-10 | 2020-03-13 | 1667 | 5470 | Up-front Payment
PGE-015037 | Single Family Residential | Domestic Hot Water | Gas | Pacific Gas and Electric | Incentive:Paid | 4366 | 29.85 |  | 1 | 160 |  | 160 |  | 2020-02-10 14:28 | 2020-03-13 | TITANIUM POWER INC | Retrofit | Bakersfield | Bakersfield | 93306 | Host Customer is System Owner | 4 |  | 30004297 | Butler Sun Solutions, Inc. | Titanium Power | Power Pack 2 GT | Indirect Forced Circulation (IF) | 45.42 |  | ARIS2004 | Glycol | Advanced Controller with a Vacation or Holiday Mode | Solar Storage with Tankless Auxiliary Water Heater | 52 | 1 | 1 | 55 | Z13 | [18 empty] | Bakersfield | FALSE | 34.19 |  | 2020-02-07 | 2020-03-05 |  |  | 2020-02-10 | 2020-03-13 | 1667 | 5470 | Up-front Payment
PGE-015038 | Single Family Residential | Domestic Hot Water | Gas | Pacific Gas and Electric | Incentive:Paid | 4366 | 29.85 |  | 1 | 160 |  | 160 |  | 2020-02-10 14:14 | 2020-08-06 | TITANIUM POWER INC | Retrofit | Bakersfield | Bakersfield | 93306 | Host Customer is System Owner | 4 |  | 30004297 | Butler Sun Solutions, Inc. | Titanium Power | Power Pack 2 GT | Indirect Forced Circulation (IF) | 45.42 |  | ARIS2004 | Glycol | Advanced Controller with a Vacation or Holiday Mode | Solar Storage with Tankless Auxiliary Water Heater | 52 | 1 | 1 | 55 | Z13 | [18 empty] | Bakersfield | FALSE | 34.19 |  | 2020-02-07 | 2020-03-05 |  |  | 2020-02-10 | 2020-08-06 | 1534 | 5470 | Up-front Payment
PGE-015039 | Industrial | Process Heating | Gas | Pacific Gas and Electric | Reservation:Canceled |  | 10.1 |  | 1 | 146170 |  | 146170 |  | 2020-06-26 11:51 |  |  | Retrofit | Turlock | Stanislaus | 95380 | Host Customer is System Owner | [7 empty] | 71040 | 23.68 |  | Glycol | Advanced Controller with a Thermal Cycling Function | Solar Storage and Auxiliary Tanks are separate |  | 1 | 1 | 345392 | Z12 |  |  | Other | 10002097 | 3000 | 10 | 500 | 1 | 300000 | 1 | 5000000 | FALSE | 172 | 172 | [5 empty] | FALSE | 0 |  | 2011-06-01: 2020-02-07; 2011-06-23: 2020-06-26 | 1572 |  | Performance-Based Incentive
PGE-015040 | Single Family Residential | Domestic Hot Water | Gas | Pacific Gas and Electric | Incentive:Paid | 3942 | 29.85 |  | 1 | 139 |  | 132 |  | 2020-02-27 20:15 | 2021-01-11 | ZACHARY M DOMICH GENERAL CONTRACTOR | Retrofit | San Ramon | Contra Costa | 94583 | Host Customer is System Owner | 4 |  | 2011141B | Heliodyne, Inc. | HELIOPAK | HPAK 016 1 410 G 80 ACD Z | Indirect Forced Circulation (IF) | 40.26 |  | 410 001 | Glycol | Advanced Controller with a Vacation or Holiday Mode | Solar Storage and Auxiliary Tanks are separate | 80 | 1 | 0.95 | 55 | Z12 | [18 empty] | San Ramon | FALSE | 98.11 |  | 2020-02-11 | 2020-03-10 |  |  | 2020-02-27 | 2021-01-11 | 1367 | 13637 | Up-front Payment
PGE-015041 | Single Family Residential | Domestic Hot Water | Gas | Pacific Gas and Electric | Incentive:Paid | 4366 | 29.85 |  | 1 | 167 |  | 167 |  | 2020-02-13 11:01 | 2020-07-06 | ZACHARY M DOMICH GENERAL CONTRACTOR | Retrofit | Oakland | Alameda | 94619 | Host Customer is System Owner | 4 |  | 2010136G | Heliodyne, Inc. | HELIOPAK | HPAK 016 1 410 G 80 ACS F | Indirect Forced Circulation (IF) | 40.26 |  | 410 001 | Glycol | Advanced Controller with a Vacation or Holiday Mode | Solar Storage with Tankless Auxiliary Water Heater | 80 | 1 | 1 | 55 | Z03 | [18 empty] | Oakland | FALSE | 144.93 |  | 2020-02-11 | 2020-03-06 |  |  | 2020-02-13 | 2020-07-06 | 1564 | 24204.1 | Up-front Payment
PGE-015042 | Low Income Single Family Residential | Domestic Hot Water | Gas | Pacific Gas and Electric | Incentive:Paid | 5397 | 36.9 |  | 1 | 160 |  | 160 |  | 2020-02-14 15:11 | 2020-04-17 | TITANIUM POWER INC | Retrofit | Bakersfield | Bakersfield | 93304 | Host Customer is System Owner | 4 |  | 30004297 | Butler Sun Solutions, Inc. | Titanium Power | Power Pack 2 GT | Indirect Forced Circulation (IF) | 45.42 |  | ARIS2004 | Glycol | Advanced Controller with a Vacation or Holiday Mode | Solar Storage with Tankless Auxiliary Water Heater | 52 | 1 | 1 | 55 | Z13 | [18 empty] | Bakersfield | FALSE | 34.19 |  | 2011-06-01: 2020-02-13; 2011-08-03: 2020-02-14; 2011-09-20: 2020-04-17 | 1640 | 5470 | Up-front Payment
PGE-015043 | Low Income Single Family Residential | Domestic Hot Water | Gas | Pacific Gas and Electric | Incentive:Paid | 5397 | 36.9 |  | 1 | 164 |  | 164 |  | 2020-02-17 12:54 | 2020-03-06 | TITANIUM POWER INC | Retrofit | Bakersfield | Bakersfield | 93307 | Host Customer is System Owner | 4 |  | 30004298 | Butler Sun Solutions, Inc. | Titanium Power | Power Pack 2 GT Butler | Indirect Forced Circulation (IF) | 43.72 |  | BT1 | Glycol | Advanced Controller with a Vacation or Holiday Mode | Solar Storage with Tankless Auxiliary Water Heater | 52 | 1 | 1 | 55 | Z13 | [18 empty] | Bakersfield | FALSE | 33.35 |  | 2011-06-01: 2020-02-13; 2011-08-03: 2020-02-17; 2011-09-20: 2020-03-06 | 1682 | 5470 | Up-front Payment
PGE-015044 | Single Family Residential | Domestic Hot Water | Gas | Pacific Gas and Electric | Incentive:Paid | 4366 | 29.85 |  | 1 | 164 |  | 164 |  | 2020-02-17 12:39 | 2020-03-13 | TITANIUM POWER INC | Retrofit | Bakersfield | Bakersfield | 93307 | Host Customer is System Owner | 4 |  | 30004298 | Butler Sun Solutions, Inc. | Titanium Power | Power Pack 2 GT Butler | Indirect Forced Circulation (IF) | 43.72 |  | BT1 | Glycol | Advanced Controller with a Vacation or Holiday Mode | Solar Storage with Tankless Auxiliary Water Heater | 52 | 1 | 1 | 55 | Z13 | [18 empty] | Bakersfield | FALSE | 33.23 |  | 2020-02-13 | 2020-03-06 |  |  | 2020-02-17 | 2020-03-13 | 1667 | 5450 | Up-front Payment
PGE-015045 | Low Income Single Family Residential | Domestic Hot Water | Gas | Pacific Gas and Electric | Incentive:Paid | 5397 | 36.9 |  | 1 | 164 |  | 164 |  | 2020-02-17 12:36 | 2020-03-06 | TITANIUM POWER INC | Retrofit | Bakersfield | Bakersfield | 93313 | Host Customer is System Owner | 4 |  | 30004298 | Butler Sun Solutions, Inc. | Titanium Power | Power Pack 2 GT Butler | Indirect Forced Circulation (IF) | 43.72 |  | BT1 | Glycol | Advanced Controller with a Vacation or Holiday Mode | Solar Storage with Tankless Auxiliary Water Heater | 52 | 1 | 1 | 55 | Z13 | [18 empty] | Bakersfield | FALSE | 33.23 |  | 2011-06-01: 2020-02-13; 2011-08-03: 2020-02-17; 2011-09-20: 2020-03-06 | 1682 | 5450 | Up-front Payment
PGE-015046 | Low Income Single Family Residential | Domestic Hot Water | Gas | Pacific Gas and Electric | Incentive:Paid | 5397 | 36.9 |  | 1 | 164 |  | 156 |  | 2020-02-17 12:32 | 2020-03-13 | TITANIUM POWER INC | Retrofit | Bakersfield | Bakersfield | 93307 | Host Customer is System Owner | 5 |  | 30004298 | Butler Sun Solutions, Inc. | Titanium Power | Power Pack 2 GT Butler | Indirect Forced Circulation (IF) | 43.72 |  | BT1 | Glycol | Advanced Controller with a Vacation or Holiday Mode | Solar Storage with Tankless Auxiliary Water Heater | 52 | 1 | 0.95 | 65 | Z13 | [18 empty] | Bakersfield | FALSE | 33.23 |  | 2020-02-13 | 2020-03-09 |  |  | 2020-02-17 | 2020-03-13 | 1667 | 5450 | Up-front Payment
PGE-015047 | Low Income Single Family Residential | Domestic Hot Water | Gas | Pacific Gas and Electric | Incentive:Paid | 5397 | 36.9 |  | 1 | 164 |  | 164 |  | 2020-02-17 12:26 | 2020-03-09 | TITANIUM POWER INC | Retrofit | Bakersfield | Bakersfield | 93307 | Host Customer is System Owner | 6 |  | 30004298 | Butler Sun Solutions, Inc. | Titanium Power | Power Pack 2 GT Butler | Indirect Forced Circulation (IF) | 43.72 |  | BT1 | Glycol | Advanced Controller with a Vacation or Holiday Mode | Solar Storage with Tankless Auxiliary Water Heater | 52 | 1 | 1 | 75 | Z13 | [18 empty] | Bakersfield | FALSE | 33.23 |  | 2011-06-01: 2020-02-13; 2011-08-03: 2020-02-17; 2011-09-20: 2020-03-09 | 1682 | 5450 | Up-front Payment
PGE-015048 | Single Family Residential | Domestic Hot Water | Gas | Pacific Gas and Electric | Incentive:Paid | 4366 | 29.85 |  | 1 | 164 |  | 164 |  | 2020-02-17 12:20 | 2020-07-31 | TITANIUM POWER INC | Retrofit | Bakersfield | Bakersfield | 93306 | Host Customer is System Owner | 4 |  | 30004298 | Butler Sun Solutions, Inc. | Titanium Power | Power Pack 2 GT Butler | Indirect Forced Circulation (IF) | 43.72 |  | BT1 | Glycol | Advanced Controller with a Vacation or Holiday Mode | Solar Storage with Tankless Auxiliary Water Heater | 52 | 1 | 1 | 55 | Z13 | [18 empty] | Bakersfield | FALSE | 33.23 |  | 2020-02-13 | 2020-03-09 |  |  | 2020-02-17 | 2020-07-31 | 1499 | 5450 | Up-front Payment
PGE-015049 | Low Income Single Family Residential | Domestic Hot Water | Gas | Pacific Gas and Electric | Incentive:Paid | 5397 | 36.9 |  | 1 | 164 |  | 164 |  | 2020-02-17 12:16 | 2020-05-02 | TITANIUM POWER INC | Retrofit | Bakersfield | Bakersfield | 93308 | Host Customer is System Owner | 5 |  | 30004298 | Butler Sun Solutions, Inc. | Titanium Power | Power Pack 2 GT Butler | Indirect Forced Circulation (IF) | 43.72 |  | BT1 | Glycol | Advanced Controller with a Vacation or Holiday Mode | Solar Storage with Tankless Auxiliary Water Heater | 52 | 1 | 1 | 65 | Z13 | [18 empty] | Bakersfield | FALSE | 33.23 |  | 2020-02-13 | 2020-03-06 |  |  | 2020-02-17 | 2020-05-02 | 1564 | 5450 | Up-front Payment
PGE-015050 | Single Family Residential - Disadvantaged Community | Domestic Hot Water | Gas | Pacific Gas and Electric | Incentive:Paid | 4366 | 29.85 |  | 1 | 164 |  | 164 |  | 2020-02-17 12:14 | 2020-03-13 | TITANIUM POWER INC | Retrofit | Bakersfield | Bakersfield | 93307 | Host Customer is System Owner | 4 |  | 30004298 | Butler Sun Solutions, Inc. | Titanium Power | Power Pack 2 GT Butler | Indirect Forced Circulation (IF) | 43.72 |  | BT1 | Glycol | Advanced Controller with a Vacation or Holiday Mode | Solar Storage with Tankless Auxiliary Water Heater | 52 | 1 | 1 | 55 | Z13 | [18 empty] | Bakersfield | FALSE | 33.23 |  | 2020-02-13 | 2020-03-06 |  |  | 2020-02-17 | 2020-03-13 | 1667 | 5450 | Up-front Payment
PGE-015051 | Single Family Residential - Disadvantaged Community | Domestic Hot Water | Gas | Pacific Gas and Electric | Incentive:Paid | 4366 | 29.85 |  | 1 | 164 |  | 164 |  | 2020-02-17 12:09 | 2020-04-15 | TITANIUM POWER INC | Retrofit | Bakersfield | Bakersfield | 93307 | Host Customer is System Owner | 4 |  | 30004298 | Butler Sun Solutions, Inc. | Titanium Power | Power Pack 2 GT Butler | Indirect Forced Circulation (IF) | 43.72 |  | BT1 | Glycol | Advanced Controller with a Vacation or Holiday Mode | Solar Storage with Tankless Auxiliary Water Heater | 52 | 1 | 1 | 55 | Z13 | [18 empty] | Bakersfield | FALSE | 33.35 |  | 2020-02-13 | 2020-03-06 |  |  | 2020-02-17 | 2020-04-15 | 1649 | 5470 | Up-front Payment
PGE-015052 | Low Income Single Family Residential | Domestic Hot Water | Gas | Pacific Gas and Electric | Incentive:Paid | 5397 | 36.9 |  | 1 | 164 |  | 164 |  | 2020-02-14 15:13 | 2020-03-06 | TITANIUM POWER INC | Retrofit | Bakersfield | Bakersfield | 93304 | Host Customer is System Owner | 4 |  | 30004298 | Butler Sun Solutions, Inc. | Titanium Power | Power Pack 2 GT Butler | Indirect Forced Circulation (IF) | 43.72 |  | BT1 | Glycol | Advanced Controller with a Vacation or Holiday Mode | Solar Storage with Tankless Auxiliary Water Heater | 52 | 1 | 1 | 55 | Z13 | [18 empty] | Bakersfield | FALSE | 33.35 |  | 2011-06-01: 2020-02-13; 2011-08-03: 2020-02-14; 2011-09-20: 2020-03-06 | 1668 | 5470 | Up-front Payment
PGE-015053 | Low Income Single Family Residential | Domestic Hot Water | Gas | Pacific Gas and Electric | Incentive:Paid | 5397 | 36.9 |  | 1 | 164 |  | 164 |  | 2020-02-17 13:05 | 2020-03-06 | TITANIUM POWER INC | Retrofit | Bakersfield | Bakersfield | 93307 | Host Customer is System Owner | 5 |  | 30004298 | Butler Sun Solutions, Inc. | Titanium Power | Power Pack 2 GT Butler | Indirect Forced Circulation (IF) | 43.72 |  | BT1 | Glycol | Advanced Controller with a Vacation or Holiday Mode | Solar Storage with Tankless Auxiliary Water Heater | 52 | 1 | 1 | 65 | Z13 | [18 empty] | Bakersfield | FALSE | 33.35 |  | 2011-06-01: 2020-02-14; 2011-08-03: 2020-02-17; 2011-09-20: 2020-03-06 | 1668 | 5470 | Up-front Payment
PGE-015054 | Low Income Single Family Residential | Domestic Hot Water | Gas | Pacific Gas and Electric | Incentive:Paid | 5397 | 36.9 |  | 1 | 164 |  | 164 |  | 2020-02-17 12:57 | 2020-03-09 | TITANIUM POWER INC | Retrofit | Bakersfield | Bakersfield | 93309 | Host Customer is System Owner | 4 |  | 30004298 | Butler Sun Solutions, Inc. | Titanium Power | Power Pack 2 GT Butler | Indirect Forced Circulation (IF) | 43.72 |  | BT1 | Glycol | Advanced Controller with a Vacation or Holiday Mode | Solar Storage with Tankless Auxiliary Water Heater | 52 | 1 | 1 | 55 | Z13 | [18 empty] | Bakersfield | FALSE | 33.35 |  | 2011-06-01: 2020-02-14; 2011-08-03: 2020-02-17; 2011-09-20: 2020-03-09 | 1682 | 5470 | Up-front Payment
SCG-015055 | Low Income Single Family Residential | Domestic Hot Water | Gas | Southern California Gas Company | Incentive:Canceled | 5223 | 36.9 |  | 1 | 149 |  | 142 |  | 2020-02-20 09:05 |  | TITANIUM POWER INC | Retrofit | Los Angeles | Los Angeles | 90003 | Host Customer is System Owner | 5 |  | 30004272 | Butler Sun Solutions, Inc. | SOLAR BUTLER | BT1-40-I-T | Indirect Forced Circulation (IF) | 43.72 |  | BT1 | Glycol | Advanced Controller with a Vacation or Holiday Mode | Solar Storage with Tankless Auxiliary Water Heater |  | 1 | 0.95 | 65 | Z08 | [18 empty] | Los Angeles | FALSE | 35.3 |  | 2011-06-01: 2020-02-17; 2011-06-21: 2020-06-05; 2011-08-03: 2020-02-20 | 1604 | 5259 | Up-front Payment
SCG-015056 | Low Income Single Family Residential | Domestic Hot Water | Gas | Southern California Gas Company | Incentive:Canceled | 5397 | 36.9 |  | 1 | 149 |  | 149 |  | 2020-02-20 09:04 |  | TITANIUM POWER INC | Retrofit | Los Angeles | Los Angeles | 90016 | Host Customer is System Owner | 4 |  | 30004272 | Butler Sun Solutions, Inc. | SOLAR BUTLER | BT1-40-I-T | Indirect Forced Circulation (IF) | 43.72 |  | BT1 | Glycol | Advanced Controller with a Vacation or Holiday Mode | Solar Storage with Tankless Auxiliary Water Heater |  | 1 | 1 | 55 | Z08 | [18 empty] | Los Angeles | FALSE | 36.64 |  | 2011-06-01: 2020-02-17; 2011-06-21: 2020-06-05; 2011-08-03: 2020-02-20 | 1604 | 5459 | Up-front Payment
PGE-015057 | Single Family Residential - Disadvantaged Community | Domestic Hot Water | Gas | Pacific Gas and Electric | Incentive:Paid | 4366 | 29.85 |  | 1 | 160 |  | 160 |  | 2020-02-19 10:38 | 2020-03-13 | TITANIUM POWER INC | Retrofit | Bakersfield | Bakersfield | 93304 | Host Customer is System Owner | 5 |  | 30004297 | Butler Sun Solutions, Inc. | Titanium Power | Power Pack 2 GT | Indirect Forced Circulation (IF) | 45.42 |  | ARIS2004 | Glycol | Advanced Controller with a Vacation or Holiday Mode | Solar Storage with Tankless Auxiliary Water Heater | 52 | 1 | 1 | 65 | Z13 | [18 empty] | Bakersfield | FALSE | 34.19 |  | 2020-02-17 | 2020-03-09 |  |  | 2020-02-19 | 2020-03-13 | 1667 | 5470 | Up-front Payment
PGE-015058 | Low Income Single Family Residential | Domestic Hot Water | Gas | Pacific Gas and Electric | Incentive:Paid | 5018 | 36.9 |  | 1 | 160 |  | 136 |  | 2020-02-19 10:36 | 2020-05-02 | TITANIUM POWER INC | Retrofit | Bakersfield | Bakersfield | 93307 | Host Customer is System Owner | 5 |  | 30004297 | Butler Sun Solutions, Inc. | Titanium Power | Power Pack 2 GT | Indirect Forced Circulation (IF) | 45.42 |  | ARIS2004 | Glycol | Advanced Controller with a Vacation or Holiday Mode | Solar Storage with Tankless Auxiliary Water Heater | 52 | 1 | 0.85 | 65 | Z13 | [18 empty] | Bakersfield | FALSE | 34.19 |  | 2020-02-17 | 2020-03-09 |  |  | 2020-02-19 | 2020-05-02 | 1590 | 5470 | Up-front Payment
SCG-015059 | Low Income Single Family Residential | Domestic Hot Water | Gas | Southern California Gas Company | Incentive:Paid | 5397 | 36.9 |  | 1 | 148 |  | 148 |  | 2020-02-19 09:50 | 2020-09-02 | TITANIUM POWER INC | Retrofit | Canoga Park | Los Angeles | 91303 | Host Customer is System Owner | 5 |  | 30004272 | Butler Sun Solutions, Inc. | SOLAR BUTLER | BT1-40-I-T | Indirect Forced Circulation (IF) | 43.72 |  | BT1 | Glycol | Advanced Controller with a Vacation or Holiday Mode | Solar Storage with Tankless Auxiliary Water Heater |  | 1 | 1 | 65 | Z09 | [18 empty] | Los Angeles | FALSE | 36.89 |  | 2011-06-01: 2020-02-17; 2011-08-03: 2020-02-19; 2011-09-20: 2020-09-02 | 1514 | 5459 | Up-front Payment
PGE-015060 | Single Family Residential - Disadvantaged Community | Domestic Hot Water | Gas | Pacific Gas and Electric | Incentive:Paid | 4366 | 29.85 |  | 1 | 160 |  | 160 |  | 2020-02-19 10:34 | 2020-03-13 | TITANIUM POWER INC | Retrofit | Bakersfield | Bakersfield | 93304 | Host Customer is System Owner | 4 |  | 30004297 | Butler Sun Solutions, Inc. | Titanium Power | Power Pack 2 GT | Indirect Forced Circulation (IF) | 45.42 |  | ARIS2004 | Glycol | Advanced Controller with a Vacation or Holiday Mode | Solar Storage with Tankless Auxiliary Water Heater | 52 | 1 | 1 | 55 | Z13 | [18 empty] | Bakersfield | FALSE | 34.19 |  | 2020-02-17 | 2020-03-09 |  |  | 2020-02-19 | 2020-03-13 | 1667 | 5470 | Up-front Payment
PGE-015061 | Single Family Residential - Disadvantaged Community | Domestic Hot Water | Gas | Pacific Gas and Electric | Incentive:Paid | 4366 | 29.85 |  | 1 | 160 |  | 160 |  | 2020-02-19 10:31 | 2020-04-15 | TITANIUM POWER INC | Retrofit | Bakersfeild | Bakersfield | 93304 | Host Customer is System Owner | 4 |  | 30004297 | Butler Sun Solutions, Inc. | Titanium Power | Power Pack 2 GT | Indirect Forced Circulation (IF) | 45.42 |  | ARIS2004 | Glycol | Advanced Controller with a Vacation or Holiday Mode | Solar Storage with Tankless Auxiliary Water Heater | 52 | 1 | 1 | 55 | Z13 | [18 empty] | Bakersfield | FALSE | 34.19 |  | 2020-02-17 | 2020-03-09 |  |  | 2020-02-19 | 2020-04-15 | 1649 | 5470 | Up-front Payment
SCG-015062 | Low Income Single Family Residential | Domestic Hot Water | Gas | Southern California Gas Company | Incentive:Canceled | 5397 | 36.9 |  | 1 | 149 |  | 149 |  | 2020-02-20 09:03 |  | TITANIUM POWER INC | Retrofit | Los Angeles | Los Angeles | 90002 | Host Customer is System Owner | 7 |  | 30004272 | Butler Sun Solutions, Inc. | SOLAR BUTLER | BT1-40-I-T | Indirect Forced Circulation (IF) | 43.72 |  | BT1 | Glycol | Advanced Controller with a Vacation or Holiday Mode | Solar Storage with Tankless Auxiliary Water Heater |  | 1 | 1 | 85 | Z08 | [18 empty] | Los Angeles | FALSE | 36.64 |  | 2011-06-01: 2020-02-17; 2011-06-21: 2020-06-05; 2011-08-03: 2020-02-20 | 1604 | 5459 | Up-front Payment
PGE-015063 | Low Income Single Family Residential | Domestic Hot Water | Gas | Pacific Gas and Electric | Incentive:Paid | 5397 | 36.9 |  | 1 | 160 |  | 160 |  | 2020-02-19 10:22 | 2020-03-13 | TITANIUM POWER INC | Retrofit | Bakersfield | Bakersfield | 93304 | Host Customer is System Owner | 7 |  | 30004297 | Butler Sun Solutions, Inc. | Titanium Power | Power Pack 2 GT | Indirect Forced Circulation (IF) | 45.42 |  | ARIS2004 | Glycol | Advanced Controller with a Vacation or Holiday Mode | Solar Storage with Tankless Auxiliary Water Heater | 52 | 1 | 1 | 85 | Z13 | [18 empty] | Bakersfield | FALSE | 34.19 |  | 2020-02-17 | 2020-03-09 |  |  | 2020-02-19 | 2020-03-13 | 1667 | 5470 | Up-front Payment
SCG-015064 | Low Income Single Family Residential | Domestic Hot Water | Gas | Southern California Gas Company | Incentive:Canceled | 5397 | 36.9 |  | 1 | 149 |  | 149 |  | 2020-02-20 09:02 |  | TITANIUM POWER INC | Retrofit | Los Angeles | Los Angeles | 90044 | Host Customer is System Owner | 5 |  | 30004272 | Butler Sun Solutions, Inc. | SOLAR BUTLER | BT1-40-I-T | Indirect Forced Circulation (IF) | 43.72 |  | BT1 | Glycol | Advanced Controller with a Vacation or Holiday Mode | Solar Storage with Tankless Auxiliary Water Heater |  | 1 | 1 | 65 | Z08 | [18 empty] | Los Angeles | FALSE | 36.64 |  | 2011-06-01: 2020-02-17; 2011-06-21: 2020-06-05; 2011-08-03: 2020-02-20 | 1604 | 5459 | Up-front Payment
SCG-015065 | Low Income Single Family Residential | Domestic Hot Water | Gas | Southern California Gas Company | Incentive:Canceled | 5397 | 36.9 |  | 1 | 148 |  | 148 |  | 2020-02-20 09:00 |  | TITANIUM POWER INC | Retrofit | Los Angeles | Los Angeles | 90026 | Host Customer is System Owner | 7 |  | 30004272 | Butler Sun Solutions, Inc. | SOLAR BUTLER | BT1-40-I-T | Indirect Forced Circulation (IF) | 43.72 |  | BT1 | Glycol | Advanced Controller with a Vacation or Holiday Mode | Solar Storage with Tankless Auxiliary Water Heater |  | 1 | 1 | 85 | Z09 | [18 empty] | Los Angeles | FALSE | 36.89 |  | 2011-06-01: 2020-02-17; 2011-06-21: 2020-06-05; 2011-08-03: 2020-02-20 | 1604 | 5459 | Up-front Payment
SCG-015066 | Low Income Single Family Residential | Domestic Hot Water | Gas | Southern California Gas Company | Incentive:Canceled | 5397 | 36.9 |  | 1 | 149 |  | 149 |  | 2020-02-19 09:49 |  | TITANIUM POWER INC | Retrofit | Los Angeles | Los Angeles | 90047 | Host Customer is System Owner | 5 |  | 30004272 | Butler Sun Solutions, Inc. | SOLAR BUTLER | BT1-40-I-T | Indirect Forced Circulation (IF) | 43.72 |  | BT1 | Glycol | Advanced Controller with a Vacation or Holiday Mode | Solar Storage with Tankless Auxiliary Water Heater |  | 1 | 1 | 65 | Z08 | [18 empty] | Los Angeles | FALSE | 36.64 |  | 2011-06-01: 2020-02-17; 2011-06-21: 2020-06-05; 2011-08-03: 2020-02-19 | 1604 | 5459 | Up-front Payment
SCG-015067 | Low Income Single Family Residential | Domestic Hot Water | Gas | Southern California Gas Company | Incentive:Canceled | 5397 | 36.9 |  | 1 | 149 |  | 149 |  | 2020-02-20 08:59 |  | TITANIUM POWER INC | Retrofit | Los Angeles | Los Angeles | 90044 | Host Customer is System Owner | 5 |  | 30004272 | Butler Sun Solutions, Inc. | SOLAR BUTLER | BT1-40-I-T | Indirect Forced Circulation (IF) | 43.72 |  | BT1 | Glycol | Advanced Controller with a Vacation or Holiday Mode | Solar Storage with Tankless Auxiliary Water Heater |  | 1 | 1 | 65 | Z08 | [18 empty] | Los Angeles | FALSE | 36.64 |  | 2011-06-01: 2020-02-17; 2011-06-21: 2020-06-05; 2011-08-03: 2020-02-20 | 1604 | 5459 | Up-front Payment
SCG-015068 | Low Income Single Family Residential | Domestic Hot Water | Gas | Southern California Gas Company | Incentive:Canceled | 5397 | 36.9 |  | 1 | 149 |  | 149 |  | 2020-02-19 09:48 |  | TITANIUM POWER INC | Retrofit | Los Angeles | Los Angeles | 90044 | Host Customer is System Owner | 4 |  | 30004272 | Butler Sun Solutions, Inc. | SOLAR BUTLER | BT1-40-I-T | Indirect Forced Circulation (IF) | 43.72 |  | BT1 | Glycol | Advanced Controller with a Vacation or Holiday Mode | Solar Storage with Tankless Auxiliary Water Heater |  | 1 | 1 | 55 | Z08 | [18 empty] | Los Angeles | FALSE | 36.64 |  | 2011-06-01: 2020-02-17; 2011-06-21: 2020-06-05; 2011-08-03: 2020-02-19 | 1604 | 5459 | Up-front Payment
SCG-015069 | Low Income Single Family Residential | Domestic Hot Water | Gas | Southern California Gas Company | Incentive:Canceled | 5223 | 36.9 |  | 1 | 149 |  | 142 |  | 2020-02-19 10:08 |  | TITANIUM POWER INC | Retrofit | Los Angeles | Los Angeles | 90002 | Host Customer is System Owner | 6 |  | 30004272 | Butler Sun Solutions, Inc. | SOLAR BUTLER | BT1-40-I-T | Indirect Forced Circulation (IF) | 43.72 |  | BT1 | Glycol | Advanced Controller with a Vacation or Holiday Mode | Solar Storage with Tankless Auxiliary Water Heater |  | 1 | 0.95 | 75 | Z08 | [18 empty] | Los Angeles | FALSE | 35.3 |  | 2011-06-01: 2020-02-17; 2011-06-21: 2020-06-05; 2011-08-03: 2020-02-19 | 1604 | 5259 | Up-front Payment
SCG-015070 | Low Income Single Family Residential | Domestic Hot Water | Gas | Southern California Gas Company | Incentive:Canceled | 5223 | 36.9 |  | 1 | 149 |  | 142 |  | 2020-02-20 08:58 |  | TITANIUM POWER INC | Retrofit | Los Angeles | Los Angeles | 90061 | Host Customer is System Owner | 4 |  | 30004272 | Butler Sun Solutions, Inc. | SOLAR BUTLER | BT1-40-I-T | Indirect Forced Circulation (IF) | 43.72 |  | BT1 | Glycol | Advanced Controller with a Vacation or Holiday Mode | Solar Storage with Tankless Auxiliary Water Heater |  | 1 | 0.95 | 55 | Z08 | [18 empty] | Los Angeles | FALSE | 35.3 |  | 2011-06-01: 2020-02-18; 2011-06-21: 2020-06-05; 2011-08-03: 2020-02-20 | 1604 | 5259 | Up-front Payment
SCG-015071 | Low Income Single Family Residential | Domestic Hot Water | Gas | Southern California Gas Company | Incentive:Canceled | 5397 | 36.9 |  | 1 | 148 |  | 148 |  | 2020-02-21 08:22 |  | TITANIUM POWER INC | Retrofit | Los Angeles | Los Angeles | 90063 | Host Customer is System Owner | 5 |  | 30004272 | Butler Sun Solutions, Inc. | SOLAR BUTLER | BT1-40-I-T | Indirect Forced Circulation (IF) | 43.72 |  | BT1 | Glycol | Advanced Controller with a Vacation or Holiday Mode | Solar Storage with Tankless Auxiliary Water Heater |  | 1 | 1 | 65 | Z09 | [18 empty] | Los Angeles | FALSE | 36.89 |  | 2011-06-01: 2020-02-18; 2011-06-21: 2020-06-05; 2011-08-03: 2020-02-21 | 1604 | 5459 | Up-front Payment
SCG-015072 | Low Income Single Family Residential | Domestic Hot Water | Gas | Southern California Gas Company | Incentive:Canceled | 5397 | 36.9 |  | 1 | 148 |  | 148 |  | 2020-02-21 08:21 |  | TITANIUM POWER INC | Retrofit | Pomona | Los Angeles | 91766 | Host Customer is System Owner | 4 |  | 30004272 | Butler Sun Solutions, Inc. | SOLAR BUTLER | BT1-40-I-T | Indirect Forced Circulation (IF) | 43.72 |  | BT1 | Glycol | Advanced Controller with a Vacation or Holiday Mode | Solar Storage with Tankless Auxiliary Water Heater |  | 1 | 1 | 55 | Z09 | [18 empty] | Los Angeles | FALSE | 36.69 |  | 2011-06-01: 2020-02-18; 2011-06-21: 2020-06-05; 2011-08-03: 2020-02-21 | 1604 | 5430 | Up-front Payment
PGE-015073 | Low Income Single Family Residential | Domestic Hot Water | Gas | Pacific Gas and Electric | Incentive:Paid | 5397 | 36.9 |  | 1 | 160 |  | 152 |  | 2020-02-21 11:34 | 2020-03-10 | TITANIUM POWER INC | Retrofit | Bakersfield | Bakersfield | 93306 | Host Customer is System Owner | 5 |  | 30004297 | Butler Sun Solutions, Inc. | Titanium Power | Power Pack 2 GT | Indirect Forced Circulation (IF) | 45.42 |  | ARIS2004 | Glycol | Advanced Controller with a Vacation or Holiday Mode | Solar Storage with Tankless Auxiliary Water Heater | 52 | 1 | 0.95 | 65 | Z13 | [18 empty] | Bakersfield | FALSE | 34.06 |  | 2011-06-01: 2020-02-19; 2011-08-03: 2020-02-21; 2011-09-20: 2020-03-10 | 1682 | 5450 | Up-front Payment
PGE-015074 | Low Income Single Family Residential | Domestic Hot Water | Gas | Pacific Gas and Electric | Incentive:Paid | 5397 | 36.9 |  | 1 | 160 |  | 160 |  | 2020-02-21 11:32 | 2020-03-10 | TITANIUM POWER INC | Retrofit | Bakersfield | Bakersfield | 93306 | Host Customer is System Owner | 4 |  | 30004297 | Butler Sun Solutions, Inc. | Titanium Power | Power Pack 2 GT | Indirect Forced Circulation (IF) | 45.42 |  | ARIS2004 | Glycol | Advanced Controller with a Vacation or Holiday Mode | Solar Storage with Tankless Auxiliary Water Heater | 52 | 1 | 1 | 55 | Z13 | [18 empty] | Bakersfield | FALSE | 34.06 |  | 2011-06-01: 2020-02-19; 2011-08-03: 2020-02-21; 2011-09-20: 2020-03-10 | 1682 | 5450 | Up-front Payment
PGE-015075 | Single Family Residential - Disadvantaged Community | Domestic Hot Water | Gas | Pacific Gas and Electric | Incentive:Paid | 4366 | 29.85 |  | 1 | 160 |  | 160 |  | 2020-02-21 14:29 | 2020-04-15 | TITANIUM POWER INC | Retrofit | Bakersfield | Bakersfield | 93305 | Host Customer is System Owner | 5 |  | 30004297 | Butler Sun Solutions, Inc. | Titanium Power | Power Pack 2 GT | Indirect Forced Circulation (IF) | 45.42 |  | ARIS2004 | Glycol | Advanced Controller with a Vacation or Holiday Mode | Solar Storage with Tankless Auxiliary Water Heater | 52 | 1 | 1 | 65 | Z13 | [18 empty] | Bakersfield | FALSE | 34.06 |  | 2020-02-19 | 2020-03-09 |  |  | 2020-02-21 | 2020-04-15 | 1649 | 5450 | Up-front Payment
SCG-015076 | Low Income Single Family Residential | Domestic Hot Water | Gas | Southern California Gas Company | Incentive:Canceled | 5397 | 36.9 |  | 1 | 148 |  | 148 |  | 2020-02-24 10:38 |  | TITANIUM POWER INC | Retrofit | Los Angeles | Los Angeles | 90063 | Host Customer is System Owner | 4 |  | 30004272 | Butler Sun Solutions, Inc. | SOLAR BUTLER | BT1-40-I-T | Indirect Forced Circulation (IF) | 43.72 |  | BT1 | Glycol | Advanced Controller with a Vacation or Holiday Mode | Solar Storage with Tankless Auxiliary Water Heater |  | 1 | 1 | 55 | Z09 | [18 empty] | Los Angeles | FALSE | 36.89 |  | 2011-06-01: 2020-02-19; 2011-06-21: 2020-06-05; 2011-08-03: 2020-02-24 | 1604 | 5459 | Up-front Payment
PGE-015077 | Single Family Residential - Disadvantaged Community | Domestic Hot Water | Gas | Pacific Gas and Electric | Incentive:Paid | 4366 | 29.85 |  | 1 | 160 |  | 160 |  | 2020-02-21 14:30 | 2020-04-15 | TITANIUM POWER INC | Retrofit | Bakersfeild | Bakersfield | 93305 | Host Customer is System Owner | 4 |  | 30004297 | Butler Sun Solutions, Inc. | Titanium Power | Power Pack 2 GT | Indirect Forced Circulation (IF) | 45.42 |  | ARIS2004 | Glycol | Advanced Controller with a Vacation or Holiday Mode | Solar Storage with Tankless Auxiliary Water Heater | 52 | 1 | 1 | 55 | Z13 | [18 empty] | Bakersfield | FALSE | 34.06 |  | 2020-02-19 | 2020-03-10 |  |  | 2020-02-21 | 2020-04-15 | 1649 | 5450 | Up-front Payment
PGE-015078 | Low Income Single Family Residential | Domestic Hot Water | Gas | Pacific Gas and Electric | Incentive:Paid | 5397 | 36.9 |  | 1 | 160 |  | 160 |  | 2020-02-21 11:17 | 2020-04-15 | TITANIUM POWER INC | Retrofit | Bakersfield | Bakersfield | 93307 | Host Customer is System Owner | 4 |  | 30004297 | Butler Sun Solutions, Inc. | Titanium Power | Power Pack 2 GT | Indirect Forced Circulation (IF) | 45.42 |  | ARIS2004 | Glycol | Advanced Controller with a Vacation or Holiday Mode | Solar Storage with Tankless Auxiliary Water Heater | 52 | 1 | 1 | 55 | Z13 | [18 empty] | Bakersfield | FALSE | 34.06 |  | 2020-02-19 | 2020-03-10 |  |  | 2020-02-21 | 2020-04-15 | 1649 | 5450 | Up-front Payment
PGE-015079 | Single Family Residential - Disadvantaged Community | Domestic Hot Water | Gas | Pacific Gas and Electric | Incentive:Paid | 4060 | 29.85 |  | 1 | 160 |  | 136 |  | 2020-02-21 11:21 | 2020-04-15 | TITANIUM POWER INC | Retrofit | Bakersfield | Bakersfield | 93307 | Host Customer is System Owner | 4 |  | 30004297 | Butler Sun Solutions, Inc. | Titanium Power | Power Pack 2 GT | Indirect Forced Circulation (IF) | 45.42 |  | ARIS2004 | Glycol | Advanced Controller with a Vacation or Holiday Mode | Solar Storage with Tankless Auxiliary Water Heater | 52 | 1 | 0.85 | 55 | Z13 | [18 empty] | Bakersfield | FALSE | 34.06 |  | 2020-02-19 | 2020-03-10 |  |  | 2020-02-21 | 2020-04-15 | 1649 | 5450 | Up-front Payment
PGE-015080 | Low Income Single Family Residential | Domestic Hot Water | Gas | Pacific Gas and Electric | Incentive:Paid | 5018 | 36.9 |  | 1 | 160 |  | 136 |  | 2020-02-21 11:23 | 2020-03-10 | TITANIUM POWER INC | Retrofit | Bakersfield | Bakersfield | 93307 | Host Customer is System Owner | 5 |  | 30004297 | Butler Sun Solutions, Inc. | Titanium Power | Power Pack 2 GT | Indirect Forced Circulation (IF) | 45.42 |  | ARIS2004 | Glycol | Advanced Controller with a Vacation or Holiday Mode | Solar Storage with Tankless Auxiliary Water Heater | 52 | 1 | 0.85 | 65 | Z13 | [18 empty] | Bakersfield | FALSE | 34.06 |  | 2011-06-01: 2020-02-19; 2011-08-03: 2020-02-21; 2011-09-20: 2020-03-10 | 1682 | 5450 | Up-front Payment
SCG-015081 | Low Income Single Family Residential | Domestic Hot Water | Gas | Southern California Gas Company | Incentive:Canceled | 5397 | 36.9 |  | 1 | 149 |  | 149 |  | 2020-02-21 08:26 |  | TITANIUM POWER INC | Retrofit | Los Angeles | Los Angeles | 90001 | Host Customer is System Owner | 7 |  | 30004272 | Butler Sun Solutions, Inc. | SOLAR BUTLER | BT1-40-I-T | Indirect Forced Circulation (IF) | 43.72 |  | BT1 | Glycol | Advanced Controller with a Vacation or Holiday Mode | Solar Storage with Tankless Auxiliary Water Heater |  | 1 | 1 | 85 | Z08 | [18 empty] | Los Angeles | FALSE | 36.64 |  | 2011-06-01: 2020-02-19; 2011-06-21: 2020-06-05; 2011-08-03: 2020-02-21 | 1604 | 5459 | Up-front Payment
PGE-015082 | Low Income Single Family Residential | Domestic Hot Water | Gas | Pacific Gas and Electric | Incentive:Paid | 4428 | 36.9 |  | 1 | 160 |  | 120 |  | 2020-02-21 11:25 | 2020-03-10 | TITANIUM POWER INC | Retrofit | Bakersfield | Bakersfield | 93305 | Host Customer is System Owner | 4 |  | 30004297 | Butler Sun Solutions, Inc. | Titanium Power | Power Pack 2 GT | Indirect Forced Circulation (IF) | 45.42 |  | ARIS2004 | Glycol | Advanced Controller with a Vacation or Holiday Mode | Solar Storage with Tankless Auxiliary Water Heater | 52 | 1 | 0.75 | 55 | Z13 | [18 empty] | Bakersfield | FALSE | 34.06 |  | 2011-06-01: 2020-02-19; 2011-08-03: 2020-02-21; 2011-09-20: 2020-03-10 | 1682 | 5450 | Up-front Payment
SCG-015083 | Low Income Single Family Residential | Domestic Hot Water | Gas | Southern California Gas Company | Incentive:Canceled | 5397 | 36.9 |  | 1 | 149 |  | 149 |  | 2020-02-21 08:24 |  | TITANIUM POWER INC | Retrofit | Los Angeles | Los Angeles | 90037 | Host Customer is System Owner | 4 |  | 30004272 | Butler Sun Solutions, Inc. | SOLAR BUTLER | BT1-40-I-T | Indirect Forced Circulation (IF) | 43.72 |  | BT1 | Glycol | Advanced Controller with a Vacation or Holiday Mode | Solar Storage with Tankless Auxiliary Water Heater |  | 1 | 1 | 55 | Z08 | [18 empty] | Los Angeles | FALSE | 36.64 |  | 2011-06-01: 2020-02-19; 2011-06-21: 2020-06-05; 2011-08-03: 2020-02-21 | 1604 | 5459 | Up-front Payment
SCG-015084 | Low Income Single Family Residential | Domestic Hot Water | Gas | Southern California Gas Company | Incentive:Canceled | 5397 | 36.9 |  | 1 | 149 |  | 149 |  | 2020-02-24 10:30 |  | TITANIUM POWER INC | Retrofit | Los Angeles | Los Angeles | 90016 | Host Customer is System Owner | 8 |  | 30004272 | Butler Sun Solutions, Inc. | SOLAR BUTLER | BT1-40-I-T | Indirect Forced Circulation (IF) | 43.72 |  | BT1 | Glycol | Advanced Controller with a Vacation or Holiday Mode | Solar Storage with Tankless Auxiliary Water Heater |  | 1 | 1 | 95 | Z08 | [18 empty] | Los Angeles | FALSE | 36.64 |  | 2011-06-01: 2020-02-19; 2011-06-21: 2020-06-05; 2011-08-03: 2020-02-24 | 1604 | 5459 | Up-front Payment
SCG-015085 | Low Income Single Family Residential | Domestic Hot Water | Gas | Southern California Gas Company | Incentive:Canceled | 5397 | 36.9 |  | 1 | 148 |  | 148 |  | 2020-02-21 08:24 |  | TITANIUM POWER INC | Retrofit | Los Angeles | Los Angeles | 90023 | Host Customer is System Owner | 4 |  | 30004272 | Butler Sun Solutions, Inc. | SOLAR BUTLER | BT1-40-I-T | Indirect Forced Circulation (IF) | 43.72 |  | BT1 | Glycol | Advanced Controller with a Vacation or Holiday Mode | Solar Storage with Tankless Auxiliary Water Heater |  | 1 | 1 | 55 | Z09 | [18 empty] | Los Angeles | FALSE | 36.89 |  | 2011-06-01: 2020-02-19; 2011-06-21: 2020-06-05; 2011-08-03: 2020-02-21 | 1604 | 5459 | Up-front Payment
SCG-015086 | Low Income Single Family Residential | Domestic Hot Water | Gas | Southern California Gas Company | Incentive:Canceled | 5397 | 36.9 |  | 1 | 149 |  | 149 |  | 2020-02-24 10:17 |  | TITANIUM POWER INC | Retrofit | Los Angelea | Los Angeles | 90003 | Host Customer is System Owner | 6 |  | 30004272 | Butler Sun Solutions, Inc. | SOLAR BUTLER | BT1-40-I-T | Indirect Forced Circulation (IF) | 43.72 |  | BT1 | Glycol | Advanced Controller with a Vacation or Holiday Mode | Solar Storage with Tankless Auxiliary Water Heater |  | 1 | 1 | 75 | Z08 | [18 empty] | Los Angeles | FALSE | 36.64 |  | 2011-06-01: 2020-02-20; 2011-06-21: 2020-06-05; 2011-08-03: 2020-02-24 | 1604 | 5459 | Up-front Payment
SCG-015087 | Low Income Single Family Residential | Domestic Hot Water | Gas | Southern California Gas Company | Incentive:Canceled | 5397 | 36.9 |  | 1 | 149 |  | 149 |  | 2020-02-24 10:01 |  | TITANIUM POWER INC | Retrofit | Los Angeles | Los Angeles | 90044 | Host Customer is System Owner | 7 |  | 30004272 | Butler Sun Solutions, Inc. | SOLAR BUTLER | BT1-40-I-T | Indirect Forced Circulation (IF) | 43.72 |  | BT1 | Glycol | Advanced Controller with a Vacation or Holiday Mode | Solar Storage with Tankless Auxiliary Water Heater |  | 1 | 1 | 85 | Z08 | [18 empty] | Los Angeles | FALSE | 36.64 |  | 2011-06-01: 2020-02-20; 2011-06-21: 2020-06-05; 2011-08-03: 2020-02-24 | 1604 | 5459 | Up-front Payment
SCG-015088 | Low Income Single Family Residential | Domestic Hot Water | Gas | Southern California Gas Company | Incentive:Canceled | 5397 | 36.9 |  | 1 | 149 |  | 149 |  | 2020-02-24 09:58 |  | TITANIUM POWER INC | Retrofit | Los Angeles | Los Angeles | 90003 | Host Customer is System Owner | 5 |  | 30004272 | Butler Sun Solutions, Inc. | SOLAR BUTLER | BT1-40-I-T | Indirect Forced Circulation (IF) | 43.72 |  | BT1 | Glycol | Advanced Controller with a Vacation or Holiday Mode | Solar Storage with Tankless Auxiliary Water Heater |  | 1 | 1 | 65 | Z08 | [18 empty] | Los Angeles | FALSE | 36.64 |  | 2011-06-01: 2020-02-20; 2011-06-21: 2020-06-05; 2011-08-03: 2020-02-24 | 1604 | 5459 | Up-front Payment
SCG-015089 | Low Income Single Family Residential | Domestic Hot Water | Gas | Southern California Gas Company | Incentive:Canceled | 5397 | 36.9 |  | 1 | 149 |  | 149 |  | 2020-02-24 09:54 |  | TITANIUM POWER INC | Retrofit | Los Angeles | Los Angeles | 90047 | Host Customer is System Owner | 4 |  | 30004272 | Butler Sun Solutions, Inc. | SOLAR BUTLER | BT1-40-I-T | Indirect Forced Circulation (IF) | 43.72 |  | BT1 | Glycol | Advanced Controller with a Vacation or Holiday Mode | Solar Storage with Tankless Auxiliary Water Heater |  | 1 | 1 | 55 | Z08 | [18 empty] | Los Angeles | FALSE | 36.64 |  | 2011-06-01: 2020-02-20; 2011-06-21: 2020-06-05; 2011-08-03: 2020-02-24 | 1604 | 5459 | Up-front Payment
SCG-015090 | Low Income Single Family Residential | Domestic Hot Water | Gas | Southern California Gas Company | Incentive:Canceled | 5397 | 36.9 |  | 1 | 149 |  | 149 |  | 2020-02-24 09:52 |  | TITANIUM POWER INC | Retrofit | Los Angeles | Los Angeles | 90047 | Host Customer is System Owner | 5 |  | 30004272 | Butler Sun Solutions, Inc. | SOLAR BUTLER | BT1-40-I-T | Indirect Forced Circulation (IF) | 43.72 |  | BT1 | Glycol | Advanced Controller with a Vacation or Holiday Mode | Solar Storage with Tankless Auxiliary Water Heater |  | 1 | 1 | 65 | Z08 | [18 empty] | Los Angeles | FALSE | 36.64 |  | 2011-06-01: 2020-02-20; 2011-06-21: 2020-06-05; 2011-08-03: 2020-02-24 | 1604 | 5459 | Up-front Payment
SCG-015091 | Low Income Single Family Residential | Domestic Hot Water | Gas | Southern California Gas Company | Incentive:Canceled | 5397 | 36.9 |  | 1 | 148 |  | 148 |  | 2020-02-24 09:41 |  | TITANIUM POWER INC | Retrofit | Los Angeles | Los Angeles | 90063 | Host Customer is System Owner | 5 |  | 30004272 | Butler Sun Solutions, Inc. | SOLAR BUTLER | BT1-40-I-T | Indirect Forced Circulation (IF) | 43.72 |  | BT1 | Glycol | Advanced Controller with a Vacation or Holiday Mode | Solar Storage with Tankless Auxiliary Water Heater |  | 1 | 1 | 65 | Z09 | [18 empty] | Los Angeles | FALSE | 36.89 |  | 2011-06-01: 2020-02-20; 2011-06-21: 2020-06-05; 2011-08-03: 2020-02-24 | 1604 | 5459 | Up-front Payment
SCG-015092 | Low Income Single Family Residential | Domestic Hot Water | Gas | Southern California Gas Company | Incentive:Canceled | 5397 | 36.9 |  | 1 | 149 |  | 149 |  | 2020-02-24 10:03 |  | TITANIUM POWER INC | Retrofit | Los Angeles | Los Angeles | 90002 | Host Customer is System Owner | 4 |  | 30004272 | Butler Sun Solutions, Inc. | SOLAR BUTLER | BT1-40-I-T | Indirect Forced Circulation (IF) | 43.72 |  | BT1 | Glycol | Advanced Controller with a Vacation or Holiday Mode | Solar Storage with Tankless Auxiliary Water Heater |  | 1 | 1 | 55 | Z08 | [18 empty] | Los Angeles | FALSE | 36.64 |  | 2011-06-01: 2020-02-20; 2011-06-21: 2020-06-05; 2011-08-03: 2020-02-24 | 1604 | 5459 | Up-front Payment
SCG-015093 | Low Income Single Family Residential | Domestic Hot Water | Gas | Southern California Gas Company | Incentive:Canceled | 5397 | 36.9 |  | 1 | 149 |  | 149 |  | 2020-02-24 10:08 |  | TITANIUM POWER INC | Retrofit | Los Angeles | Los Angeles | 90061 | Host Customer is System Owner | 4 |  | 30004272 | Butler Sun Solutions, Inc. | SOLAR BUTLER | BT1-40-I-T | Indirect Forced Circulation (IF) | 43.72 |  | BT1 |  |  | Solar Storage with Tankless Auxiliary Water Heater |  | 1 | 1 | 55 | Z08 | [18 empty] | Los Angeles | FALSE | 36.64 |  | 2011-06-01: 2020-02-20; 2011-06-21: 2020-06-05; 2011-08-03: 2020-02-24 | 1604 | 5459 | Up-front Payment
PGE-015095 | Low Income Single Family Residential | Domestic Hot Water | Gas | Pacific Gas and Electric | Incentive:Paid | 5397 | 36.9 |  | 1 | 160 |  | 160 |  | 2020-02-22 10:55 | 2020-04-16 | TITANIUM POWER INC | Retrofit | Bakersfield | Bakersfield | 93307 | Host Customer is System Owner | 6 |  | 30004297 | Butler Sun Solutions, Inc. | Titanium Power | Power Pack 2 GT | Indirect Forced Circulation (IF) | 45.42 |  | ARIS2004 | Glycol | Advanced Controller with a Vacation or Holiday Mode | Solar Storage with Tankless Auxiliary Water Heater | 52 | 1 | 1 | 75 | Z13 | [18 empty] | Bakersfield | FALSE | 34.06 |  | 2020-02-21 | 2020-03-10 |  |  | 2020-02-22 | 2020-04-16 | 1649 | 5450 | Up-front Payment
PGE-015096 | Single Family Residential - Disadvantaged Community | Domestic Hot Water | Gas | Pacific Gas and Electric | Incentive:Paid | 4366 | 29.85 |  | 1 | 160 |  | 160 |  | 2020-02-22 10:58 | 2020-04-23 | TITANIUM POWER INC | Retrofit | Bakersfield | Bakersfield | 93307 | Host Customer is System Owner | 5 |  | 30004297 | Butler Sun Solutions, Inc. | Titanium Power | Power Pack 2 GT | Indirect Forced Circulation (IF) | 45.42 |  | ARIS2004 | Glycol | Advanced Controller with a Vacation or Holiday Mode | Solar Storage with Tankless Auxiliary Water Heater | 52 | 1 | 1 | 65 | Z13 | [18 empty] | Bakersfield | FALSE | 34.06 |  | 2020-02-21 | 2020-03-10 |  |  | 2020-02-22 | 2020-04-23 | 1640 | 5450 | Up-front Payment
PGE-015097 | Low Income Single Family Residential | Domestic Hot Water | Gas | Pacific Gas and Electric | Incentive:Paid | 5397 | 36.9 |  | 1 | 160 |  | 160 |  | 2020-02-22 10:58 | 2020-04-16 | TITANIUM POWER INC | Retrofit | Bakersfield | Bakersfield | 93306 | Host Customer is System Owner | 9 |  | 30004297 | Butler Sun Solutions, Inc. | Titanium Power | Power Pack 2 GT | Indirect Forced Circulation (IF) | 45.42 |  | ARIS2004 | Glycol | Advanced Controller with a Vacation or Holiday Mode | Solar Storage with Tankless Auxiliary Water Heater | 52 | 1 | 1 | 105 | Z13 | [18 empty] | Bakersfield | FALSE | 34.06 |  | 2020-02-21 | 2020-03-10 |  |  | 2020-02-22 | 2020-04-16 | 1649 | 5450 | Up-front Payment
PGE-015098 | Low Income Single Family Residential | Domestic Hot Water | Gas | Pacific Gas and Electric | Incentive:Paid | 5018 | 36.9 |  | 1 | 160 |  | 136 |  | 2020-02-22 10:59 | 2020-03-10 | TITANIUM POWER INC | Retrofit | Bakersfield | Bakersfield | 93307 | Host Customer is System Owner | 4 |  | 30004297 | Butler Sun Solutions, Inc. | Titanium Power | Power Pack 2 GT | Indirect Forced Circulation (IF) | 45.42 |  | ARIS2004 | Glycol | Advanced Controller with a Vacation or Holiday Mode | Solar Storage with Tankless Auxiliary Water Heater | 52 | 1 | 0.85 | 55 | Z13 | [18 empty] | Bakersfield | FALSE | 34.06 |  | 2011-06-01: 2020-02-21; 2011-08-03: 2020-02-22; 2011-09-20: 2020-03-10 | 1682 | 5450 | Up-front Payment
PGE-015099 | Single Family Residential | Domestic Hot Water | Gas | Pacific Gas and Electric | Incentive:Paid | 4366 | 29.85 |  | 1 | 160 |  | 160 |  | 2020-02-22 10:59 | 2020-05-05 | TITANIUM POWER INC | Retrofit | Bakersfeild | Bakersfield | 93306 | Host Customer is System Owner | 8 |  | 30004297 | Butler Sun Solutions, Inc. | Titanium Power | Power Pack 2 GT | Indirect Forced Circulation (IF) | 45.42 |  | ARIS2004 | Glycol | Advanced Controller with a Vacation or Holiday Mode | Solar Storage with Tankless Auxiliary Water Heater | 52 | 1 | 1 | 95 | Z13 | [18 empty] | Bakersfield | FALSE | 34.06 |  | 2020-02-21 | 2020-03-10 |  |  | 2020-02-22 | 2020-05-05 | 1590 | 5450 | Up-front Payment
PGE-015100 | Low Income Single Family Residential | Domestic Hot Water | Gas | Pacific Gas and Electric | Incentive:Paid | 5397 | 36.9 |  | 1 | 160 |  | 160 |  | 2020-02-22 11:00 | 2020-03-13 | TITANIUM POWER INC | Retrofit | Bakersfield | Bakersfield | 93305 | Host Customer is System Owner | 7 |  | 30004297 | Butler Sun Solutions, Inc. | Titanium Power | Power Pack 2 GT | Indirect Forced Circulation (IF) | 45.42 |  | ARIS2004 | Glycol | Advanced Controller with a Vacation or Holiday Mode | Solar Storage with Tankless Auxiliary Water Heater | 52 | 1 | 1 | 85 | Z13 | [18 empty] | Bakersfield | FALSE | 34.06 |  | 2020-02-21 | 2020-03-10 |  |  | 2020-02-22 | 2020-03-13 | 1667 | 5450 | Up-front Payment
PGE-015101 | Low Income Single Family Residential | Domestic Hot Water | Gas | Pacific Gas and Electric | Incentive:Paid | 5397 | 36.9 |  | 1 | 160 |  | 160 |  | 2020-02-22 11:01 | 2020-04-16 | TITANIUM POWER INC | Retrofit | Bakersfield | Bakersfield | 93306 | Host Customer is System Owner | 6 |  | 30004297 | Butler Sun Solutions, Inc. | Titanium Power | Power Pack 2 GT | Indirect Forced Circulation (IF) | 45.42 |  | ARIS2004 | Glycol | Advanced Controller with a Vacation or Holiday Mode | Solar Storage with Tankless Auxiliary Water Heater | 52 | 1 | 1 | 75 | Z13 | [18 empty] | Bakersfield | FALSE | 34.06 |  | 2020-02-21 | 2020-03-10 |  |  | 2020-02-22 | 2020-04-16 | 1649 | 5450 | Up-front Payment
PGE-015102 | Low Income Single Family Residential | Domestic Hot Water | Gas | Pacific Gas and Electric | Incentive:Paid | 5397 | 36.9 |  | 1 | 160 |  | 160 |  | 2020-02-22 11:01 | 2020-04-16 | TITANIUM POWER INC | Retrofit | Bakersfield | Bakersfield | 93304 | Host Customer is System Owner | 6 |  | 30004297 | Butler Sun Solutions, Inc. | Titanium Power | Power Pack 2 GT | Indirect Forced Circulation (IF) | 45.42 |  | ARIS2004 | Glycol | Advanced Controller with a Vacation or Holiday Mode | Solar Storage with Tankless Auxiliary Water Heater | 52 | 1 | 1 | 75 | Z13 | [18 empty] | Bakersfield | FALSE | 34.06 |  | 2020-02-21 | 2020-03-10 |  |  | 2020-02-22 | 2020-04-16 | 1649 | 5450 | Up-front Payment
PGE-015103 | Single Family Residential - Disadvantaged Community | Domestic Hot Water | Gas | Pacific Gas and Electric | Incentive:Paid | 4366 | 29.85 |  | 1 | 160 |  | 160 |  | 2020-02-22 11:02 | 2020-04-16 | TITANIUM POWER INC | Retrofit | Bakersfield | Bakersfield | 93306 | Host Customer is System Owner | 4 |  | 30004297 | Butler Sun Solutions, Inc. | Titanium Power | Power Pack 2 GT | Indirect Forced Circulation (IF) | 45.42 |  | ARIS2004 | Glycol | Advanced Controller with a Vacation or Holiday Mode | Solar Storage with Tankless Auxiliary Water Heater | 52 | 1 | 1 | 55 | Z13 | [18 empty] | Bakersfield | FALSE | 34.06 |  | 2020-02-21 | 2020-03-10 |  |  | 2020-02-22 | 2020-04-16 | 1648 | 5450 | Up-front Payment
PGE-015104 | Single Family Residential - Disadvantaged Community | Domestic Hot Water | Gas | Pacific Gas and Electric | Incentive:Paid | 4366 | 29.85 |  | 1 | 160 |  | 160 |  | 2020-02-22 10:56 | 2020-07-02 | TITANIUM POWER INC | Retrofit | Bakersfield | Bakersfield | 93304 | Host Customer is System Owner | 5 |  | 30004297 | Butler Sun Solutions, Inc. | Titanium Power | Power Pack 2 GT | Indirect Forced Circulation (IF) | 45.42 |  | ARIS2004 | Glycol | Advanced Controller with a Vacation or Holiday Mode | Solar Storage with Tankless Auxiliary Water Heater | 52 | 1 | 1 | 65 | Z13 | [18 empty] | Bakersfield | FALSE | 34.06 |  | 2020-02-21 | 2020-03-10 |  |  | 2020-02-22 | 2020-07-02 | 1573 | 5450 | Up-front Payment
PGE-015105 | Single Family Residential - Disadvantaged Community | Domestic Hot Water | Gas | Pacific Gas and Electric | Incentive:Paid | 4366 | 29.85 |  | 1 | 160 |  | 160 |  | 2020-02-22 10:57 | 2020-04-16 | TITANIUM POWER INC | Retrofit | Bakersfield | Bakersfield | 93307 | Host Customer is System Owner | 4 |  | 30004297 | Butler Sun Solutions, Inc. | Titanium Power | Power Pack 2 GT | Indirect Forced Circulation (IF) | 45.42 |  | ARIS2004 | Glycol | Advanced Controller with a Vacation or Holiday Mode | Solar Storage with Tankless Auxiliary Water Heater | 52 | 1 | 1 | 55 | Z13 | [18 empty] | Bakersfield | FALSE | 34.06 |  | 2020-02-21 | 2020-03-10 |  |  | 2020-02-22 | 2020-04-16 | 1648 | 5450 | Up-front Payment
SCG-015106 | Low Income Single Family Residential | Domestic Hot Water | Gas | Southern California Gas Company | Incentive:Canceled | 5397 | 36.9 |  | 1 | 149 |  | 149 |  | 2020-02-24 10:22 |  | TITANIUM POWER INC | Retrofit | Los ANgeles | Los Angeles | 90059 | Host Customer is System Owner | 5 |  | 30004272 | Butler Sun Solutions, Inc. | SOLAR BUTLER | BT1-40-I-T | Indirect Forced Circulation (IF) | 43.72 |  | BT1 | Glycol | Advanced Controller with a Vacation or Holiday Mode | Solar Storage with Tankless Auxiliary Water Heater |  | 1 | 1 | 65 | Z08 | [18 empty] | Los Angeles | FALSE | 36.64 |  | 2011-06-01: 2020-02-22; 2011-06-21: 2020-06-05; 2011-08-03: 2020-02-24 | 1604 | 5459 | Up-front Payment
SCG-015108 | Low Income Single Family Residential | Domestic Hot Water | Gas | Southern California Gas Company | Incentive:Canceled | 5188 | 36.9 |  | 1 | 148 |  | 141 |  | 2020-02-27 12:18 |  | TITANIUM POWER INC | Retrofit | Los Angeles | Los Angeles | 90023 | Host Customer is System Owner | 5 |  | 30004272 | Butler Sun Solutions, Inc. | SOLAR BUTLER | BT1-40-I-T | Indirect Forced Circulation (IF) | 43.72 |  | BT1 | Glycol | Advanced Controller with a Vacation or Holiday Mode | Solar Storage with Tankless Auxiliary Water Heater |  | 1 | 0.95 | 65 | Z09 | [18 empty] | Los Angeles | FALSE | 35.53 |  | 2011-06-01: 2020-02-24; 2011-06-21: 2020-06-03; 2011-08-03: 2020-02-27 | 1606 | 5259 | Up-front Payment
SCG-015109 | Low Income Single Family Residential | Domestic Hot Water | Gas | Southern California Gas Company | Incentive:Canceled | 5397 | 36.9 |  | 1 | 148 |  | 148 |  | 2020-02-27 12:15 |  | TITANIUM POWER INC | Retrofit | Los Angeles | Los Angeles | 90039 | Host Customer is System Owner | 5 |  | 30004272 | Butler Sun Solutions, Inc. | SOLAR BUTLER | BT1-40-I-T | Indirect Forced Circulation (IF) | 43.72 |  | BT1 | Glycol | Advanced Controller with a Vacation or Holiday Mode | Solar Storage with Tankless Auxiliary Water Heater |  | 1 | 1 | 65 | Z09 | [18 empty] | Los Angeles | FALSE | 36.89 |  | 2011-06-01: 2020-02-24; 2011-06-21: 2020-06-05; 2011-08-03: 2020-02-27 | 1604 | 5459 | Up-front Payment
SCG-015112 | Low Income Single Family Residential | Domestic Hot Water | Gas | Southern California Gas Company | Incentive:Canceled | 5223 | 36.9 |  | 1 | 149 |  | 142 |  | 2020-02-27 12:16 |  | TITANIUM POWER INC | Retrofit | Los Angeles | Los Angeles | 90061 | Host Customer is System Owner | 4 |  | 30004272 | Butler Sun Solutions, Inc. | SOLAR BUTLER | BT1-40-I-T | Indirect Forced Circulation (IF) | 43.72 |  | BT1 | Glycol | Advanced Controller with a Vacation or Holiday Mode | Solar Storage with Tankless Auxiliary Water Heater |  | 1 | 0.95 | 55 | Z08 | [18 empty] | Los Angeles | FALSE | 35.97 |  | 2011-06-01: 2020-02-24; 2011-06-21: 2020-06-05; 2011-08-03: 2020-02-27 | 1604 | 5359 | Up-front Payment
SCG-015113 | Low Income Single Family Residential | Domestic Hot Water | Gas | Southern California Gas Company | Incentive:Canceled | 5397 | 36.9 |  | 1 | 149 |  | 149 |  | 2020-02-27 12:37 |  | TITANIUM POWER INC | Retrofit | Los Angeles | Los Angeles | 90003 | Host Customer is System Owner | 4 |  | 30004272 | Butler Sun Solutions, Inc. | SOLAR BUTLER | BT1-40-I-T | Indirect Forced Circulation (IF) | 43.72 |  | BT1 | Glycol | Advanced Controller with a Vacation or Holiday Mode | Solar Storage with Tankless Auxiliary Water Heater |  | 1 | 1 | 55 | Z08 | [18 empty] | Los Angeles | FALSE | 36.64 |  | 2011-06-01: 2020-02-24; 2011-06-21: 2020-06-05; 2011-08-03: 2020-02-27 | 1604 | 5459 | Up-front Payment
SCG-015114 | Low Income Single Family Residential | Domestic Hot Water | Gas | Southern California Gas Company | Incentive:Canceled | 5397 | 36.9 |  | 1 | 149 |  | 149 |  | 2020-02-27 12:41 |  | TITANIUM POWER INC | Retrofit | Los Angeles | Los Angeles | 90003 | Host Customer is System Owner | 6 |  | 30004272 | Butler Sun Solutions, Inc. | SOLAR BUTLER | BT1-40-I-T | Indirect Forced Circulation (IF) | 43.72 |  | BT1 | Glycol | Advanced Controller with a Vacation or Holiday Mode | Solar Storage with Tankless Auxiliary Water Heater |  | 1 | 1 | 75 | Z08 | [18 empty] | Los Angeles | FALSE | 36.64 |  | 2011-06-01: 2020-02-24; 2011-06-21: 2020-06-05; 2011-08-03: 2020-02-27 | 1604 | 5459 | Up-front Payment
SCG-015115 | Low Income Single Family Residential | Domestic Hot Water | Gas | Southern California Gas Company | Incentive:Canceled | 5397 | 36.9 |  | 1 | 148 |  | 148 |  | 2020-02-27 12:47 |  | TITANIUM POWER INC | Retrofit | Los Angeles | Los Angeles | 90023 | Host Customer is System Owner | 5 |  | 30004272 | Butler Sun Solutions, Inc. | SOLAR BUTLER | BT1-40-I-T | Indirect Forced Circulation (IF) | 43.72 |  | BT1 | Glycol | Advanced Controller with a Vacation or Holiday Mode | Solar Storage with Tankless Auxiliary Water Heater |  | 1 | 1 | 65 | Z09 | [18 empty] | Los Angeles | FALSE | 36.89 |  | 2011-06-01: 2020-02-24; 2011-06-21: 2020-06-05; 2011-08-03: 2020-02-27 | 1604 | 5459 | Up-front Payment
PGE-015116 | Single Family Residential - Disadvantaged Community | Domestic Hot Water | Gas | Pacific Gas and Electric | Incentive:Paid | 4366 | 29.85 |  | 1 | 150 |  | 150 |  | 2020-02-24 21:24 | 2020-07-31 | SUNTREK INDUSTRIES INC | Retrofit | Mountain House | San Joaquin | 95391 | Host Customer is System Owner | 4 |  | 2009036H | Heliodyne, Inc. | HELIOPAK | HPAK 016 2 406 G 80 ACD Z | Indirect Forced Circulation (IF) | 53.88 |  | 406 001 | Automatic Drainback |  | Solar Storage and Auxiliary Tanks are separate | 80 | 1 | 1 | 55 | Z12 | [18 empty] | San Joaquin | FALSE | 78.67 |  | 2020-02-24 | 2020-03-10 |  |  | 2020-02-24 | 2020-07-31 | 1536 | 11800 | Up-front Payment
SCG-015118 | Low Income Single Family Residential | Domestic Hot Water | Gas | Southern California Gas Company | Incentive:Canceled | 5397 | 36.9 |  | 1 | 149 |  | 149 |  | 2020-02-27 13:00 |  | TITANIUM POWER INC | Retrofit | Los Angeles | Los Angeles | 90003 | Host Customer is System Owner | 9 |  | 30004272 | Butler Sun Solutions, Inc. | SOLAR BUTLER | BT1-40-I-T | Indirect Forced Circulation (IF) | 43.72 |  | BT1 | Glycol | Advanced Controller with a Vacation or Holiday Mode | Solar Storage with Tankless Auxiliary Water Heater |  | 1 | 1 | 105 | Z08 | [18 empty] | Los Angeles | FALSE | 36.64 |  | 2011-06-01: 2020-02-24; 2011-06-21: 2020-06-05; 2011-08-03: 2020-02-27 | 1604 | 5459 | Up-front Payment
PGE-015122 | Low Income Multifamily Residential | Domestic Hot Water | Gas | Pacific Gas and Electric | Incentive:Paid | 39948 | 24.89 |  | 1 | 1605 |  | 1605 |  | 2020-04-06 14:46 | 2020-08-06 | CALIFORNIA SOLAR INTEGRATORS INC | Retrofit | San Jose | San Jose | 95116 | Host Customer is System Owner | [7 empty] | 491.4 | 40.95 |  | Glycol | Steam Back | Solar Storage and Auxiliary Tanks are separate |  | 1 | 1 | 960 | Z04 | 24 | Units | Apartments/Condos | TRB-40 | 12 | 1 | 720 | 6 | 100 | 1 | 250000 | TRUE | 120 | 140 |  | SunEarth - SETRA503 TTR U + Series 200 |  | SunEarth - SETRA503 TTR U + Series 200 | City of San Jose | FALSE | 50.47 |  | 2020-02-24 | 2020-04-15 | 2020-04-06 | 2020-08-06 | 2021-05-28 | 2021-06-01 | 1214 | 81009.72 | Up-front Payment
PGE-015123 | Low Income Multifamily Residential | Domestic Hot Water | Gas | Pacific Gas and Electric | Incentive:Paid | 26831 | 24.89 |  | 1 | 1078 |  | 1078 |  | 2020-04-06 14:48 | 2020-08-06 | CALIFORNIA SOLAR INTEGRATORS INC | Retrofit | San Jose | San Jose | 95116 | Host Customer is System Owner | [7 empty] | 327.6 | 40.95 |  | Glycol | Steam Back | Solar Storage and Auxiliary Tanks are separate |  | 1 | 1 | 672 | Z04 | 16 | Units | Apartments/Condos | TRB-40 | 8 | 1 | 480 | 4 | 100 | 1 | 250000 | TRUE | 120 | 140 |  |  |  |  | City of San Jose | FALSE | 50.1 |  | 2020-02-24 | 2020-04-15 | 2020-04-06 | 2020-08-06 | 2021-05-28 | 2021-06-01 | 1214 | 54006.48 | Up-front Payment
PGE-015124 | Low Income Multifamily Residential | Domestic Hot Water | Gas | Pacific Gas and Electric | Incentive:Paid | 39948 | 24.89 |  | 1 | 1605 |  | 1605 |  | 2020-04-06 14:48 | 2020-08-06 | CALIFORNIA SOLAR INTEGRATORS INC | Retrofit | San Jose | San Jose | 95116 | Host Customer is System Owner | [7 empty] | 491.4 | 40.95 |  | Glycol | Steam Back | Solar Storage and Auxiliary Tanks are separate |  | 1 | 1 | 960 | Z04 | 24 | Units | Apartments/Condos | TRB-40 | 12 | 1 | 720 | 6 | 100 | 1 | 250000 | TRUE | 120 | 140 |  | SunEarth - SETRA503 TTR U + Series 200 |  | SunEarth - SETRA503 TTR U + Series 200 | City of San Jose | FALSE | 50.47 |  | 2020-02-24 | 2020-04-15 | 2020-04-06 | 2020-08-06 | 2021-05-28 | 2021-06-01 | 1214 | 81009.72 | Up-front Payment
PGE-015125 | Low Income Multifamily Residential | Domestic Hot Water | Gas | Pacific Gas and Electric | Incentive:Paid | 26831 | 24.89 |  | 1 | 1078 |  | 1078 |  | 2020-04-06 14:49 | 2020-08-06 | CALIFORNIA SOLAR INTEGRATORS INC | Retrofit | San Jose | San Jose | 95116 | Host Customer is System Owner | [7 empty] | 327.6 | 40.95 |  | Glycol | Steam Back | Solar Storage and Auxiliary Tanks are separate |  | 1 | 1 | 672 | Z04 | 16 | Units | Apartments/Condos | TRB-40 | 8 | 1 | 480 | 4 | 100 | 1 | 250000 | TRUE | 120 | 140 |  |  |  |  | City of San Jose | FALSE | 50.1 |  | 2020-02-24 | 2020-04-15 | 2020-04-06 | 2020-08-06 | 2021-05-28 | 2021-06-01 | 1214 | 54006.48 | Up-front Payment
PGE-015126 | Low Income Multifamily Residential | Domestic Hot Water | Gas | Pacific Gas and Electric | Incentive:Paid | 39948 | 24.89 |  | 1 | 1605 |  | 1605 |  | 2020-04-06 14:49 | 2020-08-06 | CALIFORNIA SOLAR INTEGRATORS INC | Retrofit | San Jose | San Jose | 95116 | Host Customer is System Owner | [7 empty] | 491.4 | 40.95 |  | Glycol | Steam Back | Solar Storage and Auxiliary Tanks are separate |  | 1 | 1 | 960 | Z04 | 24 | Units | Apartments/Condos | TRB-40 | 12 | 1 | 720 | 6 | 100 | 1 | 250000 | TRUE | 120 | 140 |  | SunEarth - SETRA503 TTR U + Series 200 |  | SunEarth - SETRA503 TTR U + Series 200 | City of San Jose | FALSE | 50.47 |  | 2020-02-24 | 2020-04-15 | 2020-04-06 | 2020-08-06 | 2021-05-28 | 2021-06-01 | 1214 | 81009.72 | Up-front Payment
PGE-015127 | Low Income Multifamily Residential | Domestic Hot Water | Gas | Pacific Gas and Electric | Incentive:Paid | 26831 | 24.89 |  | 1 | 1078 |  | 1078 |  | 2020-04-06 14:50 | 2020-08-06 | CALIFORNIA SOLAR INTEGRATORS INC | Retrofit | San Jose | San Jose | 95116 | Host Customer is System Owner | [7 empty] | 327.6 | 40.95 |  | Glycol | Steam Back | Solar Storage and Auxiliary Tanks are separate |  | 1 | 1 | 672 | Z04 | 16 | Units | Apartments/Condos | TRB-40 | 8 | 1 | 480 | 4 | 100 | 1 | 250000 | TRUE | 120 | 140 |  |  |  |  | City of San Jose | FALSE | 50.1 |  | 2020-02-24 | 2020-04-15 | 2020-04-06 | 2020-08-06 | 2021-05-28 | 2021-06-08 | 1214 | 54006.48 | Up-front Payment
PGE-015128 | Low Income Multifamily Residential | Domestic Hot Water | Gas | Pacific Gas and Electric | Incentive:Paid | 39948 | 24.89 |  | 1 | 1605 |  | 1605 |  | 2020-04-06 14:50 | 2020-08-06 | CALIFORNIA SOLAR INTEGRATORS INC | Retrofit | San Jose | San Jose | 95116 | Host Customer is System Owner | [7 empty] | 491.4 | 40.95 |  | Glycol | Steam Back | Solar Storage and Auxiliary Tanks are separate |  | 1 | 1 | 960 | Z04 | 24 | Units | Apartments/Condos | TRB-40 | 12 | 1 | 720 | 6 | 100 | 1 | 250000 | TRUE | 120 | 140 |  | SunEarth - SETRA503 TTR U + Series 200 |  | SunEarth - SETRA503 TTR U + Series 200 | City of San Jose | FALSE | 50.47 |  | 2020-02-24 | 2020-04-16 | 2020-04-06 | 2020-08-06 | 2021-05-28 | 2021-06-01 | 1214 | 81009.72 | Up-front Payment
PGE-015129 | Low Income Single Family Residential | Domestic Hot Water | Gas | Pacific Gas and Electric | Incentive:Paid | 5397 | 36.9 |  | 1 | 160 |  | 160 |  | 2020-02-27 14:58 | 2020-03-10 | TITANIUM POWER INC | Retrofit | Bakersfield | Bakersfield | 93306 | Host Customer is System Owner | 6 |  | 30004297 | Butler Sun Solutions, Inc. | Titanium Power | Power Pack 2 GT | Indirect Forced Circulation (IF) | 45.42 |  | ARIS2004 | Glycol | Advanced Controller with a Vacation or Holiday Mode | Solar Storage with Tankless Auxiliary Water Heater | 52 | 1 | 1 | 75 | Z13 | [18 empty] | Bakersfield | FALSE | 34.06 |  | 2011-06-01: 2020-02-25; 2011-08-03: 2020-02-27; 2011-09-20: 2020-03-10 | 1682 | 5450 | Up-front Payment
PGE-015130 | Low Income Single Family Residential | Domestic Hot Water | Gas | Pacific Gas and Electric | Incentive:Paid | 5397 | 36.9 |  | 1 | 160 |  | 160 |  | 2020-03-04 11:07 | 2020-07-31 | TITANIUM POWER INC | Retrofit | Bakersfield | Bakersfield | 93307 | Host Customer is System Owner | 4 |  | 30004297 | Butler Sun Solutions, Inc. | Titanium Power | Power Pack 2 GT | Indirect Forced Circulation (IF) | 45.42 |  | ARIS2004 | Glycol | Advanced Controller with a Vacation or Holiday Mode | Solar Storage with Tankless Auxiliary Water Heater | 52 | 1 | 1 | 55 | Z13 | [18 empty] | Bakersfield | FALSE | 34.06 |  | 2011-06-01: 2020-02-25; 2011-08-03: 2020-03-04; 2011-09-20: 2020-07-31 | 1534 | 5450 | Up-front Payment
PGE-015131 | Low Income Multifamily Residential | Domestic Hot Water | Gas | Pacific Gas and Electric | Incentive:Paid | 33626 | 24.89 |  | 1 | 1351 |  | 1351 |  | 2020-04-06 14:50 | 2020-08-06 | CALIFORNIA SOLAR INTEGRATORS INC | Retrofit | San Jose | San Jose | 95116 | Host Customer is System Owner | [7 empty] | 409.5 | 40.95 |  | Glycol | Steam Back | Solar Storage and Auxiliary Tanks are separate |  | 1 | 1 | 840 | Z04 | 20 | Units | Apartments/Condos | TRB-40 | 10 | 1 | 600 | 5 | 100 | 1 | 250000 | TRUE | 120 | 140 |  |  |  |  | City of San Jose | FALSE | 49.97 |  | 2020-02-25 | 2020-04-16 | 2020-04-06 | 2020-08-06 | 2021-05-28 | 2021-06-01 | 1214 | 67508.1 | Up-front Payment
PGE-015132 | Low Income Single Family Residential | Domestic Hot Water | Gas | Pacific Gas and Electric | Incentive:Paid | 5397 | 36.9 |  | 1 | 160 |  | 160 |  | 2020-02-27 15:00 | 2020-03-10 | TITANIUM POWER INC | Retrofit | Bakersfield | Bakersfield | 93307 | Host Customer is System Owner | 6 |  | 30004297 | Butler Sun Solutions, Inc. | Titanium Power | Power Pack 2 GT | Indirect Forced Circulation (IF) | 45.42 |  | ARIS2004 | Glycol | Advanced Controller with a Vacation or Holiday Mode | Solar Storage with Tankless Auxiliary Water Heater | 52 | 1 | 1 | 75 | Z13 | [18 empty] | Bakersfield | FALSE | 34.06 |  | 2011-06-01: 2020-02-25; 2011-08-03: 2020-02-27; 2011-09-20: 2020-03-10 | 1682 | 5450 | Up-front Payment
PGE-015133 | Low Income Multifamily Residential | Domestic Hot Water | Gas | Pacific Gas and Electric | Incentive:Paid | 33626 | 24.89 |  | 1 | 1351 |  | 1351 |  | 2020-04-06 14:51 | 2020-08-06 | CALIFORNIA SOLAR INTEGRATORS INC | Retrofit | San Jose | San Jose | 95116 | Host Customer is System Owner | [7 empty] | 409.5 | 40.95 |  | Glycol | Steam Back | Solar Storage and Auxiliary Tanks are separate |  | 1 | 1 | 840 | Z04 | 20 | Units | Apartments/Condos | TRB-40 | 10 | 1 | 600 | 5 | 100 | 1 | 250000 | TRUE | 120 | 140 |  |  |  |  | City of San Jose | FALSE | 49.97 |  | 2020-02-25 | 2020-04-16 | 2020-04-06 | 2020-08-06 | 2021-05-28 | 2021-06-01 | 1214 | 67508.1 | Up-front Payment
PGE-015134 | Low Income Single Family Residential | Domestic Hot Water | Gas | Pacific Gas and Electric | Incentive:Paid | 5397 | 36.9 |  | 1 | 160 |  | 160 |  | 2020-02-27 15:01 | 2020-03-10 | TITANIUM POWER INC | Retrofit | Bakersfield | Bakersfield | 93306 | Host Customer is System Owner | 7 |  | 30004297 | Butler Sun Solutions, Inc. | Titanium Power | Power Pack 2 GT | Indirect Forced Circulation (IF) | 45.42 |  | ARIS2004 | Glycol | Advanced Controller with a Vacation or Holiday Mode | Solar Storage with Tankless Auxiliary Water Heater | 52 | 1 | 1 | 85 | Z13 | [18 empty] | Bakersfield | FALSE | 34.06 |  | 2011-06-01: 2020-02-25; 2011-08-03: 2020-02-27; 2011-09-20: 2020-03-10 | 1682 | 5450 | Up-front Payment
PGE-015135 | Low Income Multifamily Residential | Domestic Hot Water | Gas | Pacific Gas and Electric | Incentive:Paid | 26060 | 24.89 |  | 1 | 1047 |  | 1047 |  | 2020-04-06 14:51 | 2020-08-06 | CALIFORNIA SOLAR INTEGRATORS INC | Retrofit | San Jose | San Jose | 95116 | Host Customer is System Owner | [7 empty] | 327.6 | 40.95 |  | Glycol | Steam Back | Solar Storage and Auxiliary Tanks are separate |  | 1 | 1 | 672 | Z04 | 16 | Units | Apartments/Condos | TRB-40 | 8 | 1 | 480 | 4 | 100 | 1 | 250000 | TRUE | 125 | 125 |  |  |  |  | City of San Jose | FALSE | 51.58 |  | 2020-02-25 | 2020-04-16 | 2020-04-06 | 2020-08-06 | 2021-05-28 | 2021-11-19 | 1061 | 54006.48 | Up-front Payment
PGE-015136 | Low Income Single Family Residential | Domestic Hot Water | Gas | Pacific Gas and Electric | Incentive:Paid | 5397 | 36.9 |  | 1 | 160 |  | 160 |  | 2020-02-27 15:02 | 2020-04-16 | TITANIUM POWER INC | Retrofit | Bakersfield | Bakersfield | 93306 | Host Customer is System Owner | 4 |  | 30004297 | Butler Sun Solutions, Inc. | Titanium Power | Power Pack 2 GT | Indirect Forced Circulation (IF) | 45.42 |  | ARIS2004 | Glycol | Advanced Controller with a Vacation or Holiday Mode | Solar Storage with Tankless Auxiliary Water Heater | 52 | 1 | 1 | 55 | Z13 | [18 empty] | Bakersfield | FALSE | 34.06 |  | 2020-02-25 | 2020-03-11 |  |  | 2020-02-27 | 2020-04-16 | 1648 | 5450 | Up-front Payment
PGE-015137 | Low Income Single Family Residential | Domestic Hot Water | Gas | Pacific Gas and Electric | Incentive:Paid | 5397 | 36.9 |  | 1 | 164 |  | 164 |  | 2020-02-27 15:04 | 2020-04-17 | TITANIUM POWER INC | Retrofit | Bakersfield | Bakersfield | 93304 | Host Customer is System Owner | 7 |  | 30004298 | Butler Sun Solutions, Inc. | Titanium Power | Power Pack 2 GT Butler | Indirect Forced Circulation (IF) | 43.72 |  | BT1 | Glycol | Advanced Controller with a Vacation or Holiday Mode | Solar Storage with Tankless Auxiliary Water Heater | 52 | 1 | 1 | 85 | Z13 | [18 empty] | Bakersfield | FALSE | 33.23 |  | 2020-02-25 | 2020-03-11 |  |  | 2020-02-27 | 2020-04-17 | 1640 | 5450 | Up-front Payment
PGE-015138 | Low Income Single Family Residential | Domestic Hot Water | Gas | Pacific Gas and Electric | Incentive:Paid | 5397 | 36.9 |  | 1 | 164 |  | 164 |  | 2020-02-27 16:03 | 2020-04-16 | TITANIUM POWER INC | Retrofit | Bakersfield | Bakersfield | 93304 | Host Customer is System Owner | 7 |  | 30004298 | Butler Sun Solutions, Inc. | Titanium Power | Power Pack 2 GT Butler | Indirect Forced Circulation (IF) | 43.72 |  | BT1 | Glycol | Advanced Controller with a Vacation or Holiday Mode | Solar Storage with Tankless Auxiliary Water Heater | 52 | 1 | 1 | 85 | Z13 | [18 empty] | Bakersfield | FALSE | 33.23 |  | 2020-02-25 | 2020-03-10 |  |  | 2020-02-27 | 2020-04-16 | 1648 | 5450 | Up-front Payment
PGE-015139 | Low Income Single Family Residential | Domestic Hot Water | Gas | Pacific Gas and Electric | Incentive:Paid | 5397 | 36.9 |  | 1 | 160 |  | 160 |  | 2020-02-27 15:10 | 2020-04-17 | TITANIUM POWER INC | Retrofit | Bakersfield | Bakersfield | 93306 | Host Customer is System Owner | 4 |  | 30004297 | Butler Sun Solutions, Inc. | Titanium Power | Power Pack 2 GT | Indirect Forced Circulation (IF) | 45.42 |  | ARIS2004 | Glycol | Advanced Controller with a Vacation or Holiday Mode | Solar Storage with Tankless Auxiliary Water Heater | 52 | 1 | 1 | 55 | Z13 | [18 empty] | Bakersfield | FALSE | 34.06 |  | 2011-06-01: 2020-02-25; 2011-08-03: 2020-02-27; 2011-09-20: 2020-04-17 | 1640 | 5450 | Up-front Payment
PGE-015140 | Low Income Single Family Residential | Domestic Hot Water | Gas | Pacific Gas and Electric | Incentive:Paid | 5397 | 36.9 |  | 1 | 160 |  | 160 |  | 2020-02-27 15:39 | 2020-08-06 | TITANIUM POWER INC | Retrofit | Bakersfield | Bakersfield | 93305 | Host Customer is System Owner | 5 |  | 30004297 | Butler Sun Solutions, Inc. | Titanium Power | Power Pack 2 GT | Indirect Forced Circulation (IF) | 45.42 |  | ARIS2004 | Glycol | Advanced Controller with a Vacation or Holiday Mode | Solar Storage with Tankless Auxiliary Water Heater | 52 | 1 | 1 | 65 | Z13 | [18 empty] | Bakersfield | FALSE | 34.06 |  | 2011-06-01: 2020-02-25; 2011-08-03: 2020-02-27; 2011-09-20: 2020-08-06 | 1534 | 5450 | Up-front Payment
PGE-015141 | Single Family Residential - Disadvantaged Community | Domestic Hot Water | Gas | Pacific Gas and Electric | Incentive:Canceled | 4366 | 29.85 |  | 1 | 164 |  | 164 |  | 2020-02-27 15:40 |  | TITANIUM POWER INC | Retrofit | Bakersfield | Bakersfield | 93307 | Host Customer is System Owner | 4 |  | 30004298 | Butler Sun Solutions, Inc. | Titanium Power | Power Pack 2 GT Butler | Indirect Forced Circulation (IF) | 43.72 |  | BT1 | Glycol | Advanced Controller with a Vacation or Holiday Mode | Solar Storage with Tankless Auxiliary Water Heater | 52 | 1 | 1 | 55 | Z13 | [18 empty] | Bakersfield | FALSE | 33.23 |  | 2011-06-01: 2020-02-25; 2011-06-21: 2020-03-10; 2011-08-03: 2020-02-27 | 1500 | 5450 | Up-front Payment
PGE-015142 | Low Income Single Family Residential | Domestic Hot Water | Gas | Pacific Gas and Electric | Incentive:Paid | 3934 | 36.9 |  | 1 | 164 |  | 107 |  | 2020-02-27 15:41 | 2020-10-28 | TITANIUM POWER INC | Retrofit | Bakersfield | Bakersfield | 93304 | Host Customer is System Owner | 6 |  | 30004298 | Butler Sun Solutions, Inc. | Titanium Power | Power Pack 2 GT Butler | Indirect Forced Circulation (IF) | 43.72 |  | BT1 | Glycol | Advanced Controller with a Vacation or Holiday Mode | Solar Storage with Tankless Auxiliary Water Heater | 52 | 0.65 | 1 | 75 | Z13 | [18 empty] | Bakersfield | FALSE | 33.23 |  | 2020-02-25 | 2020-09-15 |  |  | 2020-02-27 | 2020-10-28 | 1453 | 5450 | Up-front Payment
PGE-015143 | Low Income Single Family Residential | Domestic Hot Water | Gas | Pacific Gas and Electric | Incentive:Paid | 5397 | 36.9 |  | 1 | 160 |  | 160 |  | 2020-02-27 15:42 | 2020-03-11 | TITANIUM POWER INC | Retrofit | Bakersfiield | Bakersfield | 93306 | Host Customer is System Owner | 6 |  | 30004297 | Butler Sun Solutions, Inc. | Titanium Power | Power Pack 2 GT | Indirect Forced Circulation (IF) | 45.42 |  | ARIS2004 | Glycol | Advanced Controller with a Vacation or Holiday Mode | Solar Storage with Tankless Auxiliary Water Heater | 52 | 1 | 1 | 75 | Z13 | [18 empty] | Bakersfield | FALSE | 34.06 |  | 2020-02-25 | 2020-03-10 |  |  | 2020-02-27 | 2020-03-11 | 1667 | 5450 | Up-front Payment
PGE-015144 | Low Income Single Family Residential | Domestic Hot Water | Gas | Pacific Gas and Electric | Incentive:Paid | 5397 | 36.9 |  | 1 | 160 |  | 160 |  | 2020-02-27 15:44 | 2020-03-11 | TITANIUM POWER INC | Retrofit | Bakersfeild | Bakersfield | 93307 | Host Customer is System Owner | 6 |  | 30004297 | Butler Sun Solutions, Inc. | Titanium Power | Power Pack 2 GT | Indirect Forced Circulation (IF) | 45.42 |  | ARIS2004 | Glycol | Advanced Controller with a Vacation or Holiday Mode | Solar Storage with Tankless Auxiliary Water Heater | 52 | 1 | 1 | 75 | Z13 | [18 empty] | Bakersfield | FALSE | 34.06 |  | 2011-06-01: 2020-02-25; 2011-08-03: 2020-02-27; 2011-09-20: 2020-03-11 | 1667 | 5450 | Up-front Payment
PGE-015145 | Low Income Single Family Residential | Domestic Hot Water | Gas | Pacific Gas and Electric | Incentive:Paid | 5397 | 36.9 |  | 1 | 160 |  | 160 |  | 2020-02-27 15:48 | 2020-03-11 | TITANIUM POWER INC | Retrofit | Bakersfield | Bakersfield | 93307 | Host Customer is System Owner | 7 |  | 30004297 | Butler Sun Solutions, Inc. | Titanium Power | Power Pack 2 GT | Indirect Forced Circulation (IF) | 45.42 |  | ARIS2004 | Glycol | Advanced Controller with a Vacation or Holiday Mode | Solar Storage with Tankless Auxiliary Water Heater | 52 | 1 | 1 | 85 | Z13 | [18 empty] | Bakersfield | FALSE | 34.06 |  | 2011-06-01: 2020-02-25; 2011-08-03: 2020-02-27; 2011-09-20: 2020-03-11 | 1667 | 5450 | Up-front Payment
PGE-015146 | Low Income Single Family Residential | Domestic Hot Water | Gas | Pacific Gas and Electric | Incentive:Paid | 5397 | 36.9 |  | 1 | 160 |  | 160 |  | 2020-02-27 15:49 | 2020-03-11 | TITANIUM POWER INC | Retrofit | Bakersfield | Bakersfield | 93305 | Host Customer is System Owner | 4 |  | 30004297 | Butler Sun Solutions, Inc. | Titanium Power | Power Pack 2 GT | Indirect Forced Circulation (IF) | 45.42 |  | ARIS2004 | Glycol | Advanced Controller with a Vacation or Holiday Mode | Solar Storage with Tankless Auxiliary Water Heater | 52 | 1 | 1 | 55 | Z13 | [18 empty] | Bakersfield | FALSE | 34.06 |  | 2011-06-01: 2020-02-25; 2011-08-03: 2020-02-27; 2011-09-20: 2020-03-11 | 1667 | 5450 | Up-front Payment
PGE-015147 | Low Income Single Family Residential | Domestic Hot Water | Gas | Pacific Gas and Electric | Incentive:Paid | 5397 | 36.9 |  | 1 | 160 |  | 160 |  | 2020-02-27 15:52 | 2020-03-11 | TITANIUM POWER INC | Retrofit | Bakersfield | Bakersfield | 93313 | Host Customer is System Owner | 4 |  | 30004297 | Butler Sun Solutions, Inc. | Titanium Power | Power Pack 2 GT | Indirect Forced Circulation (IF) | 45.42 |  | ARIS2004 | Glycol | Advanced Controller with a Vacation or Holiday Mode | Solar Storage with Tankless Auxiliary Water Heater | 52 | 1 | 1 | 55 | Z13 | [18 empty] | Bakersfield | FALSE | 34.19 |  | 2011-06-01: 2020-02-25; 2011-08-03: 2020-02-27; 2011-09-20: 2020-03-11 | 1667 | 5470 | Up-front Payment
PGE-015148 | Low Income Single Family Residential | Domestic Hot Water | Gas | Pacific Gas and Electric | Incentive:Paid | 5397 | 36.9 |  | 1 | 160 |  | 160 |  | 2020-02-27 15:53 | 2020-03-11 | TITANIUM POWER INC | Retrofit | Bakersfield | Bakersfield | 93304 | Host Customer is System Owner | 5 |  | 30004297 | Butler Sun Solutions, Inc. | Titanium Power | Power Pack 2 GT | Indirect Forced Circulation (IF) | 45.42 |  | ARIS2004 | Glycol | Advanced Controller with a Vacation or Holiday Mode | Solar Storage with Tankless Auxiliary Water Heater | 52 | 1 | 1 | 65 | Z13 | [18 empty] | Bakersfield | FALSE | 34.19 |  | 2011-06-01: 2020-02-25; 2011-08-03: 2020-02-27; 2011-09-20: 2020-03-11 | 1667 | 5470 | Up-front Payment
PGE-015149 | Low Income Single Family Residential | Domestic Hot Water | Gas | Pacific Gas and Electric | Incentive:Paid | 5397 | 36.9 |  | 1 | 160 |  | 160 |  | 2020-03-03 15:00 | 2020-03-17 | TITANIUM POWER INC | Retrofit | Bakersfield | Bakersfield | 93304 | Host Customer is System Owner | 4 |  | 30004297 | Butler Sun Solutions, Inc. | Titanium Power | Power Pack 2 GT | Indirect Forced Circulation (IF) | 45.42 |  | ARIS2004 | Glycol | Advanced Controller with a Vacation or Holiday Mode | Solar Storage with Tankless Auxiliary Water Heater | 52 | 1 | 1 | 55 | Z13 | [18 empty] | Bakersfield | FALSE | 34.19 |  | 2011-06-01: 2020-02-25; 2011-08-03: 2020-03-03; 2011-09-20: 2020-03-17 | 1668 | 5470 | Up-front Payment
PGE-015151 | Single Family Residential - Disadvantaged Community | Domestic Hot Water | Gas | Pacific Gas and Electric | Incentive:Paid | 4366 | 29.85 |  | 1 | 160 |  | 160 |  | 2020-02-27 15:55 | 2020-05-01 | TITANIUM POWER INC | Retrofit | Bakersfield | Bakersfield | 93304 | Host Customer is System Owner | 5 |  | 30004297 | Butler Sun Solutions, Inc. | Titanium Power | Power Pack 2 GT | Indirect Forced Circulation (IF) | 45.42 |  | ARIS2004 | Glycol | Advanced Controller with a Vacation or Holiday Mode | Solar Storage with Tankless Auxiliary Water Heater | 52 | 1 | 1 | 65 | Z13 | [18 empty] | Bakersfield | FALSE | 34.19 |  | 2020-02-25 | 2020-03-11 |  |  | 2020-02-27 | 2020-05-01 | 1606 | 5470 | Up-front Payment
PGE-015152 | Single Family Residential | Domestic Hot Water | Gas | Pacific Gas and Electric | Incentive:Paid | 4366 | 29.85 |  | 1 | 160 |  | 152 |  | 2020-02-27 15:56 | 2020-04-16 | TITANIUM POWER INC | Retrofit | Bakersfield | Bakersfield | 93309 | Host Customer is System Owner | 5 |  | 30004297 | Butler Sun Solutions, Inc. | Titanium Power | Power Pack 2 GT | Indirect Forced Circulation (IF) | 45.42 |  | ARIS2004 | Glycol | Advanced Controller with a Vacation or Holiday Mode | Solar Storage with Tankless Auxiliary Water Heater | 52 | 1 | 0.95 | 65 | Z13 | [18 empty] | Bakersfield | FALSE | 34.19 |  | 2020-02-25 | 2020-03-11 |  |  | 2020-02-27 | 2020-04-16 | 1648 | 5470 | Up-front Payment
PGE-015153 | Low Income Single Family Residential | Domestic Hot Water | Gas | Pacific Gas and Electric | Incentive:Paid | 5018 | 36.9 |  | 1 | 160 |  | 136 |  | 2020-02-27 15:59 | 2020-03-11 | TITANIUM POWER INC | Retrofit | Bakersfield | Bakersfield | 93313 | Host Customer is System Owner | 5 |  | 30004297 | Butler Sun Solutions, Inc. | Titanium Power | Power Pack 2 GT | Indirect Forced Circulation (IF) | 45.42 |  | ARIS2004 | Glycol | Advanced Controller with a Vacation or Holiday Mode | Solar Storage with Tankless Auxiliary Water Heater | 52 | 1 | 0.85 | 65 | Z13 | [18 empty] | Bakersfield | FALSE | 34.19 |  | 2011-06-01: 2020-02-25; 2011-08-03: 2020-02-27; 2011-09-20: 2020-03-11 | 1668 | 5470 | Up-front Payment
PGE-015154 | Low Income Single Family Residential | Domestic Hot Water | Gas | Pacific Gas and Electric | Incentive:Paid | 5397 | 36.9 |  | 1 | 160 |  | 160 |  | 2020-02-27 16:00 | 2020-03-11 | TITANIUM POWER INC | Retrofit | Bakersfield | Bakersfield | 93307 | Host Customer is System Owner | 4 |  | 30004297 | Butler Sun Solutions, Inc. | Titanium Power | Power Pack 2 GT | Indirect Forced Circulation (IF) | 45.42 |  | ARIS2004 | Glycol | Advanced Controller with a Vacation or Holiday Mode | Solar Storage with Tankless Auxiliary Water Heater | 52 | 1 | 1 | 55 | Z13 | [18 empty] | Bakersfield | FALSE | 34.19 |  | 2011-06-01: 2020-02-25; 2011-08-03: 2020-02-27; 2011-09-20: 2020-03-11 | 1668 | 5470 | Up-front Payment
PGE-015155 | Low Income Single Family Residential | Domestic Hot Water | Gas | Pacific Gas and Electric | Incentive:Paid | 5397 | 36.9 |  | 1 | 160 |  | 160 |  | 2020-02-27 16:01 | 2020-09-08 | TITANIUM POWER INC | Retrofit | Bakersfield | Bakersfield | 93304 | Host Customer is System Owner | 4 |  | 30004297 | Butler Sun Solutions, Inc. | Titanium Power | Power Pack 2 GT | Indirect Forced Circulation (IF) | 45.42 |  | ARIS2004 | Glycol | Advanced Controller with a Vacation or Holiday Mode | Solar Storage with Tankless Auxiliary Water Heater | 52 | 1 | 1 | 55 | Z13 | [18 empty] | Bakersfield | FALSE | 34.19 |  | 2011-06-01: 2020-02-25; 2011-08-03: 2020-02-27; 2011-09-20: 2020-09-08 | 1499 | 5470 | Up-front Payment
PGE-015156 | Single Family Residential - Disadvantaged Community | Domestic Hot Water | Gas | Pacific Gas and Electric | Incentive:Paid | 4366 | 29.85 |  | 1 | 160 |  | 160 |  | 2020-02-27 16:02 | 2020-04-20 | TITANIUM POWER INC | Retrofit | Bakersfield | Bakersfield | 93304 | Host Customer is System Owner | 4 |  | 30004297 | Butler Sun Solutions, Inc. | Titanium Power | Power Pack 2 GT | Indirect Forced Circulation (IF) | 45.42 |  | ARIS2004 | Glycol | Advanced Controller with a Vacation or Holiday Mode | Solar Storage with Tankless Auxiliary Water Heater | 52 | 1 | 1 | 55 | Z13 | [18 empty] | Bakersfield | FALSE | 34.19 |  | 2020-02-25 | 2020-03-13 |  |  | 2020-02-27 | 2020-04-20 | 1640 | 5470 | Up-front Payment
SCG-015157 | Low Income Single Family Residential | Domestic Hot Water | Gas | Southern California Gas Company | Incentive:Canceled | 5397 | 36.9 |  | 1 | 148 |  | 148 |  | 2020-02-28 09:22 |  | TITANIUM POWER INC | Retrofit | Los Angeles | Los Angeles | 90023 | Host Customer is System Owner | 5 |  | 30004272 | Butler Sun Solutions, Inc. | SOLAR BUTLER | BT1-40-I-T | Indirect Forced Circulation (IF) | 43.72 |  | BT1 | Glycol | Advanced Controller with a Vacation or Holiday Mode | Solar Storage with Tankless Auxiliary Water Heater |  | 1 | 1 | 65 | Z09 | [18 empty] | Los Angeles | FALSE | 36.89 |  | 2011-06-01: 2020-02-26; 2011-06-21: 2020-06-03; 2011-08-03: 2020-02-28 | 1606 | 5459 | Up-front Payment
SCG-015158 | Low Income Single Family Residential | Domestic Hot Water | Gas | Southern California Gas Company | Incentive:Canceled | 5397 | 36.9 |  | 1 | 148 |  | 148 |  | 2020-02-28 09:24 |  | TITANIUM POWER INC | Retrofit | Los Angeles | Los Angeles | 90023 | Host Customer is System Owner | 4 |  | 30004272 | Butler Sun Solutions, Inc. | SOLAR BUTLER | BT1-40-I-T | Indirect Forced Circulation (IF) | 43.72 |  | BT1 | Glycol | Advanced Controller with a Vacation or Holiday Mode | Solar Storage with Tankless Auxiliary Water Heater |  | 1 | 1 | 55 | Z09 | [18 empty] | Los Angeles | FALSE | 36.89 |  | 2011-06-01: 2020-02-26; 2011-06-21: 2020-06-03; 2011-08-03: 2020-02-28 | 1606 | 5459 | Up-front Payment
SCG-015159 | Low Income Single Family Residential | Domestic Hot Water | Gas | Southern California Gas Company | Incentive:Canceled | 5397 | 36.9 |  | 1 | 149 |  | 149 |  | 2020-02-28 09:25 |  | TITANIUM POWER INC | Retrofit | Los Angeles | Los Angeles | 90037 | Host Customer is System Owner | 4 |  | 30004272 | Butler Sun Solutions, Inc. | SOLAR BUTLER | BT1-40-I-T | Indirect Forced Circulation (IF) | 43.72 |  | BT1 | Glycol | Advanced Controller with a Vacation or Holiday Mode | Solar Storage with Tankless Auxiliary Water Heater |  | 1 | 1 | 55 | Z08 | [18 empty] | Los Angeles | FALSE | 36.64 |  | 2011-06-01: 2020-02-26; 2011-06-21: 2020-06-03; 2011-08-03: 2020-02-28 | 1606 | 5459 | Up-front Payment
SCG-015160 | Low Income Single Family Residential | Domestic Hot Water | Gas | Southern California Gas Company | Incentive:Canceled | 5397 | 36.9 |  | 1 | 148 |  | 148 |  | 2020-02-28 09:30 |  | TITANIUM POWER INC | Retrofit | Los Angeles | Los Angeles | 90023 | Host Customer is System Owner | 4 |  | 30004272 | Butler Sun Solutions, Inc. | SOLAR BUTLER | BT1-40-I-T | Indirect Forced Circulation (IF) | 43.72 |  | BT1 | Glycol | Advanced Controller with a Vacation or Holiday Mode | Solar Storage with Tankless Auxiliary Water Heater |  | 1 | 1 | 55 | Z09 | [18 empty] | Los Angeles | FALSE | 36.89 |  | 2011-06-01: 2020-02-26; 2011-06-21: 2020-06-03; 2011-08-03: 2020-02-28 | 1606 | 5459 | Up-front Payment
SCG-015161 | Low Income Single Family Residential | Domestic Hot Water | Gas | Southern California Gas Company | Incentive:Canceled | 5397 | 36.9 |  | 1 | 149 |  | 149 |  | 2020-02-28 09:31 |  | TITANIUM POWER INC | Retrofit | Los Angeles | Los Angeles | 90044 | Host Customer is System Owner | 5 |  | 30004272 | Butler Sun Solutions, Inc. | SOLAR BUTLER | BT1-40-I-T | Indirect Forced Circulation (IF) | 43.72 |  | BT1 | Glycol | Advanced Controller with a Vacation or Holiday Mode | Solar Storage with Tankless Auxiliary Water Heater |  | 1 | 1 | 65 | Z08 | [18 empty] | Los Angeles | FALSE | 36.64 |  | 2011-06-01: 2020-02-26; 2011-06-21: 2020-06-03; 2011-08-03: 2020-02-28 | 1606 | 5459 | Up-front Payment
SCG-015164 | Low Income Single Family Residential | Domestic Hot Water | Gas | Southern California Gas Company | Incentive:Canceled | 5397 | 36.9 |  | 1 | 148 |  | 148 |  | 2020-02-28 09:26 |  | TITANIUM POWER INC | Retrofit | Los Angeles | Los Angeles | 90023 | Host Customer is System Owner | 5 |  | 30004272 | Butler Sun Solutions, Inc. | SOLAR BUTLER | BT1-40-I-T | Indirect Forced Circulation (IF) | 43.72 |  | BT1 | Glycol | Advanced Controller with a Vacation or Holiday Mode | Solar Storage with Tankless Auxiliary Water Heater |  | 1 | 1 | 65 | Z09 | [18 empty] | Los Angeles | FALSE | 36.89 |  | 2011-06-01: 2020-02-26; 2011-06-21: 2020-06-03; 2011-08-03: 2020-02-28 | 1606 | 5459 | Up-front Payment
SCG-015166 | Low Income Single Family Residential | Domestic Hot Water | Gas | Southern California Gas Company | Incentive:Canceled | 5397 | 36.9 |  | 1 | 149 |  | 149 |  | 2020-02-28 09:32 |  | TITANIUM POWER INC | Retrofit | Los Angeles | Los Angeles | 90061 | Host Customer is System Owner | 4 |  | 30004272 | Butler Sun Solutions, Inc. | SOLAR BUTLER | BT1-40-I-T | Indirect Forced Circulation (IF) | 43.72 |  | BT1 | Glycol | Advanced Controller with a Vacation or Holiday Mode | Solar Storage with Tankless Auxiliary Water Heater |  | 1 | 1 | 55 | Z08 | [18 empty] | Los Angeles | FALSE | 36.64 |  | 2011-06-01: 2020-02-26; 2011-06-21: 2020-06-03; 2011-08-03: 2020-02-28 | 1606 | 5459 | Up-front Payment
SCG-015167 | Low Income Single Family Residential | Domestic Hot Water | Gas | Southern California Gas Company | Incentive:Canceled | 5397 | 36.9 |  | 1 | 149 |  | 149 |  | 2020-02-28 09:49 |  | TITANIUM POWER INC | Retrofit | Los Angeles | Los Angeles | 90003 | Host Customer is System Owner | 4 |  | 30004272 | Butler Sun Solutions, Inc. | SOLAR BUTLER | BT1-40-I-T | Indirect Forced Circulation (IF) | 43.72 |  | BT1 | Glycol | Advanced Controller with a Vacation or Holiday Mode | Solar Storage with Tankless Auxiliary Water Heater |  | 1 | 1 | 55 | Z08 | [18 empty] | Los Angeles | FALSE | 36.64 |  | 2011-06-01: 2020-02-26; 2011-06-21: 2020-06-03; 2011-08-03: 2020-02-28 | 1606 | 5459 | Up-front Payment
SCG-015168 | Low Income Single Family Residential | Domestic Hot Water | Gas | Southern California Gas Company | Incentive:Canceled | 5397 | 36.9 |  | 1 | 148 |  | 148 |  | 2020-02-28 09:29 |  | TITANIUM POWER INC | Retrofit | Los Angeles | Los Angeles | 90063 | Host Customer is System Owner | 4 |  | 30004272 | Butler Sun Solutions, Inc. | SOLAR BUTLER | BT1-40-I-T | Indirect Forced Circulation (IF) | 43.72 |  | BT1 | Glycol | Advanced Controller with a Vacation or Holiday Mode | Solar Storage with Tankless Auxiliary Water Heater |  | 1 | 1 | 55 | Z09 | [18 empty] | Los Angeles | FALSE | 36.89 |  | 2011-06-01: 2020-02-26; 2011-06-21: 2020-06-03; 2011-08-03: 2020-02-28 | 1606 | 5459 | Up-front Payment
SCG-015170 | Low Income Single Family Residential | Domestic Hot Water | Gas | Southern California Gas Company | Incentive:Canceled | 5397 | 36.9 |  | 1 | 148 |  | 148 |  | 2020-02-28 09:27 |  | TITANIUM POWER INC | Retrofit | Los Angeles | Los Angeles | 90023 | Host Customer is System Owner | 6 |  | 30004272 | Butler Sun Solutions, Inc. | SOLAR BUTLER | BT1-40-I-T | Indirect Forced Circulation (IF) | 43.72 |  | BT1 | Glycol | Advanced Controller with a Vacation or Holiday Mode | Solar Storage with Tankless Auxiliary Water Heater |  | 1 | 1 | 75 | Z09 | [18 empty] | Los Angeles | FALSE | 36.89 |  | 2011-06-01: 2020-02-26; 2011-06-21: 2020-06-03; 2011-08-03: 2020-02-28 | 1606 | 5459 | Up-front Payment
SCG-015172 | Low Income Single Family Residential | Domestic Hot Water | Gas | Southern California Gas Company | Incentive:Canceled | 5397 | 36.9 |  | 1 | 148 |  | 148 |  | 2020-02-28 10:00 |  | TITANIUM POWER INC | Retrofit | Los Angeles | Los Angeles | 90023 | Host Customer is System Owner | 6 |  | 30004272 | Butler Sun Solutions, Inc. | SOLAR BUTLER | BT1-40-I-T | Indirect Forced Circulation (IF) | 43.72 |  | BT1 | Glycol | Advanced Controller with a Vacation or Holiday Mode | Solar Storage with Tankless Auxiliary Water Heater |  | 1 | 1 | 75 | Z09 | [18 empty] | Los Angeles | FALSE | 36.89 |  | 2011-06-01: 2020-02-26; 2011-06-21: 2020-06-03; 2011-08-03: 2020-02-28 | 1606 | 5459 | Up-front Payment
SCG-015173 | Low Income Single Family Residential | Domestic Hot Water | Gas | Southern California Gas Company | Incentive:Canceled | 5188 | 36.9 |  | 1 | 148 |  | 141 |  | 2020-02-28 10:27 |  | TITANIUM POWER INC | Retrofit | Los Angeles | Los Angeles | 90023 | Host Customer is System Owner | 5 |  | 30004272 | Butler Sun Solutions, Inc. | SOLAR BUTLER | BT1-40-I-T | Indirect Forced Circulation (IF) | 43.72 |  | BT1 | Glycol | Advanced Controller with a Vacation or Holiday Mode | Solar Storage with Tankless Auxiliary Water Heater |  | 1 | 0.95 | 65 | Z09 | [18 empty] | Los Angeles | FALSE | 35.53 |  | 2011-06-01: 2020-02-26; 2011-06-21: 2020-06-03; 2011-08-03: 2020-02-28 | 1606 | 5259 | Up-front Payment
SCG-015174 | Low Income Single Family Residential | Domestic Hot Water | Gas | Southern California Gas Company | Incentive:Canceled | 5397 | 36.9 |  | 1 | 148 |  | 148 |  | 2020-02-28 10:45 |  | TITANIUM POWER INC | Retrofit | Los Angeles | Los Angeles | 90023 | Host Customer is System Owner | 4 |  | 30004272 | Butler Sun Solutions, Inc. | SOLAR BUTLER | BT1-40-I-T | Indirect Forced Circulation (IF) | 43.72 |  | BT1 | Glycol | Advanced Controller with a Vacation or Holiday Mode | Solar Storage with Tankless Auxiliary Water Heater |  | 1 | 1 | 55 | Z09 | [18 empty] | Los Angeles | FALSE | 36.89 |  | 2011-06-01: 2020-02-26; 2011-06-21: 2020-06-03; 2011-08-03: 2020-02-28 | 1606 | 5459 | Up-front Payment
SCG-015177 | Low Income Single Family Residential | Domestic Hot Water | Gas | Southern California Gas Company | Incentive:Canceled | 5397 | 36.9 |  | 1 | 148 |  | 148 |  | 2020-03-02 09:19 |  | TITANIUM POWER INC | Retrofit | Los ANgeles | Los Angeles | 90033 | Host Customer is System Owner | 4 |  | 30004272 | Butler Sun Solutions, Inc. | SOLAR BUTLER | BT1-40-I-T | Indirect Forced Circulation (IF) | 43.72 |  | BT1 | Glycol | Advanced Controller with a Vacation or Holiday Mode | Solar Storage with Tankless Auxiliary Water Heater |  | 1 | 1 | 55 | Z09 | [18 empty] | Los Angeles | FALSE | 36.89 |  | 2011-06-01: 2020-02-27; 2011-06-21: 2020-06-05; 2011-08-03: 2020-03-02 | 1604 | 5459 | Up-front Payment
SCG-015178 | Low Income Single Family Residential | Domestic Hot Water | Gas | Southern California Gas Company | Incentive:Canceled | 5397 | 36.9 |  | 1 | 148 |  | 148 |  | 2020-03-02 09:18 |  | TITANIUM POWER INC | Retrofit | Los Angeles | Los Angeles | 90033 | Host Customer is System Owner | 5 |  | 30004272 | Butler Sun Solutions, Inc. | SOLAR BUTLER | BT1-40-I-T | Indirect Forced Circulation (IF) | 43.72 |  | BT1 | Glycol | Advanced Controller with a Vacation or Holiday Mode | Solar Storage with Tankless Auxiliary Water Heater |  | 1 | 1 | 65 | Z09 | [18 empty] | Los Angeles | FALSE | 36.89 |  | 2011-06-01: 2020-02-27; 2011-06-21: 2020-06-05; 2011-08-03: 2020-03-02 | 1604 | 5459 | Up-front Payment
SCG-015179 | Low Income Single Family Residential | Domestic Hot Water | Gas | Southern California Gas Company | Incentive:Canceled | 5223 | 36.9 |  | 1 | 149 |  | 142 |  | 2020-03-02 09:28 |  | TITANIUM POWER INC | Retrofit | Los Angeles | Los Angeles | 90061 | Host Customer is System Owner | 6 |  | 30004272 | Butler Sun Solutions, Inc. | SOLAR BUTLER | BT1-40-I-T | Indirect Forced Circulation (IF) | 43.72 |  | BT1 | Glycol | Advanced Controller with a Vacation or Holiday Mode | Solar Storage with Tankless Auxiliary Water Heater |  | 1 | 0.95 | 75 | Z08 | [18 empty] | Los Angeles | FALSE | 35.3 |  | 2011-06-01: 2020-02-27; 2011-06-21: 2020-06-05; 2011-08-03: 2020-03-02 | 1604 | 5259 | Up-front Payment
SCG-015180 | Low Income Single Family Residential | Domestic Hot Water | Gas | Southern California Gas Company | Incentive:Canceled | 5397 | 36.9 |  | 1 | 148 |  | 148 |  | 2020-03-02 09:35 |  | TITANIUM POWER INC | Retrofit | Los Angeles | Los Angeles | 90023 | Host Customer is System Owner | 7 |  | 30004272 | Butler Sun Solutions, Inc. | SOLAR BUTLER | BT1-40-I-T | Indirect Forced Circulation (IF) | 43.72 |  | BT1 | Glycol | Advanced Controller with a Vacation or Holiday Mode | Solar Storage with Tankless Auxiliary Water Heater |  | 1 | 1 | 85 | Z09 | [18 empty] | Los Angeles | FALSE | 36.89 |  | 2011-06-01: 2020-02-27; 2011-06-21: 2020-06-05; 2011-08-03: 2020-03-02 | 1604 | 5459 | Up-front Payment
SCG-015182 | Low Income Single Family Residential | Domestic Hot Water | Gas | Southern California Gas Company | Incentive:Paid | 5397 | 36.9 |  | 1 | 148 |  | 148 |  | 2020-03-02 09:45 | 2020-09-02 | TITANIUM POWER INC | Retrofit | Los Angeles | Los Angeles | 90023 | Host Customer is System Owner | 7 |  | 30004272 | Butler Sun Solutions, Inc. | SOLAR BUTLER | BT1-40-I-T | Indirect Forced Circulation (IF) | 43.72 |  | BT1 | Glycol | Advanced Controller with a Vacation or Holiday Mode | Solar Storage with Tankless Auxiliary Water Heater |  | 1 | 1 | 85 | Z09 | [18 empty] | Los Angeles | FALSE | 36.89 |  | 2011-06-01: 2020-02-28; 2011-08-03: 2020-03-02; 2011-09-20: 2020-09-02 | 1514 | 5459 | Up-front Payment
SCG-015183 | Low Income Single Family Residential | Domestic Hot Water | Gas | Southern California Gas Company | Incentive:Canceled | 5397 | 36.9 |  | 1 | 148 |  | 148 |  | 2020-03-02 10:01 |  | TITANIUM POWER INC | Retrofit | Los Angeles | Los Angeles | 90063 | Host Customer is System Owner | 4 |  | 30004272 | Butler Sun Solutions, Inc. | SOLAR BUTLER | BT1-40-I-T | Indirect Forced Circulation (IF) | 43.72 |  | BT1 | Glycol | Advanced Controller with a Vacation or Holiday Mode | Solar Storage with Tankless Auxiliary Water Heater |  | 1 | 1 | 55 | Z09 | [18 empty] | Los Angeles | FALSE | 36.89 |  | 2011-06-01: 2020-02-28; 2011-06-21: 2020-06-05; 2011-08-03: 2020-03-02 | 1604 | 5459 | Up-front Payment
SCG-015184 | Low Income Single Family Residential | Domestic Hot Water | Gas | Southern California Gas Company | Incentive:Canceled | 5397 | 36.9 |  | 1 | 148 |  | 148 |  | 2020-03-02 10:07 |  | TITANIUM POWER INC | Retrofit | Los Angeles | Los Angeles | 90023 | Host Customer is System Owner | 4 |  | 30004272 | Butler Sun Solutions, Inc. | SOLAR BUTLER | BT1-40-I-T | Indirect Forced Circulation (IF) | 43.72 |  | BT1 | Glycol | Advanced Controller with a Vacation or Holiday Mode | Solar Storage with Tankless Auxiliary Water Heater |  | 1 | 1 | 55 | Z09 | [18 empty] | Los Angeles | FALSE | 36.89 |  | 2011-06-01: 2020-02-28; 2011-06-21: 2020-06-05; 2011-08-03: 2020-03-02 | 1604 | 5459 | Up-front Payment
PGE-015185 | Low Income Single Family Residential | Domestic Hot Water | Gas | Pacific Gas and Electric | Incentive:Paid | 5397 | 36.9 |  | 1 | 147 |  | 147 |  | 2020-02-28 14:33 | 2020-03-01 | DOCTOR PIPER INC | Retrofit | Bakersfield | Kern | 93304 | Host Customer is System Owner | 4 |  | 30004296 | SunEarth, Inc. | SOLARAY | TE40T-80-2G | Indirect Forced Circulation (IF) | 40.95 |  | TRB-40 | Glycol | Steam Back | Solar Storage and Auxiliary Tanks are separate | 80 | 1 | 1 | 55 | Z13 | [18 empty] | City of Bakersfield | FALSE | 36.71 |  | 2011-06-01: 2020-02-28; 2011-08-03: 2020-02-28; 2011-09-20: 2020-03-01 | 1668 | 5397 | Up-front Payment
PGE-015186 | Low Income Single Family Residential | Domestic Hot Water | Gas | Pacific Gas and Electric | Incentive:Paid | 5397 | 36.9 |  | 1 | 160 |  | 160 |  | 2020-03-02 09:33 | 2020-03-09 | TITANIUM POWER INC | Retrofit | Bakersfield | Bakersfield | 93307 | Host Customer is System Owner | 4 |  | 30004297 | Butler Sun Solutions, Inc. | Titanium Power | Power Pack 2 GT | Indirect Forced Circulation (IF) | 45.42 |  | ARIS2004 | Glycol | Advanced Controller with a Vacation or Holiday Mode | Solar Storage with Tankless Auxiliary Water Heater | 52 | 1 | 1 | 55 | Z13 | [18 empty] | Bakersfield | FALSE | 34.06 |  | 2011-06-01: 2020-02-28; 2011-08-03: 2020-03-02; 2011-09-20: 2020-03-09 | 1682 | 5450 | Up-front Payment
PGE-015187 | Single Family Residential | Domestic Hot Water | Gas | Pacific Gas and Electric | Incentive:Paid | 4366 | 29.85 |  | 1 | 160 |  | 160 |  | 2020-03-02 09:31 | 2020-08-06 | TITANIUM POWER INC | Retrofit | Bakersfield | Bakersfield | 93306 | Host Customer is System Owner | 7 |  | 30004297 | Butler Sun Solutions, Inc. | Titanium Power | Power Pack 2 GT | Indirect Forced Circulation (IF) | 45.42 |  | ARIS2004 | Glycol | Advanced Controller with a Vacation or Holiday Mode | Solar Storage with Tankless Auxiliary Water Heater | 52 | 1 | 1 | 85 | Z13 | [18 empty] | Bakersfield | FALSE | 34.06 |  | 2020-02-28 | 2020-03-06 |  |  | 2020-03-02 | 2020-08-06 | 1515 | 5450 | Up-front Payment
SCG-015188 | Low Income Single Family Residential | Domestic Hot Water | Gas | Southern California Gas Company | Incentive:Canceled | 5397 | 36.9 |  | 1 | 148 |  | 148 |  | 2020-03-02 10:24 |  | TITANIUM POWER INC | Retrofit | Los Angeles | Los Angeles | 90023 | Host Customer is System Owner | 5 |  | 30004272 | Butler Sun Solutions, Inc. | SOLAR BUTLER | BT1-40-I-T | Indirect Forced Circulation (IF) | 43.72 |  | BT1 | Glycol | Advanced Controller with a Vacation or Holiday Mode | Solar Storage with Tankless Auxiliary Water Heater |  | 1 | 1 | 65 | Z09 | [18 empty] | Los Angeles | FALSE | 36.89 |  | 2011-06-01: 2020-02-28; 2011-06-21: 2020-06-05; 2011-08-03: 2020-03-02 | 1604 | 5459 | Up-front Payment
PGE-015189 | Low Income Single Family Residential | Domestic Hot Water | Gas | Pacific Gas and Electric | Incentive:Paid | 5397 | 36.9 |  | 1 | 160 |  | 160 |  | 2020-03-02 09:30 | 2020-03-13 | TITANIUM POWER INC | Retrofit | Bakersfield | Bakersfield | 93304 | Host Customer is System Owner | 5 |  | 30004297 | Butler Sun Solutions, Inc. | Titanium Power | Power Pack 2 GT | Indirect Forced Circulation (IF) | 45.42 |  | ARIS2004 | Glycol | Advanced Controller with a Vacation or Holiday Mode | Solar Storage with Tankless Auxiliary Water Heater | 52 | 1 | 1 | 65 | Z13 | [18 empty] | Bakersfield | FALSE | 34.06 |  | 2020-02-28 | 2020-03-06 |  |  | 2020-03-02 | 2020-03-13 | 1668 | 5450 | Up-front Payment
PGE-015190 | Low Income Single Family Residential | Domestic Hot Water | Gas | Pacific Gas and Electric | Incentive:Paid | 5397 | 36.9 |  | 1 | 160 |  | 160 |  | 2020-03-02 09:28 | 2020-04-17 | TITANIUM POWER INC | Retrofit | Bakersfield | Bakersfield | 93307 | Host Customer is System Owner | 4 |  | 30004297 | Butler Sun Solutions, Inc. | Titanium Power | Power Pack 2 GT | Indirect Forced Circulation (IF) | 45.42 |  | ARIS2004 | Glycol | Advanced Controller with a Vacation or Holiday Mode | Solar Storage with Tankless Auxiliary Water Heater | 52 | 1 | 1 | 55 | Z13 | [18 empty] | Bakersfield | FALSE | 34.06 |  | 2020-02-28 | 2020-03-09 |  |  | 2020-03-02 | 2020-04-17 | 1640 | 5450 | Up-front Payment
SCG-015191 | Low Income Single Family Residential | Domestic Hot Water | Gas | Southern California Gas Company | Incentive:Canceled | 5397 | 36.9 |  | 1 | 148 |  | 148 |  | 2020-03-02 10:36 |  | TITANIUM POWER INC | Retrofit | Los Angeles | Los Angeles | 90063 | Host Customer is System Owner | 4 |  | 30004272 | Butler Sun Solutions, Inc. | SOLAR BUTLER | BT1-40-I-T | Indirect Forced Circulation (IF) | 43.72 |  | BT1 | Glycol | Advanced Controller with a Vacation or Holiday Mode | Solar Storage with Tankless Auxiliary Water Heater |  | 1 | 1 | 55 | Z09 | [18 empty] | Los Angeles | FALSE | 36.89 |  | 2011-06-01: 2020-02-28; 2011-06-21: 2020-06-05; 2011-08-03: 2020-03-02 | 1604 | 5459 | Up-front Payment
PGE-015192 | Single Family Residential - Disadvantaged Community | Domestic Hot Water | Gas | Pacific Gas and Electric | Incentive:Paid | 4366 | 29.85 |  | 1 | 160 |  | 160 |  | 2020-03-02 09:27 | 2020-03-13 | TITANIUM POWER INC | Retrofit | Bakersfield | Bakersfield | 93305 | Host Customer is System Owner | 6 |  | 30004297 | Butler Sun Solutions, Inc. | Titanium Power | Power Pack 2 GT | Indirect Forced Circulation (IF) | 45.42 |  | ARIS2004 | Glycol | Advanced Controller with a Vacation or Holiday Mode | Solar Storage with Tankless Auxiliary Water Heater | 52 | 1 | 1 | 75 | Z13 | [18 empty] | Bakersfield | FALSE | 34.06 |  | 2020-02-28 | 2020-03-06 |  |  | 2020-03-02 | 2020-03-13 | 1668 | 5450 | Up-front Payment
PGE-015193 | Low Income Single Family Residential | Domestic Hot Water | Gas | Pacific Gas and Electric | Incentive:Paid | 5397 | 36.9 |  | 1 | 160 |  | 160 |  | 2020-03-02 09:24 | 2020-04-17 | TITANIUM POWER INC | Retrofit | Bakersfield | Bakersfield | 93305 | Host Customer is System Owner | 5 |  | 30004297 | Butler Sun Solutions, Inc. | Titanium Power | Power Pack 2 GT | Indirect Forced Circulation (IF) | 45.42 |  | ARIS2004 | Glycol | Advanced Controller with a Vacation or Holiday Mode | Solar Storage with Tankless Auxiliary Water Heater | 52 | 1 | 1 | 65 | Z13 | [18 empty] | Bakersfield | FALSE | 34.06 |  | 2011-06-01: 2020-02-28; 2011-08-03: 2020-03-02; 2011-09-20: 2020-04-17 | 1640 | 5450 | Up-front Payment
PGE-015194 | Low Income Single Family Residential | Domestic Hot Water | Gas | Pacific Gas and Electric | Incentive:Paid | 5397 | 36.9 |  | 1 | 160 |  | 160 |  | 2020-03-02 09:23 | 2020-03-30 | TITANIUM POWER INC | Retrofit | Bakersfield | Bakersfield | 93306 | Host Customer is System Owner | 4 |  | 30004297 | Butler Sun Solutions, Inc. | Titanium Power | Power Pack 2 GT | Indirect Forced Circulation (IF) | 45.42 |  | ARIS2004 | Glycol | Advanced Controller with a Vacation or Holiday Mode | Solar Storage with Tankless Auxiliary Water Heater | 52 | 1 | 1 | 55 | Z13 | [18 empty] | Bakersfield | FALSE | 34.06 |  | 2020-02-28 | 2020-03-06 |  |  | 2020-03-02 | 2020-03-30 | 1660 | 5450 | Up-front Payment
SCG-015195 | Commercial Pools | Pool Heating | Gas | Southern California Gas Company | Incentive:Paid | 9570 | 7 |  | 1 | 1647 |  | 1647 |  | 2020-03-27 11:12 | 2020-04-14 | SUNTREK INDUSTRIES INC | Retrofit | Torrance | Los Angeles | 90502 | Host Customer is System Owner | [7 empty] | 960 | 24 |  | Drainback |  |  |  | 1 | 1 |  | Z06 |  |  |  | 2007048A | 40 | 1 | [5 empty] | FALSE |  |  |  | SunEarth - SETR A503 TTR U + VFS 20-400 |  | SunEarth - SETR A503 TTR U + VFS 20-400 | Los Angeles County | FALSE | 11.62 |  | 2020-02-29 |  | 2020-03-27 | 2020-04-14 | 2021-08-20 | 2021-08-30 | 1139 | 19140 | Up-front Payment
PGE-015196 | Low Income Single Family Residential | Domestic Hot Water | Gas | Pacific Gas and Electric | Incentive:Canceled | 5397 | 36.9 |  | 1 | 160 |  | 152 |  | 2020-03-02 09:34 |  | TITANIUM POWER INC | Retrofit | Bakersfield | Bakersfield | 93305 | Host Customer is System Owner | 4 |  | 30004297 | Butler Sun Solutions, Inc. | Titanium Power | Power Pack 2 GT | Indirect Forced Circulation (IF) | 45.42 |  | ARIS2004 | Glycol | Advanced Controller with a Vacation or Holiday Mode | Solar Storage with Tankless Auxiliary Water Heater | 52 | 1 | 0.95 | 55 | Z13 | [18 empty] | Bakersfield | FALSE | 34.06 |  | 2011-06-01: 2020-02-29; 2011-06-21: 2020-03-09; 2011-08-03: 2020-03-02 | 1417 | 5450 | Up-front Payment
PGE-015197 | Single Family Residential - Disadvantaged Community | Domestic Hot Water | Gas | Pacific Gas and Electric | Incentive:Paid | 4060 | 29.85 |  | 1 | 160 |  | 136 |  | 2020-03-02 09:53 | 2020-03-13 | TITANIUM POWER INC | Retrofit | Bakersfield | Bakersfield | 93304 | Host Customer is System Owner | 4 |  | 30004297 | Butler Sun Solutions, Inc. | Titanium Power | Power Pack 2 GT | Indirect Forced Circulation (IF) | 45.42 |  | ARIS2004 | Glycol | Advanced Controller with a Vacation or Holiday Mode | Solar Storage with Tankless Auxiliary Water Heater | 52 | 1 | 0.85 | 55 | Z13 | [18 empty] | Bakersfield | FALSE | 34.06 |  | 2020-02-29 | 2020-03-06 |  |  | 2020-03-02 | 2020-03-13 | 1668 | 5450 | Up-front Payment
PGE-015198 | Single Family Residential - Disadvantaged Community | Domestic Hot Water | Gas | Pacific Gas and Electric | Incentive:Paid | 4060 | 29.85 |  | 1 | 160 |  | 136 |  | 2020-03-02 09:54 | 2020-03-13 | TITANIUM POWER INC | Retrofit | Bakersfield | Bakersfield | 93307 | Host Customer is System Owner | 4 |  | 30004297 | Butler Sun Solutions, Inc. | Titanium Power | Power Pack 2 GT | Indirect Forced Circulation (IF) | 45.42 |  | ARIS2004 | Glycol | Advanced Controller with a Vacation or Holiday Mode | Solar Storage with Tankless Auxiliary Water Heater | 52 | 1 | 0.85 | 55 | Z13 | [18 empty] | Bakersfield | FALSE | 34.06 |  | 2020-02-29 | 2020-03-06 |  |  | 2020-03-02 | 2020-03-13 | 1668 | 5450 | Up-front Payment
PGE-015199 | Single Family Residential - Disadvantaged Community | Domestic Hot Water | Gas | Pacific Gas and Electric | Incentive:Paid | 4366 | 29.85 |  | 1 | 160 |  | 160 |  | 2020-03-02 09:55 | 2020-03-13 | TITANIUM POWER INC | Retrofit | Bakersfield | Bakersfield | 93307 | Host Customer is System Owner | 4 |  | 30004297 | Butler Sun Solutions, Inc. | Titanium Power | Power Pack 2 GT | Indirect Forced Circulation (IF) | 45.42 |  | ARIS2004 | Glycol | Advanced Controller with a Vacation or Holiday Mode | Solar Storage with Tankless Auxiliary Water Heater | 52 | 1 | 1 | 55 | Z13 | [18 empty] | Bakersfield | FALSE | 34.06 |  | 2020-02-29 | 2020-03-06 |  |  | 2020-03-02 | 2020-03-13 | 1668 | 5450 | Up-front Payment
PGE-015200 | Low Income Single Family Residential | Domestic Hot Water | Gas | Pacific Gas and Electric | Incentive:Paid | 5397 | 36.9 |  | 1 | 160 |  | 160 |  | 2020-03-02 09:37 | 2020-03-09 | TITANIUM POWER INC | Retrofit | Bakersfield | Bakersfield | 93307 | Host Customer is System Owner | 4 |  | 30004297 | Butler Sun Solutions, Inc. | Titanium Power | Power Pack 2 GT | Indirect Forced Circulation (IF) | 45.42 |  | ARIS2004 | Glycol | Advanced Controller with a Vacation or Holiday Mode | Solar Storage with Tankless Auxiliary Water Heater | 52 | 1 | 1 | 55 | Z13 | [18 empty] | Bakersfield | FALSE | 34.06 |  | 2011-06-01: 2020-02-29; 2011-08-03: 2020-03-02; 2011-09-20: 2020-03-09 | 1682 | 5450 | Up-front Payment
PGE-015201 | Single Family Residential - Disadvantaged Community | Domestic Hot Water | Gas | Pacific Gas and Electric | Incentive:Paid | 4366 | 29.85 |  | 1 | 160 |  | 160 |  | 2020-03-02 09:39 | 2020-09-01 | TITANIUM POWER INC | Retrofit | Bakersfield | Bakersfield | 93307 | Host Customer is System Owner | 4 |  | 30004297 | Butler Sun Solutions, Inc. | Titanium Power | Power Pack 2 GT | Indirect Forced Circulation (IF) | 45.42 |  | ARIS2004 | Glycol | Advanced Controller with a Vacation or Holiday Mode | Solar Storage with Tankless Auxiliary Water Heater | 52 | 1 | 1 | 55 | Z13 | [18 empty] | Bakersfield | FALSE | 34.06 |  | 2020-02-29 | 2020-03-09 |  |  | 2020-03-02 | 2020-09-01 | 1509 | 5450 | Up-front Payment
PGE-015202 | Low Income Single Family Residential | Domestic Hot Water | Gas | Pacific Gas and Electric | Incentive:Paid | 5397 | 36.9 |  | 1 | 160 |  | 160 |  | 2020-03-02 09:40 | 2020-07-02 | TITANIUM POWER INC | Retrofit | Bakersfield | Bakersfield | 93307 | Host Customer is System Owner | 6 |  | 30004297 | Butler Sun Solutions, Inc. | Titanium Power | Power Pack 2 GT | Indirect Forced Circulation (IF) | 45.42 |  | ARIS2004 | Glycol | Advanced Controller with a Vacation or Holiday Mode | Solar Storage with Tankless Auxiliary Water Heater | 52 | 1 | 1 | 75 | Z13 | [18 empty] | Bakersfield | FALSE | 34.06 |  | 2020-02-29 | 2020-03-10 |  |  | 2020-03-02 | 2020-07-02 | 1573 | 5450 | Up-front Payment
PGE-015203 | Single Family Residential - Disadvantaged Community | Domestic Hot Water | Gas | Pacific Gas and Electric | Incentive:Paid | 4366 | 29.85 |  | 1 | 160 |  | 160 |  | 2020-03-02 09:50 | 2020-03-13 | TITANIUM POWER INC | Retrofit | Bakerfield | Bakersfield | 93304 | Host Customer is System Owner | 6 |  | 30004297 | Butler Sun Solutions, Inc. | Titanium Power | Power Pack 2 GT | Indirect Forced Circulation (IF) | 45.42 |  | ARIS2004 | Glycol | Advanced Controller with a Vacation or Holiday Mode | Solar Storage with Tankless Auxiliary Water Heater | 52 | 1 | 1 | 75 | Z13 | [18 empty] | Bakersfield | FALSE | 34.06 |  | 2020-02-29 | 2020-03-09 |  |  | 2020-03-02 | 2020-03-13 | 1668 | 5450 | Up-front Payment
PGE-015204 | Low Income Single Family Residential | Domestic Hot Water | Gas | Pacific Gas and Electric | Incentive:Paid | 5397 | 36.9 |  | 1 | 160 |  | 160 |  | 2020-03-02 09:51 | 2020-03-10 | TITANIUM POWER INC | Retrofit | Bakersfield | Bakersfield | 93306 | Host Customer is System Owner | 5 |  | 30004297 | Butler Sun Solutions, Inc. | Titanium Power | Power Pack 2 GT | Indirect Forced Circulation (IF) | 45.42 |  | ARIS2004 | Glycol | Advanced Controller with a Vacation or Holiday Mode | Solar Storage with Tankless Auxiliary Water Heater | 52 | 1 | 1 | 65 | Z13 | [18 empty] | Bakersfield | FALSE | 34.06 |  | 2011-06-01: 2020-02-29; 2011-08-03: 2020-03-02; 2011-09-20: 2020-03-10 | 1682 | 5450 | Up-front Payment
PGE-015205 | Low Income Single Family Residential | Domestic Hot Water | Gas | Pacific Gas and Electric | Incentive:Paid | 5397 | 36.9 |  | 1 | 160 |  | 160 |  | 2020-03-02 09:48 | 2020-04-27 | TITANIUM POWER INC | Retrofit | Bakersfield | Bakersfield | 93306 | Host Customer is System Owner | 6 |  | 30004297 | Butler Sun Solutions, Inc. | Titanium Power | Power Pack 2 GT | Indirect Forced Circulation (IF) | 45.42 |  | ARIS2004 | Glycol | Advanced Controller with a Vacation or Holiday Mode | Solar Storage with Tankless Auxiliary Water Heater | 52 | 1 | 1 | 75 | Z13 | [18 empty] | Bakersfield | FALSE | 34.06 |  | 2020-02-29 | 2020-03-09 |  |  | 2020-03-02 | 2020-04-27 | 1640 | 5450 | Up-front Payment
PGE-015206 | Low Income Single Family Residential | Domestic Hot Water | Gas | Pacific Gas and Electric | Incentive:Paid | 5397 | 36.9 |  | 1 | 160 |  | 160 |  | 2020-03-02 09:42 | 2020-04-17 | TITANIUM POWER INC | Retrofit | Bakersfield | Bakersfield | 93307 | Host Customer is System Owner | 4 |  | 30004297 | Butler Sun Solutions, Inc. | Titanium Power | Power Pack 2 GT | Indirect Forced Circulation (IF) | 45.42 |  | ARIS2004 | Glycol | Advanced Controller with a Vacation or Holiday Mode | Solar Storage with Tankless Auxiliary Water Heater | 52 | 1 | 1 | 55 | Z13 | [18 empty] | Bakersfield | FALSE | 34.06 |  | 2011-06-01: 2020-02-29; 2011-08-03: 2020-03-02; 2011-09-20: 2020-04-17 | 1640 | 5450 | Up-front Payment
PGE-015207 | Single Family Residential | Domestic Hot Water | Gas | Pacific Gas and Electric | Incentive:Paid | 4366 | 29.85 |  | 1 | 160 |  | 160 |  | 2020-03-02 09:52 | 2020-04-27 | TITANIUM POWER INC | Retrofit | Bakersfield | Bakersfield | 93306 | Host Customer is System Owner | 6 |  | 30004297 | Butler Sun Solutions, Inc. | Titanium Power | Power Pack 2 GT | Indirect Forced Circulation (IF) | 45.42 |  | ARIS2004 | Glycol | Advanced Controller with a Vacation or Holiday Mode | Solar Storage with Tankless Auxiliary Water Heater | 52 | 1 | 1 | 75 | Z13 | [18 empty] | Bakersfield | FALSE | 34.06 |  | 2020-02-29 | 2020-03-09 |  |  | 2020-03-02 | 2020-04-27 | 1636 | 5450 | Up-front Payment
SCG-015209 | Low Income Single Family Residential | Domestic Hot Water | Gas | Southern California Gas Company | Incentive:Canceled | 5397 | 36.9 |  | 1 | 148 |  | 148 |  | 2020-03-04 08:57 |  | TITANIUM POWER INC | Retrofit | Los Angeles | Los Angeles | 90023 | Host Customer is System Owner | 10 |  | 30004272 | Butler Sun Solutions, Inc. | SOLAR BUTLER | BT1-40-I-T | Indirect Forced Circulation (IF) | 43.72 |  | BT1 | Glycol | Advanced Controller with a Vacation or Holiday Mode | Solar Storage with Tankless Auxiliary Water Heater |  | 1 | 1 | 115 | Z09 | [18 empty] | Los Angeles | FALSE | 36.89 |  | 2011-06-01: 2020-02-29; 2011-06-21: 2020-06-05; 2011-08-03: 2020-03-04 | 1604 | 5459 | Up-front Payment
SCG-015210 | Low Income Single Family Residential | Domestic Hot Water | Gas | Southern California Gas Company | Incentive:Canceled | 5188 | 36.9 |  | 1 | 148 |  | 141 |  | 2020-03-04 08:55 |  | TITANIUM POWER INC | Retrofit | Los Angeles | Los Angeles | 90063 | Host Customer is System Owner | 4 |  | 30004272 | Butler Sun Solutions, Inc. | SOLAR BUTLER | BT1-40-I-T | Indirect Forced Circulation (IF) | 43.72 |  | BT1 | Glycol | Advanced Controller with a Vacation or Holiday Mode | Solar Storage with Tankless Auxiliary Water Heater |  | 1 | 0.95 | 55 | Z09 | [18 empty] | Los Angeles | FALSE | 35.53 |  | 2011-06-01: 2020-02-29; 2011-06-21: 2020-06-05; 2011-08-03: 2020-03-04 | 1604 | 5259 | Up-front Payment
SCG-015211 | Low Income Single Family Residential | Domestic Hot Water | Gas | Southern California Gas Company | Incentive:Canceled | 4673 | 36.9 |  | 1 | 149 |  | 127 |  | 2020-03-04 08:54 |  | TITANIUM POWER INC | Retrofit | Los Angeles | Los Angeles | 90003 | Host Customer is System Owner | 5 |  | 30004272 | Butler Sun Solutions, Inc. | SOLAR BUTLER | BT1-40-I-T | Indirect Forced Circulation (IF) | 43.72 |  | BT1 | Glycol | Advanced Controller with a Vacation or Holiday Mode | Solar Storage with Tankless Auxiliary Water Heater |  | 1 | 0.85 | 65 | Z08 | [18 empty] | Los Angeles | FALSE | 36.64 |  | 2011-06-01: 2020-02-29; 2011-06-21: 2020-06-05; 2011-08-03: 2020-03-04 | 1604 | 5459 | Up-front Payment
SCG-015212 | Low Income Single Family Residential | Domestic Hot Water | Gas | Southern California Gas Company | Incentive:Canceled | 5397 | 36.9 |  | 1 | 149 |  | 149 |  | 2020-03-04 08:51 |  | TITANIUM POWER INC | Retrofit | Los Angeles | Los Angeles | 90044 | Host Customer is System Owner | 7 |  | 30004272 | Butler Sun Solutions, Inc. | SOLAR BUTLER | BT1-40-I-T | Indirect Forced Circulation (IF) | 43.72 |  | BT1 | Glycol | Advanced Controller with a Vacation or Holiday Mode | Solar Storage with Tankless Auxiliary Water Heater |  | 1 | 1 | 85 | Z08 | [18 empty] | Los Angeles | FALSE | 36.64 |  | 2011-06-01: 2020-02-29; 2011-06-21: 2020-06-05; 2011-08-03: 2020-03-04 | 1604 | 5459 | Up-front Payment
SCG-015213 | Low Income Single Family Residential | Domestic Hot Water | Gas | Southern California Gas Company | Incentive:Canceled | 5397 | 36.9 |  | 1 | 148 |  | 148 |  | 2020-03-04 08:48 |  | TITANIUM POWER INC | Retrofit | Los Angeles | Los Angeles | 90022 | Host Customer is System Owner | 6 |  | 30004272 | Butler Sun Solutions, Inc. | SOLAR BUTLER | BT1-40-I-T | Indirect Forced Circulation (IF) | 43.72 |  | BT1 | Glycol | Advanced Controller with a Vacation or Holiday Mode | Solar Storage with Tankless Auxiliary Water Heater |  | 1 | 1 | 75 | Z09 | [18 empty] | Los Angeles | FALSE | 36.89 |  | 2011-06-01: 2020-02-29; 2011-06-21: 2020-06-05; 2011-08-03: 2020-03-04 | 1604 | 5459 | Up-front Payment
SCG-015214 | Low Income Single Family Residential | Domestic Hot Water | Gas | Southern California Gas Company | Incentive:Paid | 5397 | 36.9 |  | 1 | 148 |  | 148 |  | 2020-03-04 08:30 | 2020-09-02 | TITANIUM POWER INC | Retrofit | Los Angeles | Los Angeles | 90023 | Host Customer is System Owner | 6 |  | 30004272 | Butler Sun Solutions, Inc. | SOLAR BUTLER | BT1-40-I-T | Indirect Forced Circulation (IF) | 43.72 |  | BT1 | Glycol | Advanced Controller with a Vacation or Holiday Mode | Solar Storage with Tankless Auxiliary Water Heater |  | 1 | 1 | 75 | Z09 | [18 empty] | Los Angeles | FALSE | 36.89 |  | 2011-06-01: 2020-02-29; 2011-08-03: 2020-03-04; 2011-09-20: 2020-09-02 | 1514 | 5459 | Up-front Payment
SCG-015216 | Low Income Single Family Residential | Domestic Hot Water | Gas | Southern California Gas Company | Incentive:Canceled | 5397 | 36.9 |  | 1 | 148 |  | 148 |  | 2020-03-03 13:51 |  | TITANIUM POWER INC | Retrofit | Los Angeles | Los Angeles | 90023 | Host Customer is System Owner | 4 |  | 30004272 | Butler Sun Solutions, Inc. | SOLAR BUTLER | BT1-40-I-T | Indirect Forced Circulation (IF) | 43.72 |  | BT1 | Glycol | Advanced Controller with a Vacation or Holiday Mode | Solar Storage with Tankless Auxiliary Water Heater |  | 1 | 1 | 55 | Z09 | [18 empty] | Los Angeles | FALSE | 36.89 |  | 2011-06-01: 2020-02-29; 2011-06-21: 2020-06-05; 2011-08-03: 2020-03-03 | 1604 | 5459 | Up-front Payment
SCG-015217 | Commercial Pools | Pool Heating | Gas | Southern California Gas Company | Incentive:Paid | 7893 | 7 |  | 1 | 1643 |  | 1643 |  | 2020-03-17 14:17 | 2020-03-18 | SUNTREK INDUSTRIES INC | Retrofit | Fullerton | Orange | 92835 | Host Customer is System Owner | [7 empty] | 680 | 40 |  | Drainback |  |  |  | 1 | 1 |  | Z08 |  |  |  | 2007048A | 17 | 1 | [5 empty] | FALSE |  |  |  | SunEarth - SETR A503 TTR U + VFS 20-400 |  | SunEarth - SETR A503 TTR U + VFS 20-400 | Fullteron | FALSE | 9.61 |  | 2020-02-29 |  | 2020-03-17 | 2020-03-18 | 2020-04-14 | 2020-04-15 | 1643 | 15786 | Up-front Payment
PGE-015218 | Low Income Single Family Residential | Domestic Hot Water | Gas | Pacific Gas and Electric | Incentive:Paid | 5397 | 36.9 |  | 1 | 160 |  | 152 |  | 2020-03-03 14:43 | 2020-08-12 | TITANIUM POWER INC | Retrofit | Bakersfield | Bakersfield | 93309 | Host Customer is System Owner | 5 |  | 30004297 | Butler Sun Solutions, Inc. | Titanium Power | Power Pack 2 GT | Indirect Forced Circulation (IF) | 45.42 |  | ARIS2004 | Glycol | Advanced Controller with a Vacation or Holiday Mode | Solar Storage with Tankless Auxiliary Water Heater | 52 | 1 | 0.95 | 65 | Z13 | [18 empty] | Bakersfield | FALSE | 34.19 |  | 2020-03-02 | 2020-03-11 |  |  | 2020-03-03 | 2020-08-12 | 1522 | 5470 | Up-front Payment
PGE-015219 | Low Income Single Family Residential | Domestic Hot Water | Gas | Pacific Gas and Electric | Incentive:Paid | 5397 | 36.9 |  | 1 | 160 |  | 160 |  | 2020-03-03 14:44 | 2020-05-07 | TITANIUM POWER INC | Retrofit | Bakersfield | Bakersfield | 93304 | Host Customer is System Owner | 5 |  | 30004297 | Butler Sun Solutions, Inc. | Titanium Power | Power Pack 2 GT | Indirect Forced Circulation (IF) | 45.42 |  | ARIS2004 | Glycol | Advanced Controller with a Vacation or Holiday Mode | Solar Storage with Tankless Auxiliary Water Heater | 52 | 1 | 1 | 65 | Z13 | [18 empty] | Bakersfield | FALSE | 34.19 |  | 2011-06-01: 2020-03-02; 2011-08-03: 2020-03-03; 2011-09-20: 2020-05-07 | 1590 | 5470 | Up-front Payment
PGE-015221 | Low Income Single Family Residential | Domestic Hot Water | Gas | Pacific Gas and Electric | Incentive:Paid | 5397 | 36.9 |  | 1 | 160 |  | 160 |  | 2020-03-03 14:45 | 2020-03-26 | TITANIUM POWER INC | Retrofit | Bakersfield | Bakersfield | 93304 | Host Customer is System Owner | 5 |  | 30004297 | Butler Sun Solutions, Inc. | Titanium Power | Power Pack 2 GT | Indirect Forced Circulation (IF) | 45.42 |  | ARIS2004 | Glycol | Advanced Controller with a Vacation or Holiday Mode | Solar Storage with Tankless Auxiliary Water Heater | 52 | 1 | 1 | 65 | Z13 | [18 empty] | Bakersfield | FALSE | 34.19 |  | 2020-03-02 | 2020-03-11 |  |  | 2020-03-03 | 2020-03-26 | 1640 | 5470 | Up-front Payment
PGE-015222 | Low Income Single Family Residential | Domestic Hot Water | Gas | Pacific Gas and Electric | Incentive:Paid | 5397 | 36.9 |  | 1 | 160 |  | 160 |  | 2020-03-03 14:37 | 2020-03-30 | TITANIUM POWER INC | Retrofit | Bakersfield | Bakersfield | 93304 | Host Customer is System Owner | 8 |  | 30004297 | Butler Sun Solutions, Inc. | Titanium Power | Power Pack 2 GT | Indirect Forced Circulation (IF) | 45.42 |  | ARIS2004 | Glycol | Advanced Controller with a Vacation or Holiday Mode | Solar Storage with Tankless Auxiliary Water Heater | 52 | 1 | 1 | 95 | Z13 | [18 empty] | Bakersfield | FALSE | 34.19 |  | 2011-06-01: 2020-03-02; 2011-08-03: 2020-03-03; 2011-09-20: 2020-03-30 | 1660 | 5470 | Up-front Payment
PGE-015223 | Single Family Residential - Disadvantaged Community | Domestic Hot Water | Gas | Pacific Gas and Electric | Incentive:Paid | 4366 | 29.85 |  | 1 | 160 |  | 160 |  | 2020-03-03 14:46 | 2020-05-02 | TITANIUM POWER INC | Retrofit | Bakersfield | Bakersfield | 93304 | Host Customer is System Owner | 7 |  | 30004297 | Butler Sun Solutions, Inc. | Titanium Power | Power Pack 2 GT | Indirect Forced Circulation (IF) | 45.42 |  | ARIS2004 | Glycol | Advanced Controller with a Vacation or Holiday Mode | Solar Storage with Tankless Auxiliary Water Heater | 52 | 1 | 1 | 85 | Z13 | [18 empty] | Bakersfield | FALSE | 34.19 |  | 2020-03-02 | 2020-03-11 |  |  | 2020-03-03 | 2020-05-02 | 1517 | 5470 | Up-front Payment
PGE-015224 | Low Income Single Family Residential | Domestic Hot Water | Gas | Pacific Gas and Electric | Incentive:Paid | 5397 | 36.9 |  | 1 | 160 |  | 160 |  | 2020-03-03 14:46 | 2020-07-31 | TITANIUM POWER INC | Retrofit | Bakersfield | Bakersfield | 93304 | Host Customer is System Owner | 5 |  | 30004297 | Butler Sun Solutions, Inc. | Titanium Power | Power Pack 2 GT | Indirect Forced Circulation (IF) | 45.42 |  | ARIS2004 | Glycol | Advanced Controller with a Vacation or Holiday Mode | Solar Storage with Tankless Auxiliary Water Heater | 52 | 1 | 1 | 65 | Z13 | [18 empty] | Bakersfield | FALSE | 34.19 |  | 2011-06-01: 2020-03-02; 2011-08-03: 2020-03-03; 2011-09-20: 2020-07-31 | 1534 | 5470 | Up-front Payment
PGE-015225 | Low Income Single Family Residential | Domestic Hot Water | Gas | Pacific Gas and Electric | Incentive:Paid | 5018 | 36.9 |  | 1 | 160 |  | 136 |  | 2020-03-03 14:47 | 2020-03-31 | TITANIUM POWER INC | Retrofit | Bakersfield | Bakersfield | 93307 | Host Customer is System Owner | 4 |  | 30004297 | Butler Sun Solutions, Inc. | Titanium Power | Power Pack 2 GT | Indirect Forced Circulation (IF) | 45.42 |  | ARIS2004 | Glycol | Advanced Controller with a Vacation or Holiday Mode | Solar Storage with Tankless Auxiliary Water Heater | 52 | 1 | 0.85 | 55 | Z13 | [18 empty] | Bakersfield | FALSE | 34.19 |  | 2020-03-02 | 2020-03-11 |  |  | 2020-03-03 | 2020-03-31 | 1660 | 5470 | Up-front Payment
PGE-015227 | Low Income Single Family Residential | Domestic Hot Water | Gas | Pacific Gas and Electric | Incentive:Paid | 5397 | 36.9 |  | 1 | 160 |  | 160 |  | 2020-03-03 14:49 | 2020-03-30 | TITANIUM POWER INC | Retrofit | Bakersfield | Bakersfield | 93307 | Host Customer is System Owner | 8 |  | 30004297 | Butler Sun Solutions, Inc. | Titanium Power | Power Pack 2 GT | Indirect Forced Circulation (IF) | 45.42 |  | ARIS2004 | Glycol | Advanced Controller with a Vacation or Holiday Mode | Solar Storage with Tankless Auxiliary Water Heater | 52 | 1 | 1 | 95 | Z13 | [18 empty] | Bakersfield | FALSE | 34.19 |  | 2011-06-01: 2020-03-02; 2011-08-03: 2020-03-03; 2011-09-20: 2020-03-30 | 1660 | 5470 | Up-front Payment
PGE-015228 | Single Family Residential - Disadvantaged Community | Domestic Hot Water | Gas | Pacific Gas and Electric | Incentive:Paid | 4366 | 29.85 |  | 1 | 160 |  | 160 |  | 2020-03-03 14:50 | 2020-05-07 | TITANIUM POWER INC | Retrofit | Bakersfield | Bakersfield | 93307 | Host Customer is System Owner | 4 |  | 30004297 | Butler Sun Solutions, Inc. | Titanium Power | Power Pack 2 GT | Indirect Forced Circulation (IF) | 45.42 |  | ARIS2004 | Glycol | Advanced Controller with a Vacation or Holiday Mode | Solar Storage with Tankless Auxiliary Water Heater | 52 | 1 | 1 | 55 | Z13 | [18 empty] | Bakersfield | FALSE | 34.19 |  | 2020-03-02 | 2020-03-11 |  |  | 2020-03-03 | 2020-05-07 | 1590 | 5470 | Up-front Payment
PGE-015229 | Low Income Single Family Residential | Domestic Hot Water | Gas | Pacific Gas and Electric | Incentive:Paid | 5397 | 36.9 |  | 1 | 160 |  | 160 |  | 2020-03-03 14:50 | 2020-07-02 | TITANIUM POWER INC | Retrofit | Bakersfield | Bakersfield | 93307 | Host Customer is System Owner | 6 |  | 30004297 | Butler Sun Solutions, Inc. | Titanium Power | Power Pack 2 GT | Indirect Forced Circulation (IF) | 45.42 |  | ARIS2004 | Glycol | Advanced Controller with a Vacation or Holiday Mode | Solar Storage with Tankless Auxiliary Water Heater | 52 | 1 | 1 | 75 | Z13 | [18 empty] | Bakersfield | FALSE | 34.19 |  | 2020-03-02 | 2020-03-11 |  |  | 2020-03-03 | 2020-07-02 | 1573 | 5470 | Up-front Payment
PGE-015230 | Low Income Single Family Residential | Domestic Hot Water | Gas | Pacific Gas and Electric | Incentive:Paid | 5397 | 36.9 |  | 1 | 160 |  | 160 |  | 2020-03-03 14:52 | 2020-05-02 | TITANIUM POWER INC | Retrofit | Bakersfield | Bakersfield | 93307 | Host Customer is System Owner | 4 |  | 30004297 | Butler Sun Solutions, Inc. | Titanium Power | Power Pack 2 GT | Indirect Forced Circulation (IF) | 45.42 |  | ARIS2004 | Glycol | Advanced Controller with a Vacation or Holiday Mode | Solar Storage with Tankless Auxiliary Water Heater | 52 | 1 | 1 | 55 | Z13 | [18 empty] | Bakersfield | FALSE | 34.06 |  | 2020-03-02 | 2020-03-11 |  |  | 2020-03-03 | 2020-05-02 | 1606 | 5450 | Up-front Payment
PGE-015231 | Low Income Single Family Residential | Domestic Hot Water | Gas | Pacific Gas and Electric | Incentive:Paid | 5397 | 36.9 |  | 1 | 160 |  | 160 |  | 2020-03-03 14:56 | 2020-04-27 | TITANIUM POWER INC | Retrofit | Bakersfield | Bakersfield | 93306 | Host Customer is System Owner | 4 |  | 30004297 | Butler Sun Solutions, Inc. | Titanium Power | Power Pack 2 GT | Indirect Forced Circulation (IF) | 45.42 |  | ARIS2004 | Glycol | Advanced Controller with a Vacation or Holiday Mode | Solar Storage with Tankless Auxiliary Water Heater | 52 | 1 | 1 | 55 | Z13 | [18 empty] | Bakersfield | FALSE | 34.06 |  | 2020-03-02 | 2020-03-11 |  |  | 2020-03-03 | 2020-04-27 | 1640 | 5450 | Up-front Payment
PGE-015232 | Low Income Single Family Residential | Domestic Hot Water | Gas | Pacific Gas and Electric | Incentive:Paid | 5397 | 36.9 |  | 1 | 160 |  | 160 |  | 2020-03-03 14:55 | 2020-07-31 | TITANIUM POWER INC | Retrofit | Bakersfield | Bakersfield | 93306 | Host Customer is System Owner | 6 |  | 30004297 | Butler Sun Solutions, Inc. | Titanium Power | Power Pack 2 GT | Indirect Forced Circulation (IF) | 45.42 |  | ARIS2004 | Glycol | Advanced Controller with a Vacation or Holiday Mode | Solar Storage with Tankless Auxiliary Water Heater | 52 | 1 | 1 | 75 | Z13 | [18 empty] | Bakersfield | FALSE | 34.06 |  | 2011-06-01: 2020-03-02; 2011-08-03: 2020-03-03; 2011-09-20: 2020-07-31 | 1534 | 5450 | Up-front Payment
PGE-015234 | Low Income Single Family Residential | Domestic Hot Water | Gas | Pacific Gas and Electric | Incentive:Paid | 5397 | 36.9 |  | 1 | 160 |  | 160 |  | 2020-03-03 14:41 | 2020-03-30 | TITANIUM POWER INC | Retrofit | Bakersfield | Bakersfield | 93311 | Host Customer is System Owner | 4 |  | 30004297 | Butler Sun Solutions, Inc. | Titanium Power | Power Pack 2 GT | Indirect Forced Circulation (IF) | 45.42 |  | ARIS2004 | Glycol | Advanced Controller with a Vacation or Holiday Mode | Solar Storage with Tankless Auxiliary Water Heater | 52 | 1 | 1 | 55 | Z13 | [18 empty] | Bakersfield | FALSE | 34.19 |  | 2011-06-01: 2020-03-02; 2011-08-03: 2020-03-03; 2011-09-20: 2020-03-30 | 1660 | 5470 | Up-front Payment
PGE-015235 | Low Income Single Family Residential | Domestic Hot Water | Gas | Pacific Gas and Electric | Incentive:Paid | 5018 | 36.9 |  | 1 | 160 |  | 136 |  | 2020-03-03 14:54 | 2020-04-27 | TITANIUM POWER INC | Retrofit | Bakersfield | Bakersfield | 93307 | Host Customer is System Owner | 5 |  | 30004297 | Butler Sun Solutions, Inc. | Titanium Power | Power Pack 2 GT | Indirect Forced Circulation (IF) | 45.42 |  | ARIS2004 | Glycol | Advanced Controller with a Vacation or Holiday Mode | Solar Storage with Tankless Auxiliary Water Heater | 52 | 1 | 0.85 | 65 | Z13 | [18 empty] | Bakersfield | FALSE | 34.19 |  | 2020-03-02 | 2020-03-11 |  |  | 2020-03-03 | 2020-04-27 | 1640 | 5470 | Up-front Payment
PGE-015236 | Low Income Single Family Residential | Domestic Hot Water | Gas | Pacific Gas and Electric | Incentive:Paid | 5397 | 36.9 |  | 1 | 160 |  | 160 |  | 2020-03-03 14:35 | 2020-03-13 | TITANIUM POWER INC | Retrofit | Bakersfield | Bakersfield | 93307 | Host Customer is System Owner | 5 |  | 30004297 | Butler Sun Solutions, Inc. | Titanium Power | Power Pack 2 GT | Indirect Forced Circulation (IF) | 45.42 |  | ARIS2004 | Glycol | Advanced Controller with a Vacation or Holiday Mode | Solar Storage with Tankless Auxiliary Water Heater | 52 | 1 | 1 | 65 | Z13 | [18 empty] | Bakersfield | FALSE | 34.19 |  | 2020-03-02 | 2020-03-11 |  |  | 2020-03-03 | 2020-03-13 | 1668 | 5470 | Up-front Payment
PGE-015238 | Single Family Residential - Disadvantaged Community | Domestic Hot Water | Gas | Pacific Gas and Electric | Incentive:Paid | 4060 | 29.85 |  | 1 | 160 |  | 136 |  | 2020-03-05 14:45 | 2020-04-27 | TITANIUM POWER INC | Retrofit | Bakersfield | Bakersfield | 93307 | Host Customer is System Owner | 5 |  | 30004297 | Butler Sun Solutions, Inc. | Titanium Power | Power Pack 2 GT | Indirect Forced Circulation (IF) | 45.42 |  | ARIS2004 | Glycol | Advanced Controller with a Vacation or Holiday Mode | Solar Storage with Tankless Auxiliary Water Heater | 52 | 1 | 0.85 | 65 | Z13 | [18 empty] | Bakersfield | FALSE | 31.69 |  | 2020-03-04 | 2020-03-13 |  |  | 2020-03-05 | 2020-04-27 | 1640 | 5070 | Up-front Payment
PGE-015239 | Single Family Residential - Disadvantaged Community | Domestic Hot Water | Gas | Pacific Gas and Electric | Incentive:Paid | 4366 | 29.85 |  | 1 | 160 |  | 160 |  | 2020-03-05 14:43 | 2020-04-27 | TITANIUM POWER INC | Retrofit | Bakersfield | Bakersfield | 93304 | Host Customer is System Owner | 5 |  | 30004297 | Butler Sun Solutions, Inc. | Titanium Power | Power Pack 2 GT | Indirect Forced Circulation (IF) | 45.42 |  | ARIS2004 | Glycol | Advanced Controller with a Vacation or Holiday Mode | Solar Storage with Tankless Auxiliary Water Heater | 52 | 1 | 1 | 65 | Z13 | [18 empty] | Bakersfield | FALSE | 34.19 |  | 2020-03-04 | 2020-03-13 |  |  | 2020-03-05 | 2020-04-27 | 1636 | 5470 | Up-front Payment
PGE-015240 | Low Income Single Family Residential | Domestic Hot Water | Gas | Pacific Gas and Electric | Incentive:Paid | 5397 | 36.9 |  | 1 | 160 |  | 152 |  | 2020-03-05 14:41 | 2020-08-06 | TITANIUM POWER INC | Retrofit | Bakersfield | Bakersfield | 93313 | Host Customer is System Owner | 5 |  | 30004297 | Butler Sun Solutions, Inc. | Titanium Power | Power Pack 2 GT | Indirect Forced Circulation (IF) | 45.42 |  | ARIS2004 | Glycol | Advanced Controller with a Vacation or Holiday Mode | Solar Storage with Tankless Auxiliary Water Heater | 52 | 1 | 0.95 | 65 | Z13 | [18 empty] | Bakersfield | FALSE | 34.19 |  | 2011-06-01: 2020-03-04; 2011-08-03: 2020-03-05; 2011-09-20: 2020-08-06 | 1534 | 5470 | Up-front Payment
PGE-015241 | Low Income Single Family Residential | Domestic Hot Water | Gas | Pacific Gas and Electric | Incentive:Paid | 5018 | 36.9 |  | 1 | 160 |  | 136 |  | 2020-03-05 14:07 | 2020-03-13 | TITANIUM POWER INC | Retrofit | Bakersfield | Bakersfield | 93304 | Host Customer is System Owner | 4 |  | 30004297 | Butler Sun Solutions, Inc. | Titanium Power | Power Pack 2 GT | Indirect Forced Circulation (IF) | 45.42 |  | ARIS2004 | Glycol | Advanced Controller with a Vacation or Holiday Mode | Solar Storage with Tankless Auxiliary Water Heater | 52 | 1 | 0.85 | 55 | Z13 | [18 empty] | Bakersfield | FALSE | 31.69 |  | 2011-06-01: 2020-03-04; 2011-08-03: 2020-03-05; 2011-09-20: 2020-03-13 | 1668 | 5070 | Up-front Payment
PGE-015243 | Low Income Single Family Residential | Domestic Hot Water | Gas | Pacific Gas and Electric | Incentive:Paid | 5397 | 36.9 |  | 1 | 160 |  | 160 |  | 2020-03-05 14:46 | 2020-03-13 | TITANIUM POWER INC | Retrofit | Bakersfield | Bakersfield | 93307 | Host Customer is System Owner | 4 |  | 30004297 | Butler Sun Solutions, Inc. | Titanium Power | Power Pack 2 GT | Indirect Forced Circulation (IF) | 45.42 |  | ARIS2004 | Glycol | Advanced Controller with a Vacation or Holiday Mode | Solar Storage with Tankless Auxiliary Water Heater | 52 | 1 | 1 | 55 | Z13 | [18 empty] | Bakersfield | FALSE | 34.19 |  | 2011-06-01: 2020-03-04; 2011-08-03: 2020-03-05; 2011-09-20: 2020-03-13 | 1667 | 5470 | Up-front Payment
PGE-015244 | Low Income Single Family Residential | Domestic Hot Water | Gas | Pacific Gas and Electric | Incentive:Paid | 5397 | 36.9 |  | 1 | 160 |  | 160 |  | 2020-03-05 14:13 | 2020-05-02 | TITANIUM POWER INC | Retrofit | Bakersfield | Bakersfield | 93304 | Host Customer is System Owner | 4 |  | 30004297 | Butler Sun Solutions, Inc. | Titanium Power | Power Pack 2 GT | Indirect Forced Circulation (IF) | 45.42 |  | ARIS2004 | Glycol | Advanced Controller with a Vacation or Holiday Mode | Solar Storage with Tankless Auxiliary Water Heater | 52 | 1 | 1 | 55 | Z13 | [18 empty] | Bakersfield | FALSE | 34.19 |  | 2020-03-04 | 2020-03-16 |  |  | 2020-03-05 | 2020-05-02 | 1606 | 5470 | Up-front Payment
PGE-015245 | Single Family Residential - Disadvantaged Community | Domestic Hot Water | Gas | Pacific Gas and Electric | Incentive:Paid | 4060 | 29.85 |  | 1 | 160 |  | 136 |  | 2020-03-05 14:19 | 2020-04-27 | TITANIUM POWER INC | Retrofit | Bakersfield | Bakersfield | 93307 | Host Customer is System Owner | 5 |  | 30004297 | Butler Sun Solutions, Inc. | Titanium Power | Power Pack 2 GT | Indirect Forced Circulation (IF) | 45.42 |  | ARIS2004 | Glycol | Advanced Controller with a Vacation or Holiday Mode | Solar Storage with Tankless Auxiliary Water Heater | 52 | 1 | 0.85 | 65 | Z13 | [18 empty] | Bakersfield | FALSE | 31.69 |  | 2020-03-04 | 2020-03-16 |  |  | 2020-03-05 | 2020-04-27 | 1590 | 5070 | Up-front Payment
PGE-015246 | Low Income Single Family Residential | Domestic Hot Water | Gas | Pacific Gas and Electric | Incentive:Paid | 5397 | 36.9 |  | 1 | 160 |  | 160 |  | 2020-03-05 14:13 | 2020-05-12 | TITANIUM POWER INC | Retrofit | Bakersfield | Bakersfield | 93304 | Host Customer is System Owner | 4 |  | 30004297 | Butler Sun Solutions, Inc. | Titanium Power | Power Pack 2 GT | Indirect Forced Circulation (IF) | 45.42 |  | ARIS2004 | Glycol | Advanced Controller with a Vacation or Holiday Mode | Solar Storage with Tankless Auxiliary Water Heater | 52 | 1 | 1 | 55 | Z13 | [18 empty] | Bakersfield | FALSE | 34.19 |  | 2020-03-04 | 2020-03-16 |  |  | 2020-03-05 | 2020-05-12 | 1590 | 5470 | Up-front Payment
PGE-015247 | Single Family Residential - Disadvantaged Community | Domestic Hot Water | Gas | Pacific Gas and Electric | Incentive:Paid | 4366 | 29.85 |  | 1 | 160 |  | 160 |  | 2020-03-05 14:29 | 2020-04-28 | TITANIUM POWER INC | Retrofit | Bakersfield | Bakersfield | 93305 | Host Customer is System Owner | 4 |  | 30004297 | Butler Sun Solutions, Inc. | Titanium Power | Power Pack 2 GT | Indirect Forced Circulation (IF) | 45.42 |  | ARIS2004 | Glycol | Advanced Controller with a Vacation or Holiday Mode | Solar Storage with Tankless Auxiliary Water Heater | 52 | 1 | 1 | 55 | Z13 | [18 empty] | Bakersfield | FALSE | 34.19 |  | 2020-03-04 | 2020-03-16 |  |  | 2020-03-05 | 2020-04-28 | 1640 | 5470 | Up-front Payment
PGE-015248 | Low Income Single Family Residential | Domestic Hot Water | Gas | Pacific Gas and Electric | Incentive:Paid | 5397 | 36.9 |  | 1 | 160 |  | 152 |  | 2020-03-05 14:30 | 2020-05-06 | TITANIUM POWER INC | Retrofit | bakersfield | Bakersfield | 93307 | Host Customer is System Owner | 5 |  | 30004297 | Butler Sun Solutions, Inc. | Titanium Power | Power Pack 2 GT | Indirect Forced Circulation (IF) | 45.42 |  | ARIS2004 | Glycol | Advanced Controller with a Vacation or Holiday Mode | Solar Storage with Tankless Auxiliary Water Heater | 52 | 1 | 0.95 | 65 | Z13 | [18 empty] | Bakersfield | FALSE | 34.19 |  | 2020-03-04 | 2020-03-16 |  |  | 2020-03-05 | 2020-05-06 | 1590 | 5470 | Up-front Payment
PGE-015249 | Low Income Single Family Residential | Domestic Hot Water | Gas | Pacific Gas and Electric | Incentive:Paid | 5397 | 36.9 |  | 1 | 160 |  | 160 |  | 2020-03-05 14:31 | 2020-04-28 | TITANIUM POWER INC | Retrofit | Bakersfield | Bakersfield | 93307 | Host Customer is System Owner | 6 |  | 30004297 | Butler Sun Solutions, Inc. | Titanium Power | Power Pack 2 GT | Indirect Forced Circulation (IF) | 45.42 |  | ARIS2004 | Glycol | Advanced Controller with a Vacation or Holiday Mode | Solar Storage with Tankless Auxiliary Water Heater | 52 | 1 | 1 | 75 | Z13 | [18 empty] | Bakersfield | FALSE | 34.06 |  | 2020-03-04 | 2020-03-16 |  |  | 2020-03-05 | 2020-04-28 | 1640 | 5450 | Up-front Payment
PGE-015250 | Low Income Single Family Residential | Domestic Hot Water | Gas | Pacific Gas and Electric | Incentive:Paid | 5397 | 36.9 |  | 1 | 164 |  | 164 |  | 2020-03-05 14:32 | 2020-05-07 | TITANIUM POWER INC | Retrofit | Bakersfield | Bakersfield | 93307 | Host Customer is System Owner | 4 |  | 30004298 | Butler Sun Solutions, Inc. | Titanium Power | Power Pack 2 GT Butler | Indirect Forced Circulation (IF) | 43.72 |  | BT1 | Glycol | Advanced Controller with a Vacation or Holiday Mode | Solar Storage with Tankless Auxiliary Water Heater | 52 | 1 | 1 | 55 | Z13 | [18 empty] | Bakersfield | FALSE | 33.23 |  | 2020-03-04 | 2020-03-16 |  |  | 2020-03-05 | 2020-05-07 | 1564 | 5450 | Up-front Payment
PGE-015251 | Low Income Single Family Residential | Domestic Hot Water | Gas | Pacific Gas and Electric | Incentive:Paid | 5397 | 36.9 |  | 1 | 160 |  | 160 |  | 2020-03-05 14:35 | 2020-03-30 | TITANIUM POWER INC | Retrofit | Bakersfield | Bakersfield | 93307 | Host Customer is System Owner | 4 |  | 30004297 | Butler Sun Solutions, Inc. | Titanium Power | Power Pack 2 GT | Indirect Forced Circulation (IF) | 45.42 |  | ARIS2004 | Glycol | Advanced Controller with a Vacation or Holiday Mode | Solar Storage with Tankless Auxiliary Water Heater | 52 | 1 | 1 | 55 | Z13 | [18 empty] | Bakersfield | FALSE | 34.19 |  | 2011-06-01: 2020-03-04; 2011-08-03: 2020-03-05; 2011-09-20: 2020-03-30 | 1660 | 5470 | Up-front Payment
PGE-015252 | Low Income Single Family Residential | Domestic Hot Water | Gas | Pacific Gas and Electric | Incentive:Paid | 5397 | 36.9 |  | 1 | 160 |  | 160 |  | 2020-03-05 14:33 | 2020-05-05 | TITANIUM POWER INC | Retrofit | Bakersfield | Bakersfield | 93307 | Host Customer is System Owner | 4 |  | 30004297 | Butler Sun Solutions, Inc. | Titanium Power | Power Pack 2 GT | Indirect Forced Circulation (IF) | 45.42 |  | ARIS2004 | Glycol | Advanced Controller with a Vacation or Holiday Mode | Solar Storage with Tankless Auxiliary Water Heater | 52 | 1 | 1 | 55 | Z13 | [18 empty] | Bakersfield | FALSE | 34.19 |  | 2020-03-04 | 2020-03-16 |  |  | 2020-03-05 | 2020-05-05 | 1590 | 5470 | Up-front Payment
PGE-015253 | Single Family Residential - Disadvantaged Community | Domestic Hot Water | Gas | Pacific Gas and Electric | Incentive:Paid | 3582 | 29.85 |  | 1 | 160 |  | 120 |  | 2020-03-05 14:35 | 2020-04-28 | TITANIUM POWER INC | Retrofit | Bakersfield | Bakersfield | 93307 | Host Customer is System Owner | 5 |  | 30004297 | Butler Sun Solutions, Inc. | Titanium Power | Power Pack 2 GT | Indirect Forced Circulation (IF) | 45.42 |  | ARIS2004 | Glycol | Advanced Controller with a Vacation or Holiday Mode | Solar Storage with Tankless Auxiliary Water Heater | 52 | 1 | 0.75 | 65 | Z13 | [18 empty] | Bakersfield | FALSE | 28.44 |  | 2020-03-04 | 2020-03-16 |  |  | 2020-03-05 | 2020-04-28 | 1640 | 4550 | Up-front Payment
PGE-015254 | Low Income Single Family Residential | Domestic Hot Water | Gas | Pacific Gas and Electric | Incentive:Paid | 5018 | 36.9 |  | 1 | 160 |  | 136 |  | 2020-03-05 14:36 | 2020-05-07 | TITANIUM POWER INC | Retrofit | Bakersfield | Bakersfield | 93307 | Host Customer is System Owner | 4 |  | 30004297 | Butler Sun Solutions, Inc. | Titanium Power | Power Pack 2 GT | Indirect Forced Circulation (IF) | 45.42 |  | ARIS2004 | Forced Circulation | Advanced Controller with a Vacation or Holiday Mode | Solar Storage with Tankless Auxiliary Water Heater | 52 | 1 | 0.85 | 55 | Z13 | [18 empty] | Bakersfield | FALSE | 34.19 |  | 2020-03-04 | 2020-03-16 |  |  | 2020-03-05 | 2020-05-07 | 1590 | 5470 | Up-front Payment
PGE-015255 | Low Income Single Family Residential | Domestic Hot Water | Gas | Pacific Gas and Electric | Incentive:Paid | 5397 | 36.9 |  | 1 | 160 |  | 160 |  | 2020-03-05 14:37 | 2020-03-30 | TITANIUM POWER INC | Retrofit | Bakersfield | Bakersfield | 93304 | Host Customer is System Owner | 6 |  | 30004297 | Butler Sun Solutions, Inc. | Titanium Power | Power Pack 2 GT | Indirect Forced Circulation (IF) | 45.42 |  | ARIS2004 | Glycol | Advanced Controller with a Vacation or Holiday Mode | Solar Storage with Tankless Auxiliary Water Heater | 52 | 1 | 1 | 75 | Z13 | [18 empty] | Bakersfield | FALSE | 34.19 |  | 2011-06-01: 2020-03-04; 2011-08-03: 2020-03-05; 2011-09-20: 2020-03-30 | 1660 | 5470 | Up-front Payment
SCG-015264 | Commercial/Multifamily Residential | Domestic Hot Water | Gas | Southern California Gas Company | Incentive:Paid | 27422 | 17.16 |  | 2 | 1598 |  | 1598 |  | 2020-06-01 08:14 | 2020-08-05 | ALL VALLEY SOLAR INC | New Construction | Los Angeles | Los Angeles | 90028 | Host Customer is System Owner | [7 empty] | 327.6 | 40.95 |  | Drainback | Steam Back | Solar Storage and Auxiliary Tanks are separate |  | 1 | 1 | 3800 | Z09 | 100 | Units | Apartments/Condos | TRB-40 | 8 | 1 | 500 | 1 | 200 | 2 | 698000 | TRUE | 135 | 140 |  |  |  |  | ladbs | FALSE | 72.28 |  | 2020-03-11 |  | 2020-06-01 | 2020-08-05 | 2023-01-31 | 2023-05-12 | 466 | 115500 | Up-front Payment
SCG-015265 | Commercial/Multifamily Residential | Domestic Hot Water | Gas | Southern California Gas Company | Incentive:Paid | 24453 | 17.16 |  | 2 | 1425 |  | 1425 |  | 2020-06-01 08:14 | 2020-08-05 | ALL VALLEY SOLAR INC | New Construction | Los Angeles | Los Angeles | 90028 | Host Customer is System Owner | [7 empty] | 286.65 | 40.95 |  | Drainback | Steam Back | Solar Storage and Auxiliary Tanks are separate |  | 1 | 1 | 3800 | Z09 | 100 | Units | Apartments/Condos | TRB-40 | 7 | 1 | 500 | 1 | 200 | 2 | 698000 | TRUE | 135 | 140 |  |  |  |  | LADBS | FALSE | 81.05 |  | 2020-03-11 |  | 2020-06-01 | 2020-08-05 | 2023-01-31 | 2023-05-15 | 466 | 115500 | Up-front Payment
PGE-015266 | Single Family Residential - Disadvantaged Community | Domestic Hot Water | Gas | Pacific Gas and Electric | Incentive:Paid | 4366 | 29.85 |  | 1 | 160 |  | 160 |  | 2020-03-16 12:35 | 2020-04-30 | TITANIUM POWER INC | Retrofit | Bakersfield | Bakersfield | 93304 | Host Customer is System Owner | 4 |  | 30004297 | Butler Sun Solutions, Inc. | Titanium Power | Power Pack 2 GT | Indirect Forced Circulation (IF) | 45.42 |  | ARIS2004 | Glycol | Advanced Controller with a Vacation or Holiday Mode | Solar Storage with Tankless Auxiliary Water Heater | 52 | 1 | 1 | 55 | Z13 | [18 empty] | Bakersfield | FALSE | 34.19 |  | 2020-03-13 | 2020-03-23 |  |  | 2020-03-16 | 2020-04-30 | 1606 | 5470 | Up-front Payment
PGE-015267 | Single Family Residential - Disadvantaged Community | Domestic Hot Water | Gas | Pacific Gas and Electric | Incentive:Paid | 4366 | 29.85 |  | 1 | 164 |  | 164 |  | 2020-03-16 12:33 | 2020-09-01 | TITANIUM POWER INC | Retrofit | Bakersfield | Bakersfield | 93307 | Host Customer is System Owner | 5 |  | 30004298 | Butler Sun Solutions, Inc. | Titanium Power | Power Pack 2 GT Butler | Indirect Forced Circulation (IF) | 43.72 |  | BT1 | Glycol | Advanced Controller with a Vacation or Holiday Mode | Solar Storage with Tankless Auxiliary Water Heater | 52 | 1 | 1 | 65 | Z13 | [18 empty] | Bakersfield | FALSE | 33.23 |  | 2020-03-13 | 2020-03-23 |  |  | 2020-03-16 | 2020-09-01 | 1509 | 5450 | Up-front Payment
PGE-015268 | Low Income Single Family Residential | Domestic Hot Water | Gas | Pacific Gas and Electric | Incentive:Paid | 4428 | 36.9 |  | 1 | 160 |  | 120 |  | 2020-03-16 10:36 | 2020-06-23 | TITANIUM POWER INC | Retrofit | Bakersfield | Bakersfield | 93305 | Host Customer is System Owner | 4 |  | 30004297 | Butler Sun Solutions, Inc. | Titanium Power | Power Pack 2 GT | Indirect Forced Circulation (IF) | 45.42 |  | ARIS2004 | Glycol | Advanced Controller with a Vacation or Holiday Mode | Solar Storage with Tankless Auxiliary Water Heater | 52 | 1 | 0.75 | 55 | Z13 | [18 empty] | Bakersfield | FALSE | 28.12 |  | 2020-03-13 | 2020-03-23 |  |  | 2020-03-16 | 2020-06-23 | 1578 | 4500 | Up-front Payment
PGE-015269 | Single Family Residential - Disadvantaged Community | Domestic Hot Water | Gas | Pacific Gas and Electric | Incentive:Paid | 4366 | 29.85 |  | 1 | 160 |  | 160 |  | 2020-03-18 14:51 | 2020-07-13 | TITANIUM POWER INC | Retrofit | Bakersfield | Bakersfield | 93306 | Host Customer is System Owner | 5 |  | 30004297 | Butler Sun Solutions, Inc. | Titanium Power | Power Pack 2 GT | Indirect Forced Circulation (IF) | 45.42 |  | ARIS2004 | Glycol | Advanced Controller with a Vacation or Holiday Mode | Solar Storage with Tankless Auxiliary Water Heater | 52 | 1 | 1 | 65 | Z13 | [18 empty] | Bakersfield | FALSE | 34.06 |  | 2020-03-16 | 2020-03-24 |  |  | 2020-03-18 | 2020-07-13 | 1551 | 5450 | Up-front Payment
PGE-015270 | Single Family Residential | Domestic Hot Water | Gas | Pacific Gas and Electric | Incentive:Paid | 4366 | 29.85 |  | 1 | 160 |  | 160 |  | 2020-03-18 14:52 | 2020-04-30 | TITANIUM POWER INC | Retrofit | Bakersfield | Bakersfield | 93306 | Host Customer is System Owner | 7 |  | 30004297 | Butler Sun Solutions, Inc. | Titanium Power | Power Pack 2 GT | Indirect Forced Circulation (IF) | 45.42 |  | ARIS2004 | Glycol | Advanced Controller with a Vacation or Holiday Mode | Solar Storage with Tankless Auxiliary Water Heater | 52 | 1 | 1 | 85 | Z13 | [18 empty] | Bakersfield | FALSE | 34.06 |  | 2020-03-16 | 2020-03-24 |  |  | 2020-03-18 | 2020-04-30 | 1606 | 5450 | Up-front Payment
PGE-015271 | Single Family Residential | Domestic Hot Water | Gas | Pacific Gas and Electric | Incentive:Paid | 4366 | 29.85 |  | 1 | 160 |  | 160 |  | 2020-03-18 14:53 | 2020-05-11 | TITANIUM POWER INC | Retrofit | Bakersfield | Bakersfield | 93306 | Host Customer is System Owner | 9 |  | 30004297 | Butler Sun Solutions, Inc. | Titanium Power | Power Pack 2 GT | Indirect Forced Circulation (IF) | 45.42 |  | ARIS2004 | Glycol | Advanced Controller with a Vacation or Holiday Mode | Solar Storage with Tankless Auxiliary Water Heater | 52 | 1 | 1 | 105 | Z13 | [18 empty] | Bakersfield | FALSE | 34.06 |  | 2020-03-16 | 2020-03-24 |  |  | 2020-03-18 | 2020-05-11 | 1590 | 5450 | Up-front Payment
PGE-015272 | Single Family Residential - Disadvantaged Community | Domestic Hot Water | Gas | Pacific Gas and Electric | Incentive:Paid | 4366 | 29.85 |  | 1 | 160 |  | 160 |  | 2020-03-17 16:20 | 2020-07-02 | TITANIUM POWER INC | Retrofit | Bakersfield | Bakersfield | 93304 | Host Customer is System Owner | 7 |  | 30004297 | Butler Sun Solutions, Inc. | Titanium Power | Power Pack 2 GT | Indirect Forced Circulation (IF) | 45.42 |  | ARIS2004 | Glycol | Advanced Controller with a Vacation or Holiday Mode | Solar Storage with Tankless Auxiliary Water Heater | 52 | 1 | 1 | 85 | Z13 | [18 empty] | Bakersfield | FALSE | 34.06 |  | 2020-03-16 | 2020-03-23 |  |  | 2020-03-17 | 2020-07-02 | 1573 | 5450 | Up-front Payment
PGE-015273 | Low Income Single Family Residential | Domestic Hot Water | Gas | Pacific Gas and Electric | Incentive:Paid | 5397 | 36.9 |  | 1 | 160 |  | 160 |  | 2020-03-18 14:54 | 2020-03-30 | TITANIUM POWER INC | Retrofit | Bakersfield | Bakersfield | 93306 | Host Customer is System Owner | 6 |  | 30004297 | Butler Sun Solutions, Inc. | Titanium Power | Power Pack 2 GT | Indirect Forced Circulation (IF) | 45.42 |  | ARIS2004 | Glycol | Advanced Controller with a Vacation or Holiday Mode | Solar Storage with Tankless Auxiliary Water Heater | 52 | 1 | 1 | 75 | Z13 | [18 empty] | Bakersfield | FALSE | 34.06 |  | 2011-06-01: 2020-03-16; 2011-08-03: 2020-03-18; 2011-09-20: 2020-03-30 | 1660 | 5450 | Up-front Payment
PGE-015274 | Low Income Single Family Residential | Domestic Hot Water | Gas | Pacific Gas and Electric | Incentive:Paid | 5397 | 36.9 |  | 1 | 160 |  | 160 |  | 2020-03-18 14:55 | 2020-03-30 | TITANIUM POWER INC | Retrofit | Bakersfield | Bakersfield | 93306 | Host Customer is System Owner | 7 |  | 30004297 | Butler Sun Solutions, Inc. | Titanium Power | Power Pack 2 GT | Indirect Forced Circulation (IF) | 45.42 |  | ARIS2004 | Glycol | Advanced Controller with a Vacation or Holiday Mode | Solar Storage with Tankless Auxiliary Water Heater | 52 | 1 | 1 | 85 | Z13 | [18 empty] | Bakersfield | FALSE | 34.06 |  | 2011-06-01: 2020-03-16; 2011-08-03: 2020-03-18; 2011-09-20: 2020-03-30 | 1660 | 5450 | Up-front Payment
PGE-015275 | Single Family Residential - Disadvantaged Community | Domestic Hot Water | Gas | Pacific Gas and Electric | Incentive:Paid | 4366 | 29.85 |  | 1 | 160 |  | 160 |  | 2020-03-18 14:56 | 2020-05-01 | TITANIUM POWER INC | Retrofit | Bakersfield | Bakersfield | 93305 | Host Customer is System Owner | 5 |  | 30004297 | Butler Sun Solutions, Inc. | Titanium Power | Power Pack 2 GT | Indirect Forced Circulation (IF) | 45.42 |  | ARIS2004 | Glycol | Advanced Controller with a Vacation or Holiday Mode | Solar Storage with Tankless Auxiliary Water Heater | 52 | 1 | 1 | 65 | Z13 | [18 empty] | Bakersfield | FALSE | 34.06 |  | 2020-03-16 | 2020-03-24 |  |  | 2020-03-18 | 2020-05-01 | 1606 | 5450 | Up-front Payment
PGE-015276 | Low Income Single Family Residential | Domestic Hot Water | Gas | Pacific Gas and Electric | Incentive:Paid | 4428 | 36.9 |  | 1 | 160 |  | 120 |  | 2020-03-18 14:57 | 2020-03-30 | TITANIUM POWER INC | Retrofit | Bakersfield | Bakersfield | 93307 | Host Customer is System Owner | 4 |  | 30004297 | Butler Sun Solutions, Inc. | Titanium Power | Power Pack 2 GT | Indirect Forced Circulation (IF) | 45.42 |  | ARIS2004 | Glycol | Advanced Controller with a Vacation or Holiday Mode | Solar Storage with Tankless Auxiliary Water Heater | 52 | 1 | 0.75 | 55 | Z13 | [18 empty] | Bakersfield | FALSE | 28.44 |  | 2011-06-01: 2020-03-16; 2011-08-03: 2020-03-18; 2011-09-20: 2020-03-30 | 1660 | 4550 | Up-front Payment
PGE-015277 | Low Income Single Family Residential | Domestic Hot Water | Gas | Pacific Gas and Electric | Incentive:Paid | 5397 | 36.9 |  | 1 | 160 |  | 160 |  | 2020-03-18 14:58 | 2020-04-28 | TITANIUM POWER INC | Retrofit | Bakersfield | Bakersfield | 93307 | Host Customer is System Owner | 4 |  | 30004297 | Butler Sun Solutions, Inc. | Titanium Power | Power Pack 2 GT | Indirect Forced Circulation (IF) | 45.42 |  | ARIS2004 | Glycol | Advanced Controller with a Vacation or Holiday Mode | Solar Storage with Tankless Auxiliary Water Heater | 52 | 1 | 1 | 55 | Z13 | [18 empty] | Bakersfield | FALSE | 34.06 |  | 2011-06-01: 2020-03-16; 2011-08-03: 2020-03-18; 2011-09-20: 2020-04-28 | 1640 | 5450 | Up-front Payment
PGE-015278 | Low Income Single Family Residential | Domestic Hot Water | Gas | Pacific Gas and Electric | Incentive:Paid | 5397 | 36.9 |  | 1 | 160 |  | 160 |  | 2020-03-17 16:20 | 2020-03-30 | TITANIUM POWER INC | Retrofit | Bakersfield | Bakersfield | 93307 | Host Customer is System Owner | 5 |  | 30004297 | Butler Sun Solutions, Inc. | Titanium Power | Power Pack 2 GT | Indirect Forced Circulation (IF) | 45.42 |  | ARIS2004 | Glycol | Advanced Controller with a Vacation or Holiday Mode | Solar Storage with Tankless Auxiliary Water Heater | 52 | 1 | 1 | 65 | Z13 | [18 empty] | Bakersfield | FALSE | 34.06 |  | 2011-06-01: 2020-03-16; 2011-08-03: 2020-03-17; 2011-09-20: 2020-03-30 | 1660 | 5450 | Up-front Payment
PGE-015279 | Low Income Single Family Residential | Domestic Hot Water | Gas | Pacific Gas and Electric | Incentive:Paid | 5018 | 36.9 |  | 1 | 160 |  | 136 |  | 2020-03-18 14:55 | 2020-05-04 | TITANIUM POWER INC | Retrofit | Bakersfield | Bakersfield | 93307 | Host Customer is System Owner | 4 |  | 30004297 | Butler Sun Solutions, Inc. | Titanium Power | Power Pack 2 GT | Indirect Forced Circulation (IF) | 45.42 |  | ARIS2004 | Glycol | Advanced Controller with a Vacation or Holiday Mode | Solar Storage with Tankless Auxiliary Water Heater | 52 | 1 | 0.85 | 55 | Z13 | [18 empty] | Bakersfield | FALSE | 31.88 |  | 2020-03-16 | 2020-03-24 |  |  | 2020-03-18 | 2020-05-04 | 1606 | 5100 | Up-front Payment
PGE-015280 | Single Family Residential - Disadvantaged Community | Domestic Hot Water | Gas | Pacific Gas and Electric | Incentive:Paid | 4366 | 29.85 |  | 1 | 160 |  | 160 |  | 2020-03-18 14:50 | 2020-04-30 | TITANIUM POWER INC | Retrofit | Bakersfield | Bakersfield | 93305 | Host Customer is System Owner | 8 |  | 30004297 | Butler Sun Solutions, Inc. | Titanium Power | Power Pack 2 GT | Indirect Forced Circulation (IF) | 45.42 |  | ARIS2004 | Glycol | Advanced Controller with a Vacation or Holiday Mode | Solar Storage with Tankless Auxiliary Water Heater | 52 | 1 | 1 | 95 | Z13 | [18 empty] | Bakersfield | FALSE | 34.06 |  | 2020-03-17 | 2020-03-24 |  |  | 2020-03-18 | 2020-04-30 | 1606 | 5450 | Up-front Payment
PGE-015281 | Low Income Single Family Residential | Domestic Hot Water | Gas | Pacific Gas and Electric | Incentive:Paid | 5397 | 36.9 |  | 1 | 164 |  | 164 |  | 2020-03-19 14:28 | 2020-08-06 | TITANIUM POWER INC | Retrofit | Bakersfield | Bakersfield | 93306 | Host Customer is System Owner | 5 |  | 30004298 | Butler Sun Solutions, Inc. | Titanium Power | Power Pack 2 GT Butler | Indirect Forced Circulation (IF) | 43.72 |  | BT1 | Glycol | Advanced Controller with a Vacation or Holiday Mode | Solar Storage with Tankless Auxiliary Water Heater | 52 | 1 | 1 | 65 | Z13 | [18 empty] | Bakersfield | FALSE | 33.23 |  | 2011-06-01: 2020-03-17; 2011-08-03: 2020-03-19; 2011-09-20: 2020-08-06 | 1534 | 5450 | Up-front Payment
PGE-015282 | Low Income Single Family Residential | Domestic Hot Water | Gas | Pacific Gas and Electric | Incentive:Paid | 5397 | 36.9 |  | 1 | 164 |  | 164 |  | 2020-03-19 14:32 | 2020-05-04 | TITANIUM POWER INC | Retrofit | Bakersfield | Bakersfield | 93307 | Host Customer is System Owner | 6 |  | 30004298 | Butler Sun Solutions, Inc. | Titanium Power | Power Pack 2 GT Butler | Indirect Forced Circulation (IF) | 43.72 |  | BT1 | Glycol | Advanced Controller with a Vacation or Holiday Mode | Solar Storage with Tankless Auxiliary Water Heater | 52 | 1 | 1 | 75 | Z13 | [18 empty] | Bakersfield | FALSE | 33.23 |  | 2020-03-17 | 2020-03-25 |  |  | 2020-03-19 | 2020-05-04 | 1606 | 5450 | Up-front Payment
PGE-015283 | Low Income Single Family Residential | Domestic Hot Water | Gas | Pacific Gas and Electric | Incentive:Paid | 5397 | 36.9 |  | 1 | 160 |  | 160 |  | 2020-03-19 14:31 | 2020-08-06 | TITANIUM POWER INC | Retrofit | Bakersfield | Bakersfield | 93307 | Host Customer is System Owner | 5 |  | 30004297 | Butler Sun Solutions, Inc. | Titanium Power | Power Pack 2 GT | Indirect Forced Circulation (IF) | 45.42 |  | ARIS2004 | Glycol | Advanced Controller with a Vacation or Holiday Mode | Solar Storage with Tankless Auxiliary Water Heater | 52 | 1 | 1 | 65 | Z13 | [18 empty] | Bakersfield | FALSE | 34.06 |  | 2011-06-01: 2020-03-17; 2011-08-03: 2020-03-19; 2011-09-20: 2020-08-06 | 1534 | 5450 | Up-front Payment
PGE-015284 | Low Income Single Family Residential | Domestic Hot Water | Gas | Pacific Gas and Electric | Incentive:Paid | 5397 | 36.9 |  | 1 | 164 |  | 164 |  | 2020-03-19 14:31 | 2020-03-30 | TITANIUM POWER INC | Retrofit | Bakersfield | Bakersfield | 93307 | Host Customer is System Owner | 6 |  | 30004298 | Butler Sun Solutions, Inc. | Titanium Power | Power Pack 2 GT Butler | Indirect Forced Circulation (IF) | 43.72 |  | BT1 | Glycol | Advanced Controller with a Vacation or Holiday Mode | Solar Storage with Tankless Auxiliary Water Heater | 52 | 1 | 1 | 75 | Z13 | [18 empty] | Bakersfield | FALSE | 33.23 |  | 2011-06-01: 2020-03-17; 2011-08-03: 2020-03-19; 2011-09-20: 2020-03-30 | 1660 | 5450 | Up-front Payment
PGE-015285 | Single Family Residential - Disadvantaged Community | Domestic Hot Water | Gas | Pacific Gas and Electric | Incentive:Paid | 4366 | 29.85 |  | 1 | 164 |  | 164 |  | 2020-03-19 14:30 | 2020-05-01 | TITANIUM POWER INC | Retrofit | Bakersfield | Bakersfield | 93306 | Host Customer is System Owner | 6 |  | 30004298 | Butler Sun Solutions, Inc. | Titanium Power | Power Pack 2 GT Butler | Indirect Forced Circulation (IF) | 43.72 |  | BT1 | Glycol | Advanced Controller with a Vacation or Holiday Mode | Solar Storage with Tankless Auxiliary Water Heater | 52 | 1 | 1 | 75 | Z13 | [18 empty] | Bakersfield | FALSE | 33.23 |  | 2020-03-17 | 2020-03-25 |  |  | 2020-03-19 | 2020-05-01 | 1606 | 5450 | Up-front Payment
PGE-015286 | Low Income Single Family Residential | Domestic Hot Water | Gas | Pacific Gas and Electric | Incentive:Paid | 5397 | 36.9 |  | 1 | 164 |  | 164 |  | 2020-03-18 14:50 | 2020-03-30 | TITANIUM POWER INC | New Construction | Bakersfield | Bakersfield | 93307 | Host Customer is System Owner | 8 |  | 30004298 | Butler Sun Solutions, Inc. | Titanium Power | Power Pack 2 GT Butler | Indirect Forced Circulation (IF) | 43.72 |  | BT1 | Glycol | Advanced Controller with a Vacation or Holiday Mode | Solar Storage with Tankless Auxiliary Water Heater | 52 | 1 | 1 | 95 | Z13 | [18 empty] | Bakersfield | FALSE | 33.23 |  | 2011-06-01: 2020-03-17; 2011-08-03: 2020-03-18; 2011-09-20: 2020-03-30 | 1660 | 5450 | Up-front Payment
PGE-015288 | Low Income Single Family Residential | Domestic Hot Water | Gas | Pacific Gas and Electric | Incentive:Canceled | 5397 | 36.9 |  | 1 | 160 |  | 160 |  | 2020-03-23 10:50 | 2020-05-01 | TITANIUM POWER INC | Retrofit | Bakersfield | Bakersfield | 93307 | Host Customer is System Owner | 5 |  | 30004297 | Butler Sun Solutions, Inc. | Titanium Power | Power Pack 2 GT | Indirect Forced Circulation (IF) | 45.42 |  | ARIS2004 | Glycol | Advanced Controller with a Vacation or Holiday Mode | Solar Storage with Tankless Auxiliary Water Heater | 52 | 1 | 1 | 65 | Z13 | [18 empty] | Bakersfield | FALSE | 34.06 |  | 2020-03-19 | 2020-03-25 |  |  | 2020-03-23 | 2020-05-01 | 1578 | 5450 | Up-front Payment
PGE-015289 | Single Family Residential - Disadvantaged Community | Domestic Hot Water | Gas | Pacific Gas and Electric | Incentive:Canceled | 4060 | 29.85 |  | 1 | 160 |  | 136 |  | 2020-03-23 10:41 | 2020-05-01 | TITANIUM POWER INC | Retrofit | Bakersfield | Bakersfield | 93307 | Host Customer is System Owner | 4 |  | 30004297 | Butler Sun Solutions, Inc. | Titanium Power | Power Pack 2 GT | Indirect Forced Circulation (IF) | 45.42 |  | ARIS2004 | Glycol | Advanced Controller with a Vacation or Holiday Mode | Solar Storage with Tankless Auxiliary Water Heater | 52 | 1 | 0.85 | 55 | Z13 | [18 empty] | Bakersfield | FALSE | 31.88 |  | 2020-03-19 | 2020-03-25 |  |  | 2020-03-23 | 2020-05-01 | 1578 | 5100 | Up-front Payment
PGE-015290 | Low Income Single Family Residential | Domestic Hot Water | Gas | Pacific Gas and Electric | Incentive:Paid | 5397 | 36.9 |  | 1 | 164 |  | 164 |  | 2020-03-23 10:25 | 2020-03-30 | TITANIUM POWER INC | Retrofit | Bakersfield | Bakersfield | 93307 | Host Customer is System Owner | 4 |  | 30004298 | Butler Sun Solutions, Inc. | Titanium Power | Power Pack 2 GT Butler | Indirect Forced Circulation (IF) | 43.72 |  | BT1 | Glycol | Advanced Controller with a Vacation or Holiday Mode | Solar Storage with Tankless Auxiliary Water Heater | 52 | 1 | 1 | 55 | Z13 | [18 empty] | Bakersfield | FALSE | 33.23 |  | 2011-06-01: 2020-03-19; 2011-08-03: 2020-03-23; 2011-09-20: 2020-03-30 | 1660 | 5450 | Up-front Payment
PGE-015291 | Low Income Single Family Residential | Domestic Hot Water | Gas | Pacific Gas and Electric | Incentive:Paid | 4841 | 36.9 |  | 1 | 164 |  | 131 |  | 2020-03-23 10:29 | 2020-03-30 | TITANIUM POWER INC | Retrofit | Bakersfield | Bakersfield | 93306 | Host Customer is System Owner | 6 |  | 30004298 | Butler Sun Solutions, Inc. | Titanium Power | Power Pack 2 GT Butler | Indirect Forced Circulation (IF) | 43.72 |  | BT1 | Glycol | Advanced Controller with a Vacation or Holiday Mode | Solar Storage with Tankless Auxiliary Water Heater | 52 | 1 | 0.8 | 75 | Z13 | [18 empty] | Bakersfield | FALSE | 29.88 |  | 2011-06-01: 2020-03-19; 2011-08-03: 2020-03-23; 2011-09-20: 2020-03-30 | 1660 | 4900 | Up-front Payment
PGE-015292 | Low Income Single Family Residential | Domestic Hot Water | Gas | Pacific Gas and Electric | Incentive:Paid | 5397 | 36.9 |  | 1 | 164 |  | 164 |  | 2020-03-23 10:32 | 2020-03-30 | TITANIUM POWER INC | Retrofit | Bakersfield | Bakersfield | 93307 | Host Customer is System Owner | 4 |  | 30004298 | Butler Sun Solutions, Inc. | Titanium Power | Power Pack 2 GT Butler | Indirect Forced Circulation (IF) | 43.72 |  | BT1 | Glycol | Advanced Controller with a Vacation or Holiday Mode | Solar Storage with Tankless Auxiliary Water Heater | 52 | 1 | 1 | 55 | Z13 | [18 empty] | Bakersfield | FALSE | 33.23 |  | 2011-06-01: 2020-03-19; 2011-08-03: 2020-03-23; 2011-09-20: 2020-03-30 | 1660 | 5450 | Up-front Payment
PGE-015293 | Low Income Multifamily Residential | Domestic Hot Water | Gas | Pacific Gas and Electric | Incentive:Paid | 340271 | 24.89 |  | 1 | 13671 |  | 13671 |  | 2020-03-24 09:20 | 2020-08-05 | CALIFORNIA SOLAR INTEGRATORS INC | New Construction | Sacramento | Sacramento | 95605 | Owner/Tenant | [7 empty] | 3521.7 | 40.95 |  | Glycol | Steam Back | Solar Storage and Auxiliary Tanks are separate |  | 1 | 1 | 12075 | Z12 | 345 | Units | Apartments/Condos | TRB-40 | 86 | 1 | 5850 | 3 | 162 | 2 | 2000000 | FALSE | 120 | 140 |  | SunEarth - SETRA503 TTR U + Series 200 |  | SunEarth - SETRA503 TTR U + Series 200 | Sacramento | FALSE | 36.57 |  | 2020-03-20 | 2020-04-06 | 2020-03-24 | 2020-08-05 | 2023-08-08 | 2023-09-07 | 402 | 499935 | Up-front Payment
SCG-015294 | Commercial Pools | Pool Heating | Gas | Southern California Gas Company | Incentive:Paid | 14422 | 7 |  | 1 | 2095 |  | 2095 |  | 2020-03-21 18:10 | 2020-03-23 | VASCO SOLAR | Retrofit | Huntington Beach | Orange | 92646 | Host Customer is System Owner | [7 empty] | 1399.16 | 36.82 |  | Drainback |  |  |  | 1 | 1 |  | Z06 |  |  |  | 10204-10 | 38 | 1 | [5 empty] | FALSE |  |  |  | Energx Model:BW-2.5 |  | Energx Model:BW-2.5 | City of Huntington Beach | FALSE | 13.77 |  | 2020-03-21 |  | 2020-03-21 | 2020-03-23 | 2020-07-23 | 2020-07-24 | 1550 | 28843 | Up-front Payment
PGE-015295 | Low Income Multifamily Residential | Domestic Hot Water | Gas | Pacific Gas and Electric | Incentive:Paid | 51298 | 24.89 |  | 1 | 2061 |  | 2061 |  | 2020-06-03 10:36 | 2020-07-31 | SOLARIX SYSTEMS | New Construction | Oakland | Alameda | 94609 | Host Customer is System Owner | [7 empty] | 563.64 | 40.26 |  | Glycol | Pressure Stagnation Protection (PSP) | Solar Storage and Auxiliary Tanks are separate |  | 1 | 1 | 1600 | Z03 | 53 | Units | Apartments/Condos | 2010115A | 14 | 1 | 900 | 1 | 238 | 2 | 399999 | TRUE | 130 | 120 |  | Heliodyne - Delta-T Pro Ethernet |  | Heliodyne - Delta-T Pro Ethernet | City of Oakland | FALSE | 57.01 |  | 2020-03-21 | 2020-06-29 | 2020-06-03 | 2020-07-31 | 2021-09-15 | 2021-10-26 | 1083 | 117500 | Up-front Payment
PGE-015296 | Low Income Multifamily Residential | Domestic Hot Water | Gas | Pacific Gas and Electric | Incentive:Paid | 54733 | 24.89 |  | 1 | 2199 |  | 2199 |  | 2020-06-03 15:39 | 2020-09-21 | SOLARIX SYSTEMS | New Construction | Oakland | Alameda | 94609 | Host Customer is System Owner | [7 empty] | 589.68 | 42.12 |  | Glycol | Pressure Stagnation Protection (PSP) | Solar Storage and Auxiliary Tanks are separate |  | 1 | 1 | 1600 | Z03 | 54 | Units | Apartments/Condos | 10001912 | 14 | 1 | 900 | 1 | 238 | 2 | 399999 | TRUE | 130 | 120 |  | Heliodyne - Delta-T Pro Ethernet |  | Heliodyne - Delta-T Pro Ethernet | City of Oakland | FALSE | 53.43 |  | 2020-03-21 | 2020-06-29 | 2020-06-03 | 2020-09-21 | 2021-10-06 | 2021-10-12 | 1096 | 117500 | Up-front Payment
PGE-015297 | Commercial/Multifamily Residential | Domestic Hot Water | Gas | Pacific Gas and Electric | Incentive:Canceled | 68057 | 17.16 |  | 2 | 3966 |  | 3966 |  | 2020-06-06 10:03 | 2020-08-03 | SOLARIX SYSTEMS | New Construction | San Francisco | San Francisco | 94127 | Host Customer is System Owner | [7 empty] | 1046.76 | 40.26 |  | Glycol | Pressure Stagnation Protection (PSP) | Solar Storage and Auxiliary Tanks are separate |  | 1 | 1 | 4699 | Z03 | 127 | Units | Apartments/Condos | 2010115A | 26 | 1 | 1450 | 1 | 500 | 1 | 599999 | TRUE | 130 | 120 | [5 empty] | FALSE | 40.05 |  | 2020-03-21 | 2020-06-29 | 2020-06-06 | 2020-08-03 |  |  | 1545 | 158839 | Up-front Payment
PGE-015298 | Single Family Residential - Disadvantaged Community | Domestic Hot Water | Gas | Pacific Gas and Electric | Incentive:Paid | 4366 | 29.85 |  | 1 | 164 |  | 156 |  | 2020-03-26 07:26 | 2020-06-23 | TITANIUM POWER INC | Retrofit | Bakersfield | Bakersfield | 93304 | Host Customer is System Owner | 4 |  | 30004298 | Butler Sun Solutions, Inc. | Titanium Power | Power Pack 2 GT Butler | Indirect Forced Circulation (IF) | 43.72 |  | BT1 | Glycol | Advanced Controller with a Vacation or Holiday Mode | Solar Storage with Tankless Auxiliary Water Heater | 52 | 1 | 0.95 | 55 | Z13 | [18 empty] | Bakersfield | FALSE | 33.23 |  | 2020-03-23 | 2020-04-16 |  |  | 2020-03-26 | 2020-06-23 | 1578 | 5450 | Up-front Payment
PGE-015299 | Low Income Single Family Residential | Domestic Hot Water | Gas | Pacific Gas and Electric | Incentive:Paid | 4539 | 36.9 |  | 1 | 164 |  | 123 |  | 2020-03-26 07:06 | 2020-04-01 | TITANIUM POWER INC | Retrofit | Bakersfield | Bakersfield | 93307 | Host Customer is System Owner | 4 |  | 30004298 | Butler Sun Solutions, Inc. | Titanium Power | Power Pack 2 GT Butler | Indirect Forced Circulation (IF) | 43.72 |  | BT1 | Glycol | Advanced Controller with a Vacation or Holiday Mode | Solar Storage with Tankless Auxiliary Water Heater | 52 | 1 | 0.75 | 55 | Z13 | [18 empty] | Bakersfield | FALSE | 28.05 |  | 2011-06-01: 2020-03-23; 2011-08-03: 2020-03-26; 2011-09-20: 2020-04-01 | 1660 | 4600 | Up-front Payment
PGE-015300 | Single Family Residential | Domestic Hot Water | Gas | Pacific Gas and Electric | Incentive:Paid | 4366 | 29.85 |  | 1 | 164 |  | 156 |  | 2020-03-26 07:04 | 2020-08-25 | TITANIUM POWER INC | Retrofit | Bakersfield | Bakersfield | 93306 | Host Customer is System Owner | 4 |  | 30004298 | Butler Sun Solutions, Inc. | Titanium Power | Power Pack 2 GT Butler | Indirect Forced Circulation (IF) | 43.72 |  | BT1 | Glycol | Advanced Controller with a Vacation or Holiday Mode | Solar Storage with Tankless Auxiliary Water Heater | 52 | 1 | 0.95 | 55 | Z13 | [18 empty] | Bakersfield | FALSE | 33.23 |  | 2020-03-23 | 2020-04-02 |  |  | 2020-03-26 | 2020-08-25 | 1515 | 5450 | Up-front Payment
PGE-015301 | Single Family Residential | Domestic Hot Water | Gas | Pacific Gas and Electric | Incentive:Paid | 3916 | 29.85 |  | 1 | 164 |  | 131 |  | 2020-03-26 07:00 | 2020-06-23 | TITANIUM POWER INC | Retrofit | BAKERSFIELD | Bakersfield | 93306 | Host Customer is System Owner | 6 |  | 30004298 | Butler Sun Solutions, Inc. | Titanium Power | Power Pack 2 GT Butler | Indirect Forced Circulation (IF) | 43.72 |  | BT1 | Glycol | Advanced Controller with a Vacation or Holiday Mode | Solar Storage with Tankless Auxiliary Water Heater | 52 | 1 | 0.8 | 75 | Z13 | [18 empty] | Bakersfield | FALSE | 29.88 |  | 2020-03-23 | 2020-04-02 |  |  | 2020-03-26 | 2020-06-23 | 1578 | 4900 | Up-front Payment
PGE-015302 | Low Income Single Family Residential | Domestic Hot Water | Gas | Pacific Gas and Electric | Incentive:Paid | 4539 | 36.9 |  | 1 | 164 |  | 123 |  | 2020-03-26 07:35 | 2020-04-16 | TITANIUM POWER INC | Retrofit | Bakersfield | Bakersfield | 93307 | Host Customer is System Owner | 4 |  | 30004298 | Butler Sun Solutions, Inc. | Titanium Power | Power Pack 2 GT Butler | Indirect Forced Circulation (IF) | 43.72 |  | BT1 | Glycol | Advanced Controller with a Vacation or Holiday Mode | Solar Storage with Tankless Auxiliary Water Heater | 52 | 1 | 0.75 | 55 | Z13 | [18 empty] | Bakersfield | FALSE | 29.27 |  | 2020-03-23 | 2020-04-02 |  |  | 2020-03-26 | 2020-04-16 | 1648 | 4800 | Up-front Payment
PGE-015303 | Single Family Residential - Disadvantaged Community | Domestic Hot Water | Gas | Pacific Gas and Electric | Incentive:Paid | 3672 | 29.85 |  | 1 | 164 |  | 123 |  | 2020-03-26 07:28 | 2020-04-06 | TITANIUM POWER INC | Retrofit | Bakersfield | Bakersfield | 93307 | Host Customer is System Owner | 4 |  | 30004298 | Butler Sun Solutions, Inc. | Titanium Power | Power Pack 2 GT Butler | Indirect Forced Circulation (IF) | 43.72 |  | BT1 | Glycol | Advanced Controller with a Vacation or Holiday Mode | Solar Storage with Tankless Auxiliary Water Heater | 52 | 1 | 0.75 | 55 | Z13 | [18 empty] | Bakersfield | FALSE | 29.27 |  | 2020-03-23 | 2020-04-01 |  |  | 2020-03-26 | 2020-04-06 | 1648 | 4800 | Up-front Payment
PGE-015304 | Low Income Single Family Residential | Domestic Hot Water | Gas | Pacific Gas and Electric | Incentive:Paid | 5397 | 36.9 |  | 1 | 164 |  | 148 |  | 2020-03-26 07:24 | 2020-04-13 | TITANIUM POWER INC | Retrofit | Bakersfield | Bakersfield | 93307 | Host Customer is System Owner | 4 |  | 30004298 | Butler Sun Solutions, Inc. | Titanium Power | Power Pack 2 GT Butler | Indirect Forced Circulation (IF) | 43.72 |  | BT1 | Glycol | Advanced Controller with a Vacation or Holiday Mode | Solar Storage with Tankless Auxiliary Water Heater | 52 | 1 | 0.9 | 55 | Z13 | [18 empty] | Bakersfield | FALSE | 33.23 |  | 2011-06-01: 2020-03-23; 2011-08-03: 2020-03-26; 2011-09-20: 2020-04-13 | 1648 | 5450 | Up-front Payment
PGE-015305 | Low Income Single Family Residential | Domestic Hot Water | Gas | Pacific Gas and Electric | Incentive:Paid | 5397 | 36.9 |  | 1 | 164 |  | 164 |  | 2020-03-26 07:39 | 2020-04-13 | TITANIUM POWER INC | Retrofit | Bakersfield | Bakersfield | 93307 | Host Customer is System Owner | 4 |  | 30004298 | Butler Sun Solutions, Inc. | Titanium Power | Power Pack 2 GT Butler | Indirect Forced Circulation (IF) | 43.72 |  | BT1 | Glycol | Advanced Controller with a Vacation or Holiday Mode | Solar Storage with Tankless Auxiliary Water Heater | 52 | 1 | 1 | 55 | Z13 | [18 empty] | Bakersfield | FALSE | 33.23 |  | 2011-06-01: 2020-03-23; 2011-08-03: 2020-03-26; 2011-09-20: 2020-04-13 | 1648 | 5450 | Up-front Payment
PGE-015306 | Low Income Single Family Residential | Domestic Hot Water | Gas | Pacific Gas and Electric | Incentive:Paid | 4800 | 36.9 |  | 1 | 164 |  | 131 |  | 2020-03-26 07:43 | 2020-04-13 | TITANIUM POWER INC | Retrofit | Bakersfield | Bakersfield | 93307 | Host Customer is System Owner | 4 |  | 30004298 | Butler Sun Solutions, Inc. | Titanium Power | Power Pack 2 GT Butler | Indirect Forced Circulation (IF) | 43.72 |  | BT1 | Glycol | Advanced Controller with a Vacation or Holiday Mode | Solar Storage with Tankless Auxiliary Water Heater | 52 | 1 | 0.8 | 55 | Z13 | [18 empty] | Bakersfield | FALSE | 29.27 |  | 2011-06-01: 2020-03-23; 2011-08-03: 2020-03-26; 2011-09-20: 2020-04-13 | 1648 | 4800 | Up-front Payment
PGE-015307 | Single Family Residential | Domestic Hot Water | Gas | Pacific Gas and Electric | Incentive:Paid | 3916 | 29.85 |  | 1 | 164 |  | 131 |  | 2020-03-26 07:21 | 2020-05-04 | TITANIUM POWER INC | Retrofit | Bakersfield | Bakersfield | 93306 | Host Customer is System Owner | 6 |  | 30004298 | Butler Sun Solutions, Inc. | Titanium Power | Power Pack 2 GT Butler | Indirect Forced Circulation (IF) | 43.72 |  | BT1 | Glycol | Advanced Controller with a Vacation or Holiday Mode | Solar Storage with Tankless Auxiliary Water Heater | 52 | 1 | 0.8 | 75 | Z13 | [18 empty] | Bakersfield | FALSE | 29.88 |  | 2020-03-23 | 2020-04-01 |  |  | 2020-03-26 | 2020-05-04 | 1606 | 4900 | Up-front Payment
PGE-015309 | Low Income Single Family Residential | Domestic Hot Water | Gas | Pacific Gas and Electric | Incentive:Paid | 4620 | 36.9 |  | 1 | 160 |  | 128 |  | 2020-03-26 07:47 | 2020-04-13 | TITANIUM POWER INC | Retrofit | Bakersfield | Bakersfield | 93307 | Host Customer is System Owner | 5 |  | 30004297 | Butler Sun Solutions, Inc. | Titanium Power | Power Pack 2 GT | Indirect Forced Circulation (IF) | 45.42 |  | ARIS2004 | Glycol | Advanced Controller with a Vacation or Holiday Mode | Solar Storage with Tankless Auxiliary Water Heater | 52 | 1 | 0.8 | 65 | Z13 | [18 empty] | Bakersfield | FALSE | 28.88 |  | 2011-06-01: 2020-03-23; 2011-08-03: 2020-03-26; 2011-09-20: 2020-04-13 | 1648 | 4620 | Up-front Payment
PGE-015311 | Low Income Single Family Residential | Domestic Hot Water | Gas | Pacific Gas and Electric | Incentive:Paid | 5397 | 36.9 |  | 1 | 160 |  | 160 |  | 2020-03-26 07:15 | 2020-04-13 | TITANIUM POWER INC | Retrofit | Bakersfield | Bakersfield | 93307 | Host Customer is System Owner | 4 |  | 30004297 | Butler Sun Solutions, Inc. | Titanium Power | Power Pack 2 GT | Indirect Forced Circulation (IF) | 45.42 |  | ARIS2004 | Glycol | Advanced Controller with a Vacation or Holiday Mode | Solar Storage with Tankless Auxiliary Water Heater | 52 | 1 | 1 | 55 | Z13 | [18 empty] | Bakersfield | FALSE | 34.19 |  | 2011-06-01: 2020-03-24; 2011-08-03: 2020-03-26; 2011-09-20: 2020-04-13 | 1648 | 5470 | Up-front Payment
PGE-015312 | Single Family Residential - Disadvantaged Community | Domestic Hot Water | Gas | Pacific Gas and Electric | Incentive:Paid | 4366 | 29.85 |  | 1 | 160 |  | 160 |  | 2020-03-26 07:12 | 2020-05-06 | TITANIUM POWER INC | Retrofit | Bakersfield | Bakersfield | 93307 | Host Customer is System Owner | 5 |  | 30004297 | Butler Sun Solutions, Inc. | Titanium Power | Power Pack 2 GT | Indirect Forced Circulation (IF) | 45.42 |  | ARIS2004 | Glycol | Advanced Controller with a Vacation or Holiday Mode | Solar Storage with Tankless Auxiliary Water Heater | 52 | 1 | 1 | 65 | Z13 | [18 empty] | Bakersfield | FALSE | 34.19 |  | 2020-03-24 | 2020-04-01 |  |  | 2020-03-26 | 2020-05-06 | 1590 | 5470 | Up-front Payment
PGE-015313 | Low Income Single Family Residential | Domestic Hot Water | Gas | Pacific Gas and Electric | Incentive:Paid | 5018 | 36.9 |  | 1 | 160 |  | 136 |  | 2020-03-26 07:18 | 2020-03-31 | TITANIUM POWER INC | Retrofit | Bakersfeild | Bakersfield | 93307 | Host Customer is System Owner | 4 |  | 30004297 | Butler Sun Solutions, Inc. | Titanium Power | Power Pack 2 GT | Indirect Forced Circulation (IF) | 45.42 |  | ARIS2004 | Glycol | Advanced Controller with a Vacation or Holiday Mode | Solar Storage with Tankless Auxiliary Water Heater | 52 | 1 | 0.85 | 55 | Z13 | [18 empty] | Bakersfield | FALSE | 34.19 |  | 2011-06-01: 2020-03-24; 2011-08-03: 2020-03-26; 2011-09-20: 2020-03-31 | 1660 | 5470 | Up-front Payment
PGE-015314 | Commercial/Multifamily Residential | Domestic Hot Water | Gas | Pacific Gas and Electric | Incentive:Paid | 36100 | 17.16 |  | 2 | 2125 |  | 2104 |  | 2020-03-25 14:42 | 2020-05-28 | OXYPOWER INC | Retrofit | San Francisco | San Francisco | 94108 | Host Customer is System Owner | [7 empty] | 579.96 | 32.22 |  | Glycol | Pressure Stagnation Protection (PSP) | Solar Storage and Auxiliary Tanks are separate |  | 0.99 | 1 | 1760 | Z03 | 44 | Units | Apartments/Condos | 2010115D | 18 | 1 | 952 | 8 | 300 | 2 | 300000 | TRUE | 130 | 130 |  | Heliodyne - Delta-T Pro Ethernet |  | Heliodyne - Delta-T Pro Ethernet | City and County of San Francisco | FALSE | 40.15 |  | 2020-03-24 |  | 2020-03-25 | 2020-05-28 | 2021-05-04 | 2021-06-22 | 1214 | 85312 | Up-front Payment
PGE-015315 | Commercial/Multifamily Residential | Domestic Hot Water | Gas | Pacific Gas and Electric | Incentive:Paid | 16155 | 17.16 |  | 2 | 991 |  | 941 |  | 2020-03-25 16:32 | 2020-05-28 | OXYPOWER INC | Retrofit | San Francisco | San Francisco | 94102 | Host Customer is System Owner | [7 empty] | 322.2 | 32.22 |  | Glycol | Pressure Stagnation Protection (PSP) | Solar Storage and Auxiliary Tanks are separate |  | 0.95 | 1 | 504 | Z03 | 12 | Units | Apartments/Condos | 2010115D | 10 | 1 | 480 | 1 | 119 | 1 | 300000 | TRUE | 130 | 130 |  |  |  |  | City and County of San Francisco | FALSE | 49.43 |  | 2020-03-24 |  | 2020-03-25 | 2020-05-28 | 2021-04-21 | 2021-04-22 | 1276 | 48985 | Up-front Payment
PGE-015316 | Low Income Single Family Residential | Domestic Hot Water | Gas | Pacific Gas and Electric | Incentive:Paid | 5018 | 36.9 |  | 1 | 160 |  | 136 |  | 2020-03-28 15:52 | 2020-11-04 | TITANIUM POWER INC | Retrofit | Bakersfeild | Bakersfield | 93304 | Host Customer is System Owner | 5 |  | 30004297 | Butler Sun Solutions, Inc. | Titanium Power | Power Pack 2 GT | Indirect Forced Circulation (IF) | 45.42 |  | ARIS2004 | Glycol | Advanced Controller with a Vacation or Holiday Mode | Solar Storage with Tankless Auxiliary Water Heater | 52 | 1 | 0.85 | 65 | Z13 | [18 empty] | Bakersfield | FALSE | 31.88 |  | 2020-03-26 | 2020-04-13 |  |  | 2020-03-28 | 2020-11-04 | 1447 | 5100 | Up-front Payment
PGE-015317 | Single Family Residential - Disadvantaged Community | Domestic Hot Water | Gas | Pacific Gas and Electric | Incentive:Paid | 4060 | 29.85 |  | 1 | 160 |  | 136 |  | 2020-03-28 16:17 | 2020-05-06 | TITANIUM POWER INC | Retrofit | Bakersfield | Bakersfield | 93304 | Host Customer is System Owner | 7 |  | 30004297 | Butler Sun Solutions, Inc. | Titanium Power | Power Pack 2 GT | Indirect Forced Circulation (IF) | 45.42 |  | ARIS2004 | Glycol | Advanced Controller with a Vacation or Holiday Mode | Solar Storage with Tankless Auxiliary Water Heater | 52 | 1 | 0.85 | 85 | Z13 | [18 empty] | Bakersfield | FALSE | 31.88 |  | 2020-03-26 | 2020-04-02 |  |  | 2020-03-28 | 2020-05-06 | 1590 | 5100 | Up-front Payment
PGE-015318 | Low Income Single Family Residential | Domestic Hot Water | Gas | Pacific Gas and Electric | Incentive:Paid | 4723 | 36.9 |  | 1 | 160 |  | 128 |  | 2020-03-28 16:06 | 2020-05-04 | TITANIUM POWER INC | Retrofit | Bakersfield | Bakersfield | 93307 | Host Customer is System Owner | 4 |  | 30004297 | Butler Sun Solutions, Inc. | Titanium Power | Power Pack 2 GT | Indirect Forced Circulation (IF) | 45.42 |  | ARIS2004 | Glycol | Advanced Controller with a Vacation or Holiday Mode | Solar Storage with Tankless Auxiliary Water Heater | 52 | 1 | 0.8 | 55 | Z13 | [18 empty] | Bakersfield | FALSE | 31.88 |  | 2011-06-01: 2020-03-26; 2011-08-03: 2020-03-28; 2011-09-20: 2020-05-04 | 1606 | 5100 | Up-front Payment
PGE-015319 | Low Income Single Family Residential | Domestic Hot Water | Gas | Pacific Gas and Electric | Incentive:Paid | 5397 | 36.9 |  | 1 | 160 |  | 160 |  | 2020-03-28 15:56 | 2020-04-13 | TITANIUM POWER INC | Retrofit | Bakersfield | Bakersfield | 93313 | Host Customer is System Owner | 6 |  | 30004297 | Butler Sun Solutions, Inc. | Titanium Power | Power Pack 2 GT | Indirect Forced Circulation (IF) | 45.42 |  | ARIS2004 | Glycol | Advanced Controller with a Vacation or Holiday Mode | Solar Storage with Tankless Auxiliary Water Heater | 52 | 1 | 1 | 75 | Z13 | [18 empty] | Bakersfield | FALSE | 34.19 |  | 2011-06-01: 2020-03-26; 2011-08-03: 2020-03-28; 2011-09-20: 2020-04-13 | 1648 | 5470 | Up-front Payment
PGE-015320 | Low Income Single Family Residential | Domestic Hot Water | Gas | Pacific Gas and Electric | Incentive:Paid | 5397 | 36.9 |  | 1 | 160 |  | 160 |  | 2020-03-28 15:54 | 2020-05-11 | TITANIUM POWER INC | Retrofit | Bakersfield | Bakersfield | 93304 | Host Customer is System Owner | 5 |  | 30004297 | Butler Sun Solutions, Inc. | Titanium Power | Power Pack 2 GT | Indirect Forced Circulation (IF) | 45.42 |  | ARIS2004 | Glycol | Advanced Controller with a Vacation or Holiday Mode | Solar Storage with Tankless Auxiliary Water Heater | 52 | 1 | 1 | 65 | Z13 | [18 empty] | Bakersfield | FALSE | 34.19 |  | 2020-03-26 | 2020-04-13 |  |  | 2020-03-28 | 2020-05-11 | 1590 | 5470 | Up-front Payment
PGE-015321 | Single Family Residential - Disadvantaged Community | Domestic Hot Water | Gas | Pacific Gas and Electric | Incentive:Paid | 4366 | 29.85 |  | 1 | 160 |  | 160 |  | 2020-03-28 15:48 | 2020-08-19 | TITANIUM POWER INC | Retrofit | Bakersfield | Bakersfield | 93305 | Host Customer is System Owner | 8 |  | 30004297 | Butler Sun Solutions, Inc. | Titanium Power | Power Pack 2 GT | Indirect Forced Circulation (IF) | 45.42 |  | ARIS2004 | Glycol | Advanced Controller with a Vacation or Holiday Mode | Solar Storage with Tankless Auxiliary Water Heater | 52 | 1 | 1 | 95 | Z13 | [18 empty] | Bakersfield | FALSE | 34.19 |  | 2020-03-26 | 2020-04-13 |  |  | 2020-03-28 | 2020-08-19 | 1517 | 5470 | Up-front Payment
PGE-015322 | Single Family Residential - Disadvantaged Community | Domestic Hot Water | Gas | Pacific Gas and Electric | Incentive:Paid | 4366 | 29.85 |  | 1 | 160 |  | 160 |  | 2020-03-28 15:46 | 2020-05-06 | TITANIUM POWER INC | Retrofit | Bakersfield | Bakersfield | 93307 | Host Customer is System Owner | 4 |  | 30004297 | Butler Sun Solutions, Inc. | Titanium Power | Power Pack 2 GT | Indirect Forced Circulation (IF) | 45.42 |  | ARIS2004 | Glycol | Advanced Controller with a Vacation or Holiday Mode | Solar Storage with Tankless Auxiliary Water Heater | 52 | 1 | 1 | 55 | Z13 | [18 empty] | Bakersfield | FALSE | 34.19 |  | 2020-03-26 | 2020-04-03 |  |  | 2020-03-28 | 2020-05-06 | 1590 | 5470 | Up-front Payment
PGE-015323 | Single Family Residential - Disadvantaged Community | Domestic Hot Water | Gas | Pacific Gas and Electric | Incentive:Paid | 4366 | 29.85 |  | 1 | 160 |  | 160 |  | 2020-03-28 16:15 | 2020-05-06 | TITANIUM POWER INC | Retrofit | Bakersfield | Bakersfield | 93307 | Host Customer is System Owner | 5 |  | 30004297 | Butler Sun Solutions, Inc. | Titanium Power | Power Pack 2 GT | Indirect Forced Circulation (IF) | 45.42 |  | ARIS2004 | Glycol | Advanced Controller with a Vacation or Holiday Mode | Solar Storage with Tankless Auxiliary Water Heater | 52 | 1 | 1 | 65 | Z13 | [18 empty] | Bakersfield | FALSE | 34.19 |  | 2020-03-26 | 2020-04-03 |  |  | 2020-03-28 | 2020-05-06 | 1590 | 5470 | Up-front Payment
PGE-015324 | Single Family Residential - Disadvantaged Community | Domestic Hot Water | Gas | Pacific Gas and Electric | Incentive:Paid | 4366 | 29.85 |  | 1 | 164 |  | 156 |  | 2020-03-28 16:27 | 2020-08-19 | TITANIUM POWER INC | Retrofit | Bakersfield | Bakersfield | 93307 | Host Customer is System Owner | 4 |  | 30004298 | Butler Sun Solutions, Inc. | Titanium Power | Power Pack 2 GT Butler | Indirect Forced Circulation (IF) | 43.72 |  | BT1 | Glycol | Advanced Controller with a Vacation or Holiday Mode | Solar Storage with Tankless Auxiliary Water Heater | 52 | 1 | 0.95 | 55 | Z13 | [18 empty] | Bakersfield | FALSE | 33.23 |  | 2020-03-26 | 2020-04-03 |  |  | 2020-03-28 | 2020-08-19 | 1517 | 5450 | Up-front Payment
PGE-015325 | Low Income Single Family Residential | Domestic Hot Water | Gas | Pacific Gas and Electric | Incentive:Paid | 5397 | 36.9 |  | 1 | 164 |  | 164 |  | 2020-03-28 16:21 | 2020-04-13 | TITANIUM POWER INC | Retrofit | Bakersfield | Bakersfield | 93309 | Host Customer is System Owner | 5 |  | 30004298 | Butler Sun Solutions, Inc. | Titanium Power | Power Pack 2 GT Butler | Indirect Forced Circulation (IF) | 43.72 |  | BT1 | Glycol | Advanced Controller with a Vacation or Holiday Mode | Solar Storage with Tankless Auxiliary Water Heater | 52 | 1 | 1 | 65 | Z13 | [18 empty] | Bakersfield | FALSE | 33.23 |  | 2011-06-01: 2020-03-26; 2011-08-03: 2020-03-28; 2011-09-20: 2020-04-13 | 1648 | 5450 | Up-front Payment
PGE-015326 | Single Family Residential - Disadvantaged Community | Domestic Hot Water | Gas | Pacific Gas and Electric | Incentive:Paid | 3821 | 29.85 |  | 1 | 160 |  | 128 |  | 2020-03-28 16:12 | 2020-05-11 | TITANIUM POWER INC | Retrofit | Bakersfield | Bakersfield | 93305 | Host Customer is System Owner | 4 |  | 30004297 | Butler Sun Solutions, Inc. | Titanium Power | Power Pack 2 GT | Indirect Forced Circulation (IF) | 45.42 |  | ARIS2004 | Glycol | Advanced Controller with a Vacation or Holiday Mode | Solar Storage with Tankless Auxiliary Water Heater | 52 | 1 | 0.8 | 55 | Z13 | [18 empty] | Bakersfield | FALSE | 30 |  | 2020-03-26 | 2020-04-06 |  |  | 2020-03-28 | 2020-05-11 | 1590 | 4800 | Up-front Payment
PGE-015328 | Low Income Single Family Residential | Domestic Hot Water | Gas | Pacific Gas and Electric | Incentive:Paid | 5397 | 36.9 |  | 1 | 164 |  | 164 |  | 2020-03-28 15:43 | 2020-05-11 | TITANIUM POWER INC | Retrofit | Bakersfield | Bakersfield | 93307 | Host Customer is System Owner | 4 |  | 30004298 | Butler Sun Solutions, Inc. | Titanium Power | Power Pack 2 GT Butler | Indirect Forced Circulation (IF) | 43.72 |  | BT1 | Glycol | Advanced Controller with a Vacation or Holiday Mode | Solar Storage with Tankless Auxiliary Water Heater | 52 | 1 | 1 | 55 | Z13 | [18 empty] | Bakersfield | FALSE | 33.23 |  | 2020-03-26 | 2020-04-13 |  |  | 2020-03-28 | 2020-05-11 | 1590 | 5450 | Up-front Payment
PGE-015329 | Low Income Single Family Residential | Domestic Hot Water | Gas | Pacific Gas and Electric | Incentive:Canceled | 5397 | 36.9 |  | 1 | 164 |  | 164 |  | 2020-03-28 15:39 |  | TITANIUM POWER INC | Retrofit | Bakersfield | Bakersfield | 93307 | Host Customer is System Owner | 5 |  | 30004298 | Butler Sun Solutions, Inc. | Titanium Power | Power Pack 2 GT Butler | Indirect Forced Circulation (IF) | 43.72 |  | BT1 | Glycol | Advanced Controller with a Vacation or Holiday Mode | Solar Storage with Tankless Auxiliary Water Heater | 52 | 1 | 1 | 65 | Z13 | [18 empty] | Bakersfield | FALSE | 33.23 |  | 2011-06-01: 2020-03-26; 2011-06-21: 2020-06-23; 2011-08-03: 2020-03-28 | 1578 | 5450 | Up-front Payment
PGE-015330 | Low Income Single Family Residential | Domestic Hot Water | Gas | Pacific Gas and Electric | Incentive:Paid | 5397 | 36.9 |  | 1 | 164 |  | 156 |  | 2020-03-28 14:52 | 2020-08-11 | TITANIUM POWER INC | Retrofit | Bakersfield | Bakersfield | 93305 | Host Customer is System Owner | 4 |  | 30004298 | Butler Sun Solutions, Inc. | Titanium Power | Power Pack 2 GT Butler | Indirect Forced Circulation (IF) | 43.72 |  | BT1 | Glycol | Advanced Controller with a Vacation or Holiday Mode | Solar Storage with Tankless Auxiliary Water Heater | 52 | 1 | 0.95 | 55 | Z13 | [18 empty] | Bakersfield | FALSE | 33.23 |  | 2011-06-01: 2020-03-26; 2011-08-03: 2020-03-28; 2011-09-20: 2020-08-11 | 1522 | 5450 | Up-front Payment
PGE-015331 | Single Family Residential - Disadvantaged Community | Domestic Hot Water | Gas | Pacific Gas and Electric | Incentive:Paid | 3821 | 29.85 |  | 1 | 160 |  | 128 |  | 2020-03-28 14:44 | 2020-06-25 | TITANIUM POWER INC | Retrofit | Bakersfield | Bakersfield | 93301 | Host Customer is System Owner | 4 |  | 30004297 | Butler Sun Solutions, Inc. | Titanium Power | Power Pack 2 GT | Indirect Forced Circulation (IF) | 45.42 |  | ARIS2004 | Glycol | Advanced Controller with a Vacation or Holiday Mode | Solar Storage with Tankless Auxiliary Water Heater | 52 | 1 | 0.8 | 55 | Z13 | [18 empty] | Bakersfield | FALSE | 32 |  | 2020-03-26 | 2020-04-13 |  |  | 2020-03-28 | 2020-06-25 | 1573 | 5120 | Up-front Payment
PGE-015332 | Low Income Single Family Residential | Domestic Hot Water | Gas | Pacific Gas and Electric | Incentive:Paid | 5018 | 36.9 |  | 1 | 160 |  | 136 |  | 2020-03-28 08:44 | 2020-04-15 | TITANIUM POWER INC | Retrofit | Bakersfield | Bakersfield | 93307 | Host Customer is System Owner | 4 |  | 30004297 | Butler Sun Solutions, Inc. | Titanium Power | Power Pack 2 GT | Indirect Forced Circulation (IF) | 45.42 |  | ARIS2004 | Glycol | Advanced Controller with a Vacation or Holiday Mode | Solar Storage with Tankless Auxiliary Water Heater | 52 | 1 | 0.85 | 55 | Z13 | [18 empty] | Bakersfield | FALSE | 31.69 |  | 2011-06-01: 2020-03-26; 2011-08-03: 2020-03-28; 2011-09-20: 2020-04-15 | 1648 | 5070 | Up-front Payment
PGE-015333 | Low Income Single Family Residential | Domestic Hot Water | Gas | Pacific Gas and Electric | Incentive:Paid | 5397 | 36.9 |  | 1 | 164 |  | 164 |  | 2020-04-01 16:35 | 2020-04-28 | TITANIUM POWER INC | Retrofit | Bakersfield | Bakersfield | 93307 | Host Customer is System Owner | 4 |  | 30004298 | Butler Sun Solutions, Inc. | Titanium Power | Power Pack 2 GT Butler | Indirect Forced Circulation (IF) | 43.72 |  | BT1 | Glycol | Advanced Controller with a Vacation or Holiday Mode | Solar Storage with Tankless Auxiliary Water Heater | 52 | 1 | 1 | 55 | Z13 | [18 empty] | Bakersfield | FALSE | 33.23 |  | 2011-06-01: 2020-03-28; 2011-08-03: 2020-04-01; 2011-09-20: 2020-04-28 | 1640 | 5450 | Up-front Payment
PGE-015334 | Low Income Single Family Residential | Domestic Hot Water | Gas | Pacific Gas and Electric | Incentive:Paid | 4539 | 36.9 |  | 1 | 164 |  | 123 |  | 2020-04-01 16:35 | 2020-05-05 | TITANIUM POWER INC | Retrofit | Bakersfield | Bakersfield | 93307 | Host Customer is System Owner | 4 |  | 30004298 | Butler Sun Solutions, Inc. | Titanium Power | Power Pack 2 GT Butler | Indirect Forced Circulation (IF) | 43.72 |  | BT1 | Glycol | Advanced Controller with a Vacation or Holiday Mode | Solar Storage with Tankless Auxiliary Water Heater | 52 | 1 | 0.75 | 55 | Z13 | [18 empty] | Bakersfield | FALSE | 28.05 |  | 2020-03-29 | 2020-04-29 |  |  | 2020-04-01 | 2020-05-05 | 1590 | 4600 | Up-front Payment
PGE-015335 | Low Income Single Family Residential | Domestic Hot Water | Gas | Pacific Gas and Electric | Incentive:Paid | 5144 | 36.9 |  | 1 | 164 |  | 139 |  | 2020-04-01 16:34 | 2020-05-11 | TITANIUM POWER INC | Retrofit | Bakersfield | Bakersfield | 93307 | Host Customer is System Owner | 6 |  | 30004298 | Butler Sun Solutions, Inc. | Titanium Power | Power Pack 2 GT Butler | Indirect Forced Circulation (IF) | 43.72 |  | BT1 | Glycol | Advanced Controller with a Vacation or Holiday Mode | Solar Storage with Tankless Auxiliary Water Heater | 52 | 1 | 0.85 | 75 | Z13 | [18 empty] | Bakersfield | FALSE | 31.71 |  | 2020-03-29 | 2020-04-30 |  |  | 2020-04-01 | 2020-05-11 | 1590 | 5200 | Up-front Payment
PGE-015336 | Low Income Single Family Residential | Domestic Hot Water | Gas | Pacific Gas and Electric | Incentive:Paid | 5397 | 36.9 |  | 1 | 164 |  | 164 |  | 2020-04-01 16:31 | 2020-05-07 | TITANIUM POWER INC | Retrofit | Bakersfield | Bakersfield | 93307 | Host Customer is System Owner | 4 |  | 30004298 | Butler Sun Solutions, Inc. | Titanium Power | Power Pack 2 GT Butler | Indirect Forced Circulation (IF) | 43.72 |  | BT1 | Glycol | Advanced Controller with a Vacation or Holiday Mode | Solar Storage with Tankless Auxiliary Water Heater | 52 | 1 | 1 | 55 | Z13 | [18 empty] | Bakersfield | FALSE | 33.23 |  | 2020-03-29 | 2020-04-09 |  |  | 2020-04-01 | 2020-05-07 | 1590 | 5450 | Up-front Payment
PGE-015337 | Low Income Single Family Residential | Domestic Hot Water | Gas | Pacific Gas and Electric | Incentive:Paid | 5397 | 36.9 |  | 1 | 164 |  | 164 |  | 2020-04-01 16:30 | 2020-06-22 | TITANIUM POWER INC | Retrofit | Bakersfield | Bakersfield | 93305 | Host Customer is System Owner | 5 |  | 30004298 | Butler Sun Solutions, Inc. | Titanium Power | Power Pack 2 GT Butler | Indirect Forced Circulation (IF) | 43.72 |  | BT1 | Glycol | Advanced Controller with a Vacation or Holiday Mode | Solar Storage with Tankless Auxiliary Water Heater | 52 | 1 | 1 | 65 | Z13 | [18 empty] | Bakersfield | FALSE | 33.23 |  | 2020-03-29 | 2020-04-09 |  |  | 2020-04-01 | 2020-06-22 | 1578 | 5450 | Up-front Payment
PGE-015338 | Low Income Single Family Residential | Domestic Hot Water | Gas | Pacific Gas and Electric | Incentive:Paid | 4539 | 36.9 |  | 1 | 164 |  | 123 |  | 2020-04-01 16:32 | 2020-04-29 | TITANIUM POWER INC | Retrofit | Bakersfield | Bakersfield | 93307 | Host Customer is System Owner | 5 |  | 30004298 | Butler Sun Solutions, Inc. | Titanium Power | Power Pack 2 GT Butler | Indirect Forced Circulation (IF) | 43.72 |  | BT1 | Glycol | Advanced Controller with a Vacation or Holiday Mode | Solar Storage with Tankless Auxiliary Water Heater | 52 | 1 | 0.75 | 65 | Z13 | [18 empty] | Bakersfield | FALSE | 28.05 |  | 2011-06-01: 2020-03-29; 2011-08-03: 2020-04-01; 2011-09-20: 2020-04-29 | 1606 | 4600 | Up-front Payment
PGE-015339 | Single Family Residential | Domestic Hot Water | Gas | Pacific Gas and Electric | Incentive:Paid | 4366 | 29.85 |  | 1 | 164 |  | 164 |  | 2020-04-01 16:29 | 2020-05-11 | TITANIUM POWER INC | Retrofit | Bakersfield | Bakersfield | 93306 | Host Customer is System Owner | 8 |  | 30004298 | Butler Sun Solutions, Inc. | Titanium Power | Power Pack 2 GT Butler | Indirect Forced Circulation (IF) | 43.72 |  | BT1 | Glycol | Advanced Controller with a Vacation or Holiday Mode | Solar Storage with Tankless Auxiliary Water Heater | 52 | 1 | 1 | 95 | Z13 | [18 empty] | Bakersfield | FALSE | 33.23 |  | 2020-03-29 | 2020-04-09 |  |  | 2020-04-01 | 2020-05-11 | 1590 | 5450 | Up-front Payment
PGE-015340 | Low Income Single Family Residential | Domestic Hot Water | Gas | Pacific Gas and Electric | Incentive:Paid | 5397 | 36.9 |  | 1 | 164 |  | 164 |  | 2020-04-01 16:37 | 2020-04-29 | TITANIUM POWER INC | Retrofit | Bakersfield | Bakersfield | 93307 | Host Customer is System Owner | 5 |  | 30004298 | Butler Sun Solutions, Inc. | Titanium Power | Power Pack 2 GT Butler | Indirect Forced Circulation (IF) | 43.72 |  | BT1 | Glycol | Advanced Controller with a Vacation or Holiday Mode | Solar Storage with Tankless Auxiliary Water Heater | 52 | 1 | 1 | 65 | Z13 | [18 empty] | Bakersfield | FALSE | 33.23 |  | 2011-06-01: 2020-03-29; 2011-08-03: 2020-04-01; 2011-09-20: 2020-04-29 | 1606 | 5450 | Up-front Payment
PGE-015341 | Low Income Single Family Residential | Domestic Hot Water | Gas | Pacific Gas and Electric | Incentive:Paid | 5397 | 36.9 |  | 1 | 164 |  | 164 |  | 2020-04-01 16:33 | 2020-05-11 | TITANIUM POWER INC | Retrofit | Bakersfield | Bakersfield | 93307 | Host Customer is System Owner | 4 |  | 30004298 | Butler Sun Solutions, Inc. | Titanium Power | Power Pack 2 GT Butler | Indirect Forced Circulation (IF) | 43.72 |  | BT1 | Glycol | Advanced Controller with a Vacation or Holiday Mode | Solar Storage with Tankless Auxiliary Water Heater | 52 | 1 | 1 | 55 | Z13 | [18 empty] | Bakersfield | FALSE | 33.23 |  | 2020-03-29 | 2020-04-27 |  |  | 2020-04-01 | 2020-05-11 | 1590 | 5450 | Up-front Payment
PGE-015342 | Low Income Single Family Residential | Domestic Hot Water | Gas | Pacific Gas and Electric | Incentive:Paid | 5397 | 36.9 |  | 1 | 164 |  | 164 |  | 2020-04-01 16:32 | 2020-04-29 | TITANIUM POWER INC | Retrofit | Bakersfield | Bakersfield | 93306 | Host Customer is System Owner | 4 |  | 30004298 | Butler Sun Solutions, Inc. | Titanium Power | Power Pack 2 GT Butler | Indirect Forced Circulation (IF) | 43.72 |  | BT1 | Glycol | Advanced Controller with a Vacation or Holiday Mode | Solar Storage with Tankless Auxiliary Water Heater | 52 | 1 | 1 | 55 | Z13 | [18 empty] | Bakersfield | FALSE | 33.23 |  | 2011-06-01: 2020-03-29; 2011-08-03: 2020-04-01; 2011-09-20: 2020-04-29 | 1606 | 5450 | Up-front Payment
PGE-015343 | Low Income Single Family Residential | Domestic Hot Water | Gas | Pacific Gas and Electric | Incentive:Paid | 5397 | 36.9 |  | 1 | 160 |  | 160 |  | 2020-04-04 09:37 | 2020-04-27 | TITANIUM POWER INC | Retrofit | Bakersfield | Bakersfield | 93304 | Host Customer is System Owner | 5 |  | 30004297 | Butler Sun Solutions, Inc. | Titanium Power | Power Pack 2 GT | Indirect Forced Circulation (IF) | 45.42 |  | ARIS2004 | Glycol | Advanced Controller with a Vacation or Holiday Mode | Solar Storage with Tankless Auxiliary Water Heater | 52 | 1 | 1 | 65 | Z13 | [18 empty] | Bakersfeild | FALSE | 34.19 |  | 2011-06-01: 2020-03-30; 2011-08-03: 2020-04-04; 2011-09-20: 2020-04-27 | 1640 | 5470 | Up-front Payment
PGE-015345 | Low Income Single Family Residential | Domestic Hot Water | Gas | Pacific Gas and Electric | Incentive:Paid | 5397 | 36.9 |  | 1 | 160 |  | 160 |  | 2020-03-31 16:23 | 2020-04-15 | TITANIUM POWER INC | Retrofit | Bakersfield | Bakersfield | 93307 | Host Customer is System Owner | 5 |  | 30004297 | Butler Sun Solutions, Inc. | Titanium Power | Power Pack 2 GT | Indirect Forced Circulation (IF) | 45.42 |  | ARIS2004 | Glycol | Advanced Controller with a Vacation or Holiday Mode | Solar Storage with Tankless Auxiliary Water Heater | 52 | 1 | 1 | 65 | Z13 | [18 empty] | Bakersfield | FALSE | 34.19 |  | 2011-06-01: 2020-03-30; 2011-08-03: 2020-03-31; 2011-09-20: 2020-04-15 | 1648 | 5470 | Up-front Payment
PGE-015346 | Low Income Single Family Residential | Domestic Hot Water | Gas | Pacific Gas and Electric | Incentive:Paid | 5018 | 36.9 |  | 1 | 160 |  | 136 |  | 2020-04-01 08:17 | 2020-05-04 | TITANIUM POWER INC | Retrofit | Bakersfield | Bakersfield | 93307 | Host Customer is System Owner | 4 |  | 30004297 | Butler Sun Solutions, Inc. | Titanium Power | Power Pack 2 GT | Indirect Forced Circulation (IF) | 45.42 |  | ARIS2004 | Glycol | Advanced Controller with a Vacation or Holiday Mode | Solar Storage with Tankless Auxiliary Water Heater | 52 | 1 | 0.85 | 55 | Z13 | [18 empty] | Bakersfield | FALSE | 31.69 |  | 2011-06-01: 2020-03-30; 2011-08-03: 2020-04-01; 2011-09-20: 2020-05-04 | 1606 | 5070 | Up-front Payment
PGE-015347 | Low Income Single Family Residential | Domestic Hot Water | Gas | Pacific Gas and Electric | Incentive:Paid | 5397 | 36.9 |  | 1 | 164 |  | 164 |  | 2020-04-01 08:03 | 2020-04-15 | TITANIUM POWER INC | Retrofit | Bakersfield | Bakersfield | 93307 | Host Customer is System Owner | 5 |  | 30004298 | Butler Sun Solutions, Inc. | Titanium Power | Power Pack 2 GT Butler | Indirect Forced Circulation (IF) | 43.72 |  | BT1 | Glycol | Advanced Controller with a Vacation or Holiday Mode | Solar Storage with Tankless Auxiliary Water Heater | 52 | 1 | 1 | 65 | Z13 | [18 empty] | Bakersfield | FALSE | 33.35 |  | 2011-06-01: 2020-03-30; 2011-08-03: 2020-04-01; 2011-09-20: 2020-04-15 | 1648 | 5470 | Up-front Payment
PGE-015348 | Low Income Single Family Residential | Domestic Hot Water | Gas | Pacific Gas and Electric | Incentive:Paid | 5397 | 36.9 |  | 1 | 160 |  | 160 |  | 2020-04-01 08:02 | 2020-05-06 | TITANIUM POWER INC | Retrofit | Bakersfield | Bakersfield | 93307 | Host Customer is System Owner | 5 |  | 30004297 | Butler Sun Solutions, Inc. | Titanium Power | Power Pack 2 GT | Indirect Forced Circulation (IF) | 45.42 |  | ARIS2004 | Glycol | Advanced Controller with a Vacation or Holiday Mode | Solar Storage with Tankless Auxiliary Water Heater | 52 | 1 | 1 | 65 | Z13 | [18 empty] | Bakersfield | FALSE | 34.19 |  | 2020-03-30 | 2020-04-06 |  |  | 2020-04-01 | 2020-05-06 | 1590 | 5470 | Up-front Payment
PGE-015349 | Low Income Single Family Residential | Domestic Hot Water | Gas | Pacific Gas and Electric | Incentive:Paid | 5397 | 36.9 |  | 1 | 160 |  | 160 |  | 2020-04-01 08:01 | 2020-05-12 | TITANIUM POWER INC | Retrofit | Bakersfeild | Bakersfield | 93304 | Host Customer is System Owner | 7 |  | 30004297 | Butler Sun Solutions, Inc. | Titanium Power | Power Pack 2 GT | Indirect Forced Circulation (IF) | 45.42 |  | ARIS2004 | Glycol | Advanced Controller with a Vacation or Holiday Mode | Solar Storage with Tankless Auxiliary Water Heater | 52 | 1 | 1 | 85 | Z13 | [18 empty] | Bakersfield | FALSE | 34.19 |  | 2020-03-30 | 2020-04-29 |  |  | 2020-04-01 | 2020-05-12 | 1590 | 5470 | Up-front Payment
PGE-015350 | Low Income Single Family Residential | Domestic Hot Water | Gas | Pacific Gas and Electric | Incentive:Paid | 5397 | 36.9 |  | 1 | 164 |  | 156 |  | 2020-04-01 08:14 | 2020-04-15 | TITANIUM POWER INC | Retrofit | Bakersfield | Bakersfield | 93304 | Host Customer is System Owner | 6 |  | 30004298 | Butler Sun Solutions, Inc. | Titanium Power | Power Pack 2 GT Butler | Indirect Forced Circulation (IF) | 43.72 |  | BT1 | Glycol | Advanced Controller with a Vacation or Holiday Mode | Solar Storage with Tankless Auxiliary Water Heater | 52 | 1 | 0.95 | 75 | Z13 | [18 empty] | Bakersfeild | FALSE | 33.35 |  | 2011-06-01: 2020-03-30; 2011-08-03: 2020-04-01; 2011-09-20: 2020-04-15 | 1648 | 5470 | Up-front Payment
PGE-015351 | Low Income Single Family Residential | Domestic Hot Water | Gas | Pacific Gas and Electric | Incentive:Paid | 5397 | 36.9 |  | 1 | 164 |  | 156 |  | 2020-04-01 08:20 | 2020-05-06 | TITANIUM POWER INC | Retrofit | Bakersfield | Bakersfield | 93304 | Host Customer is System Owner | 5 |  | 30004298 | Butler Sun Solutions, Inc. | Titanium Power | Power Pack 2 GT Butler | Indirect Forced Circulation (IF) | 43.72 |  | BT1 | Glycol | Advanced Controller with a Vacation or Holiday Mode | Solar Storage with Tankless Auxiliary Water Heater | 52 | 1 | 0.95 | 65 | Z13 | [18 empty] | Bakersfield | FALSE | 33.35 |  | 2020-03-30 | 2020-04-07 |  |  | 2020-04-01 | 2020-05-06 | 1590 | 5470 | Up-front Payment
PGE-015352 | Single Family Residential - Disadvantaged Community | Domestic Hot Water | Gas | Pacific Gas and Electric | Incentive:Paid | 4366 | 29.85 |  | 1 | 160 |  | 160 |  | 2020-04-01 08:23 | 2020-05-06 | TITANIUM POWER INC | Retrofit | Bakersfield | Bakersfield | 93307 | Host Customer is System Owner | 4 |  | 30004297 | Butler Sun Solutions, Inc. | Titanium Power | Power Pack 2 GT | Indirect Forced Circulation (IF) | 45.42 |  | ARIS2004 | Glycol | Advanced Controller with a Vacation or Holiday Mode | Solar Storage with Tankless Auxiliary Water Heater | 52 | 1 | 1 | 55 | Z13 | [18 empty] | Bakersfield | FALSE | 34.19 |  | 2020-03-30 | 2020-04-07 |  |  | 2020-04-01 | 2020-05-06 | 1590 | 5470 | Up-front Payment
PGE-015353 | Low Income Single Family Residential | Domestic Hot Water | Gas | Pacific Gas and Electric | Incentive:Paid | 5397 | 36.9 |  | 1 | 164 |  | 164 |  | 2020-04-01 08:25 | 2020-08-17 | TITANIUM POWER INC | Retrofit | Bakersfield | Bakersfield | 93307 | Host Customer is System Owner | 6 |  | 30004298 | Butler Sun Solutions, Inc. | Titanium Power | Power Pack 2 GT Butler | Indirect Forced Circulation (IF) | 43.72 |  | BT1 | Glycol | Advanced Controller with a Vacation or Holiday Mode | Solar Storage with Tankless Auxiliary Water Heater | 52 | 1 | 1 | 75 | Z13 | [18 empty] | Bakersfield | FALSE | 33.35 |  | 2011-06-01: 2020-03-30; 2011-08-03: 2020-04-01; 2011-09-20: 2020-08-17 | 1522 | 5470 | Up-front Payment
PGE-015354 | Single Family Residential - Disadvantaged Community | Domestic Hot Water | Gas | Pacific Gas and Electric | Incentive:Paid | 4366 | 29.85 |  | 1 | 164 |  | 164 |  | 2020-04-01 08:28 | 2020-05-08 | TITANIUM POWER INC | Retrofit | Bakersfield | Bakersfield | 93304 | Host Customer is System Owner | 4 |  | 30004298 | Butler Sun Solutions, Inc. | Titanium Power | Power Pack 2 GT Butler | Indirect Forced Circulation (IF) | 43.72 |  | BT1 | Glycol | Advanced Controller with a Vacation or Holiday Mode | Solar Storage with Tankless Auxiliary Water Heater | 52 | 1 | 1 | 55 | Z13 | [18 empty] | Bakersfield | FALSE | 33.35 |  | 2020-03-30 | 2020-04-07 |  |  | 2020-04-01 | 2020-05-08 | 1590 | 5470 | Up-front Payment
PGE-015355 | Single Family Residential - Disadvantaged Community | Domestic Hot Water | Gas | Pacific Gas and Electric | Incentive:Paid | 4060 | 29.85 |  | 1 | 160 |  | 136 |  | 2020-04-01 08:31 | 2020-10-08 | TITANIUM POWER INC | Retrofit | Bakersfield | Bakersfield | 93307 | Host Customer is System Owner | 7 |  | 30004297 | Butler Sun Solutions, Inc. | Titanium Power | Power Pack 2 GT | Indirect Forced Circulation (IF) | 45.42 |  | ARIS2004 | Glycol | Advanced Controller with a Vacation or Holiday Mode | Solar Storage with Tankless Auxiliary Water Heater | 52 | 1 | 0.85 | 85 | Z13 | [18 empty] | Bakersfield | FALSE | 34.19 |  | 2020-03-30 | 2020-04-07 |  |  | 2020-04-01 | 2020-10-08 | 1474 | 5470 | Up-front Payment
PGE-015356 | Single Family Residential - Disadvantaged Community | Domestic Hot Water | Gas | Pacific Gas and Electric | Incentive:Paid | 4366 | 29.85 |  | 1 | 164 |  | 164 |  | 2020-04-01 08:40 | 2020-08-19 | TITANIUM POWER INC | Retrofit | Bakersfield | Bakersfield | 93307 | Host Customer is System Owner | 4 |  | 30004298 | Butler Sun Solutions, Inc. | Titanium Power | Power Pack 2 GT Butler | Indirect Forced Circulation (IF) | 43.72 |  | BT1 | Glycol | Advanced Controller with a Vacation or Holiday Mode | Solar Storage with Tankless Auxiliary Water Heater | 52 | 1 | 1 | 55 | Z13 | [18 empty] | Bakersfield | FALSE | 34.57 |  | 2020-03-30 | 2020-04-07 |  |  | 2020-04-01 | 2020-08-19 | 1517 | 5670 | Up-front Payment
PGE-015357 | Low Income Single Family Residential | Domestic Hot Water | Gas | Pacific Gas and Electric | Incentive:Paid | 4620 | 36.9 |  | 1 | 160 |  | 128 |  | 2020-03-31 16:20 | 2020-05-11 | TITANIUM POWER INC | Retrofit | Bakersfield | Bakersfield | 93307 | Host Customer is System Owner | 5 |  | 30004297 | Butler Sun Solutions, Inc. | Titanium Power | Power Pack 2 GT | Indirect Forced Circulation (IF) | 45.42 |  | ARIS2004 | Glycol | Advanced Controller with a Vacation or Holiday Mode | Solar Storage with Tankless Auxiliary Water Heater | 52 | 1 | 0.8 | 65 | Z13 | [18 empty] | Bakersfield | FALSE | 28.88 |  | 2020-03-30 | 2020-04-07 |  |  | 2020-03-31 | 2020-05-11 | 1590 | 4620 | Up-front Payment
PGE-015358 | Low Income Single Family Residential | Domestic Hot Water | Gas | Pacific Gas and Electric | Incentive:Paid | 5144 | 36.9 |  | 1 | 164 |  | 139 |  | 2020-04-01 08:17 | 2020-08-11 | TITANIUM POWER INC | Retrofit | Bakersfield | Bakersfield | 93309 | Host Customer is System Owner | 4 |  | 30004298 | Butler Sun Solutions, Inc. | Titanium Power | Power Pack 2 GT Butler | Indirect Forced Circulation (IF) | 43.72 |  | BT1 | Glycol | Advanced Controller with a Vacation or Holiday Mode | Solar Storage with Tankless Auxiliary Water Heater | 52 | 1 | 0.85 | 55 | Z13 | [18 empty] | Bakersfield | FALSE | 31.55 |  | 2011-06-01: 2020-03-30; 2011-08-03: 2020-04-01; 2011-09-20: 2020-08-11 | 1522 | 5175 | Up-front Payment
PGE-015360 | Low Income Single Family Residential | Domestic Hot Water | Gas | Pacific Gas and Electric | Incentive:Paid | 5397 | 36.9 |  | 1 | 164 |  | 156 |  | 2020-04-01 08:49 | 2020-05-07 | TITANIUM POWER INC | Retrofit | Bakersfield | Bakersfield | 93307 | Host Customer is System Owner | 5 |  | 30004298 | Butler Sun Solutions, Inc. | Titanium Power | Power Pack 2 GT Butler | Indirect Forced Circulation (IF) | 43.72 |  | BT1 | Glycol | Advanced Controller with a Vacation or Holiday Mode | Solar Storage with Tankless Auxiliary Water Heater | 52 | 1 | 0.95 | 65 | Z13 | [18 empty] | Bakersfield | FALSE | 33.35 |  | 2020-03-30 | 2020-04-29 |  |  | 2020-04-01 | 2020-05-07 | 1584 | 5470 | Up-front Payment
PGE-015361 | Low Income Single Family Residential | Domestic Hot Water | Gas | Pacific Gas and Electric | Incentive:Paid | 5397 | 36.9 |  | 1 | 164 |  | 164 |  | 2020-04-01 08:53 | 2020-04-28 | TITANIUM POWER INC | Retrofit | Bakersfield | Bakersfield | 93307 | Host Customer is System Owner | 6 |  | 30004298 | Butler Sun Solutions, Inc. | Titanium Power | Power Pack 2 GT Butler | Indirect Forced Circulation (IF) | 43.72 |  | BT1 | Glycol | Advanced Controller with a Vacation or Holiday Mode | Solar Storage with Tankless Auxiliary Water Heater | 52 | 1 | 1 | 75 | Z13 | [18 empty] | Bakersfield | FALSE | 33.23 |  | 2011-06-01: 2020-03-30; 2011-08-03: 2020-04-01; 2011-09-20: 2020-04-28 | 1640 | 5450 | Up-front Payment
PGE-015362 | Single Family Residential | Domestic Hot Water | Gas | Pacific Gas and Electric | Incentive:Paid | 4366 | 29.85 |  | 1 | 164 |  | 148 |  | 2020-04-01 09:05 | 2020-06-19 | TITANIUM POWER INC | Retrofit | Bakersfield | Bakersfield | 93306 | Host Customer is System Owner | 4 |  | 30004298 | Butler Sun Solutions, Inc. | Titanium Power | Power Pack 2 GT Butler | Indirect Forced Circulation (IF) | 43.72 |  | BT1 | Glycol | Advanced Controller with a Vacation or Holiday Mode | Solar Storage with Tankless Auxiliary Water Heater | 52 | 1 | 0.9 | 55 | Z13 | [18 empty] | Bakersfield | FALSE | 33.23 |  | 2020-03-30 | 2020-04-08 |  |  | 2020-04-01 | 2020-06-19 | 1578 | 5450 | Up-front Payment
PGE-015363 | Low Income Single Family Residential | Domestic Hot Water | Gas | Pacific Gas and Electric | Incentive:Paid | 5397 | 36.9 |  | 1 | 164 |  | 164 |  | 2020-04-01 09:08 | 2020-04-28 | TITANIUM POWER INC | Retrofit | Bakersfield | Bakersfield | 93306 | Host Customer is System Owner | 8 |  | 30004298 | Butler Sun Solutions, Inc. | Titanium Power | Power Pack 2 GT Butler | Indirect Forced Circulation (IF) | 43.72 |  | BT1 | Glycol | Advanced Controller with a Vacation or Holiday Mode | Solar Storage with Tankless Auxiliary Water Heater | 52 | 1 | 1 | 95 | Z13 | [18 empty] | Bakersfield | FALSE | 33.23 |  | 2011-06-01: 2020-03-30; 2011-08-03: 2020-04-01; 2011-09-20: 2020-04-28 | 1640 | 5450 | Up-front Payment
PGE-015364 | Low Income Single Family Residential | Domestic Hot Water | Gas | Pacific Gas and Electric | Incentive:Paid | 5397 | 36.9 |  | 1 | 164 |  | 164 |  | 2020-04-01 09:15 | 2020-05-07 | TITANIUM POWER INC | Retrofit | Bakersfield | Bakersfield | 93307 | Host Customer is System Owner | 7 |  | 30004298 | Butler Sun Solutions, Inc. | Titanium Power | Power Pack 2 GT Butler | Indirect Forced Circulation (IF) | 43.72 |  | BT1 | Glycol | Advanced Controller with a Vacation or Holiday Mode | Solar Storage with Tankless Auxiliary Water Heater | 52 | 1 | 1 | 85 | Z13 | [18 empty] | Bakersfield | FALSE | 33.23 |  | 2020-03-30 | 2020-04-08 |  |  | 2020-04-01 | 2020-05-07 | 1578 | 5450 | Up-front Payment
PGE-015365 | Single Family Residential - Disadvantaged Community | Domestic Hot Water | Gas | Pacific Gas and Electric | Incentive:Paid | 4366 | 29.85 |  | 1 | 164 |  | 164 |  | 2020-04-01 09:18 | 2020-09-01 | TITANIUM POWER INC | Retrofit | Bakersfield | Bakersfield | 93307 | Host Customer is System Owner | 7 |  | 30004298 | Butler Sun Solutions, Inc. | Titanium Power | Power Pack 2 GT Butler | Indirect Forced Circulation (IF) | 43.72 |  | BT1 | Glycol | Advanced Controller with a Vacation or Holiday Mode | Solar Storage with Tankless Auxiliary Water Heater | 52 | 1 | 1 | 85 | Z13 | [18 empty] | Bakersfield | FALSE | 33.23 |  | 2020-03-30 | 2020-04-08 |  |  | 2020-04-01 | 2020-09-01 | 1509 | 5450 | Up-front Payment
PGE-015366 | Low Income Single Family Residential | Domestic Hot Water | Gas | Pacific Gas and Electric | Incentive:Paid | 5397 | 36.9 |  | 1 | 160 |  | 160 |  | 2020-04-01 09:23 | 2020-04-28 | TITANIUM POWER INC | Retrofit | Bakersfield | Bakersfield | 93313 | Host Customer is System Owner | 6 |  | 30004297 | Butler Sun Solutions, Inc. | Titanium Power | Power Pack 2 GT | Indirect Forced Circulation (IF) | 45.42 |  | ARIS2004 | Glycol | Advanced Controller with a Vacation or Holiday Mode | Solar Storage with Tankless Auxiliary Water Heater | 52 | 1 | 1 | 75 | Z13 | [18 empty] | Bakersfield | FALSE | 34.06 |  | 2011-06-01: 2020-03-30; 2011-08-03: 2020-04-01; 2011-09-20: 2020-04-28 | 1640 | 5450 | Up-front Payment
PGE-015367 | Low Income Single Family Residential | Domestic Hot Water | Gas | Pacific Gas and Electric | Incentive:Paid | 5018 | 36.9 |  | 1 | 160 |  | 136 |  | 2020-04-01 09:29 | 2020-04-28 | TITANIUM POWER INC | Retrofit | Bakersfield | Bakersfield | 93313 | Host Customer is System Owner | 4 |  | 30004297 | Butler Sun Solutions, Inc. | Titanium Power | Power Pack 2 GT | Indirect Forced Circulation (IF) | 45.42 |  | ARIS2004 | Glycol | Advanced Controller with a Vacation or Holiday Mode | Solar Storage with Tankless Auxiliary Water Heater | 52 | 1 | 0.85 | 55 | Z13 | [18 empty] | Bakersfield | FALSE | 32.5 |  | 2011-06-01: 2020-03-30; 2011-08-03: 2020-04-01; 2011-09-20: 2020-04-28 | 1640 | 5200 | Up-front Payment
PGE-015368 | Single Family Residential - Disadvantaged Community | Domestic Hot Water | Gas | Pacific Gas and Electric | Incentive:Paid | 3672 | 29.85 |  | 1 | 164 |  | 123 |  | 2020-04-04 09:37 | 2020-04-27 | TITANIUM POWER INC | Retrofit | Bakersfield | Bakersfield | 93307 | Host Customer is System Owner | 4 |  | 30004298 | Butler Sun Solutions, Inc. | Titanium Power | Power Pack 2 GT Butler | Indirect Forced Circulation (IF) | 43.72 |  | BT1 | Glycol | Advanced Controller with a Vacation or Holiday Mode | Solar Storage with Tankless Auxiliary Water Heater | 52 | 1 | 0.75 | 55 | Z13 | [18 empty] | Bakersfield | FALSE | 28.05 |  | 2020-03-30 | 2020-04-13 |  |  | 2020-04-04 | 2020-04-27 | 1640 | 4600 | Up-front Payment
PGE-015369 | Low Income Single Family Residential | Domestic Hot Water | Gas | Pacific Gas and Electric | Incentive:Paid | 5397 | 36.9 |  | 1 | 164 |  | 156 |  | 2020-04-01 09:35 | 2020-04-28 | TITANIUM POWER INC | Retrofit | Bakersfield | Bakersfield | 93305 | Host Customer is System Owner | 4 |  | 30004298 | Butler Sun Solutions, Inc. | Titanium Power | Power Pack 2 GT Butler | Indirect Forced Circulation (IF) | 43.72 |  | BT1 | Glycol | Advanced Controller with a Vacation or Holiday Mode | Solar Storage with Tankless Auxiliary Water Heater | 52 | 1 | 0.95 | 55 | Z13 | [18 empty] | Bakersfield | FALSE | 33.23 |  | 2011-06-01: 2020-03-30; 2011-08-03: 2020-04-01; 2011-09-20: 2020-04-28 | 1636 | 5450 | Up-front Payment
PGE-015370 | Low Income Single Family Residential | Domestic Hot Water | Gas | Pacific Gas and Electric | Incentive:Paid | 4539 | 36.9 |  | 1 | 164 |  | 123 |  | 2020-04-07 09:39 | 2020-04-30 | TITANIUM POWER INC | Retrofit | Bakersfield | Bakersfield | 93304 | Host Customer is System Owner | 5 |  | 30004298 | Butler Sun Solutions, Inc. | Titanium Power | Power Pack 2 GT Butler | Indirect Forced Circulation (IF) | 43.72 |  | BT1 | Glycol | Advanced Controller with a Vacation or Holiday Mode | Solar Storage with Tankless Auxiliary Water Heater | 52 | 1 | 0.75 | 65 | Z13 | [18 empty] | Bakersfield | FALSE | 29.09 |  | 2020-03-30 | 2020-05-13 |  |  | 2020-04-07 | 2020-04-30 | 1606 | 4770 | Up-front Payment
PGE-015371 | Low Income Single Family Residential | Domestic Hot Water | Gas | Pacific Gas and Electric | Incentive:Paid | 5397 | 36.9 |  | 1 | 164 |  | 156 |  | 2020-04-01 16:36 | 2020-08-11 | TITANIUM POWER INC | Retrofit | Bakersfield | Bakersfield | 93307 | Host Customer is System Owner | 5 |  | 30004298 | Butler Sun Solutions, Inc. | Titanium Power | Power Pack 2 GT Butler | Indirect Forced Circulation (IF) | 43.72 |  | BT1 | Glycol | Advanced Controller with a Vacation or Holiday Mode | Solar Storage with Tankless Auxiliary Water Heater | 52 | 1 | 0.95 | 65 | Z13 | [18 empty] | Bakersfield | FALSE | 33.23 |  | 2011-06-01: 2020-03-31; 2011-08-03: 2020-04-01; 2011-09-20: 2020-08-11 | 1522 | 5450 | Up-front Payment
PGE-015372 | Single Family Residential | Domestic Hot Water | Gas | Pacific Gas and Electric | Incentive:Paid | 4366 | 29.85 |  | 1 | 164 |  | 164 |  | 2020-04-01 16:37 | 2020-06-23 | TITANIUM POWER INC | Retrofit | Bakersfield | Bakersfield | 93305 | Host Customer is System Owner | 5 |  | 30004298 | Butler Sun Solutions, Inc. | Titanium Power | Power Pack 2 GT Butler | Indirect Forced Circulation (IF) | 43.72 |  | BT1 | Glycol | Advanced Controller with a Vacation or Holiday Mode | Solar Storage with Tankless Auxiliary Water Heater | 52 | 1 | 1 | 65 | Z13 | [18 empty] | Bakersfield | FALSE | 33.23 |  | 2020-03-31 | 2020-04-09 |  |  | 2020-04-01 | 2020-06-23 | 1578 | 5450 | Up-front Payment
PGE-015373 | Single Family Residential | Domestic Hot Water | Gas | Pacific Gas and Electric | Incentive:Paid | 3254 | 29.85 |  | 1 | 109 |  | 109 |  | 2020-03-31 15:29 | 2020-09-28 | ACR SOLAR INTERNATIONAL CORP | Retrofit | WOODLAND | Yolo | 95695 | Host Customer is System Owner | 4 |  | 30004267 | ACR Solar International | SKYLINE SYSTEM 5 | 200152C75EXG | Indirect Forced Circulation (IF) | 40.64 |  | 2025-10-01 | Glycol | Advanced Controller with a Vacation or Holiday Mode | Solar and Auxiliary Storage are the same Tank | 75 | 1 | 1 | 55 | Z12 | [18 empty] | Woodland | FALSE | 64.22 |  | 2020-03-31 | 2020-04-08 |  |  | 2020-03-31 | 2020-09-28 | 1474 | 7000 | Up-front Payment
PGE-015374 | Single Family Residential | Domestic Hot Water | Gas | Pacific Gas and Electric | Incentive:Paid | 4366 | 29.85 |  | 1 | 164 |  | 164 |  | 2020-04-03 12:07 | 2020-08-19 | TITANIUM POWER INC | Retrofit | Bakersfield | Bakersfield | 93306 | Host Customer is System Owner | 7 |  | 30004298 | Butler Sun Solutions, Inc. | Titanium Power | Power Pack 2 GT Butler | Indirect Forced Circulation (IF) | 43.72 |  | BT1 | Glycol | Advanced Controller with a Vacation or Holiday Mode | Solar Storage with Tankless Auxiliary Water Heater | 52 | 1 | 1 | 85 | Z13 | [18 empty] | Bakersfield | FALSE | 33.23 |  | 2020-03-31 | 2020-04-13 |  |  | 2020-04-03 | 2020-08-19 | 1517 | 5450 | Up-front Payment
PGE-015375 | Single Family Residential | Domestic Hot Water | Gas | Pacific Gas and Electric | Incentive:Paid | 4366 | 29.85 |  | 1 | 164 |  | 164 |  | 2020-04-03 12:05 | 2020-05-08 | TITANIUM POWER INC | Retrofit | Bakersfield | Bakersfield | 93306 | Host Customer is System Owner | 5 |  | 30004298 | Butler Sun Solutions, Inc. | Titanium Power | Power Pack 2 GT Butler | Indirect Forced Circulation (IF) | 43.72 |  | BT1 | Glycol | Advanced Controller with a Vacation or Holiday Mode | Solar Storage with Tankless Auxiliary Water Heater | 52 | 1 | 1 | 65 | Z13 | [18 empty] | Bakersfield | FALSE | 33.23 |  | 2020-03-31 | 2020-04-09 |  |  | 2020-04-03 | 2020-05-08 | 1584 | 5450 | Up-front Payment
PGE-015376 | Low Income Single Family Residential | Domestic Hot Water | Gas | Pacific Gas and Electric | Incentive:Paid | 5397 | 36.9 |  | 1 | 164 |  | 164 |  | 2020-04-03 12:05 | 2020-04-29 | TITANIUM POWER INC | Retrofit | Bakersfield | Bakersfield | 93306 | Host Customer is System Owner | 7 |  | 30004298 | Butler Sun Solutions, Inc. | Titanium Power | Power Pack 2 GT Butler | Indirect Forced Circulation (IF) | 43.72 |  | BT1 | Glycol | Advanced Controller with a Vacation or Holiday Mode | Solar Storage with Tankless Auxiliary Water Heater | 52 | 1 | 1 | 85 | Z13 | [18 empty] | Bakersfield | FALSE | 33.23 |  | 2011-06-01: 2020-03-31; 2011-08-03: 2020-04-03; 2011-09-20: 2020-04-29 | 1606 | 5450 | Up-front Payment
PGE-015377 | Single Family Residential - Disadvantaged Community | Domestic Hot Water | Gas | Pacific Gas and Electric | Incentive:Paid | 4366 | 29.85 |  | 1 | 164 |  | 164 |  | 2020-04-03 12:06 | 2020-07-07 | TITANIUM POWER INC | Retrofit | Bakersfield | Bakersfield | 93307 | Host Customer is System Owner | 4 |  | 30004298 | Butler Sun Solutions, Inc. | Titanium Power | Power Pack 2 GT Butler | Indirect Forced Circulation (IF) | 43.72 |  | BT1 | Glycol | Advanced Controller with a Vacation or Holiday Mode | Solar Storage with Tankless Auxiliary Water Heater | 52 | 1 | 1 | 55 | Z13 | [18 empty] | Bakersfield | FALSE | 33.23 |  | 2020-03-31 | 2020-04-13 |  |  | 2020-04-03 | 2020-07-07 | 1565 | 5450 | Up-front Payment
PGE-015378 | Low Income Single Family Residential | Domestic Hot Water | Gas | Pacific Gas and Electric | Incentive:Paid | 5397 | 36.9 |  | 1 | 164 |  | 164 |  | 2020-04-03 12:06 | 2020-07-01 | TITANIUM POWER INC | Retrofit | Bakersfield | Bakersfield | 93305 | Host Customer is System Owner | 5 |  | 30004298 | Butler Sun Solutions, Inc. | Titanium Power | Power Pack 2 GT Butler | Indirect Forced Circulation (IF) | 43.72 |  | BT1 | Glycol | Advanced Controller with a Vacation or Holiday Mode | Solar Storage with Tankless Auxiliary Water Heater | 52 | 1 | 1 | 65 | Z13 | [18 empty] | Bakersfield | FALSE | 33.23 |  | 2020-03-31 | 2020-04-13 |  |  | 2020-04-03 | 2020-07-01 | 1573 | 5450 | Up-front Payment
SDG-015379 | Single Family Residential | Domestic Hot Water | Gas | San Diego Gas and Electric | Incentive:Paid | 3326 | 29.85 |  | 1 | 138 |  | 111 |  | 2020-05-29 10:07 | 2020-08-07 | CLEANTECH ENERGY SOLUTIONS INC | Retrofit | San Diego | San Diego | 92110 | Host Customer is System Owner | 4 |  | 2001001C | SunEarth, Inc. | SOLARAY | TE48P-80-2G | Indirect Forced Circulation (IF) | 49.3 |  | EP-24 / EP-24-0.75 | Glycol | Advanced Controller with a Vacation or Holiday Mode | Solar Storage and Auxiliary Tanks are separate | 80 | 0.85 | 0.95 | 55 | Z07 | [18 empty] | City of San Diego | FALSE | 61.49 |  | 2020-04-01 | 2020-06-10 |  |  | 2020-05-29 | 2020-08-07 | 1438 | 8485 | Up-front Payment
PGE-015380 | Single Family Residential - Disadvantaged Community | Domestic Hot Water | Gas | Pacific Gas and Electric | Incentive:Paid | 3916 | 29.85 |  | 1 | 164 |  | 131 |  | 2020-04-02 15:37 | 2020-07-14 | TITANIUM POWER INC | Retrofit | Bakersfield | Bakersfield | 93307 | Host Customer is System Owner | 8 |  | 30004298 | Butler Sun Solutions, Inc. | Titanium Power | Power Pack 2 GT Butler | Indirect Forced Circulation (IF) | 43.72 |  | BT1 | Glycol | Advanced Controller with a Vacation or Holiday Mode | Solar Storage with Tankless Auxiliary Water Heater | 52 | 1 | 0.8 | 95 | Z13 | [18 empty] | Bakersfield | FALSE | 30 |  | 2020-04-01 | 2020-04-09 |  |  | 2020-04-02 | 2020-07-14 | 1551 | 4920 | Up-front Payment
PGE-015381 | Low Income Single Family Residential | Domestic Hot Water | Gas | Pacific Gas and Electric | Incentive:Paid | 4539 | 36.9 |  | 1 | 164 |  | 123 |  | 2020-04-02 15:24 | 2020-05-11 | TITANIUM POWER INC | Retrofit | Bakersfield | Bakersfield | 93307 | Host Customer is System Owner | 10 |  | 30004298 | Butler Sun Solutions, Inc. | Titanium Power | Power Pack 2 GT Butler | Indirect Forced Circulation (IF) | 43.72 |  | BT1 | Glycol | Advanced Controller with a Vacation or Holiday Mode | Solar Storage with Tankless Auxiliary Water Heater | 52 | 1 | 0.75 | 115 | Z13 | [18 empty] | Bakersfield | FALSE | 30 |  | 2020-04-01 | 2020-04-13 |  |  | 2020-04-02 | 2020-05-11 | 1584 | 4920 | Up-front Payment
PGE-015382 | Low Income Single Family Residential | Domestic Hot Water | Gas | Pacific Gas and Electric | Incentive:Paid | 5397 | 36.9 |  | 1 | 164 |  | 156 |  | 2020-04-02 15:36 | 2020-05-07 | TITANIUM POWER INC | Retrofit | Bakersfield | Bakersfield | 93305 | Host Customer is System Owner | 4 |  | 30004298 | Butler Sun Solutions, Inc. | Titanium Power | Power Pack 2 GT Butler | Indirect Forced Circulation (IF) | 43.72 |  | BT1 | Glycol | Advanced Controller with a Vacation or Holiday Mode | Solar Storage with Tankless Auxiliary Water Heater | 52 | 1 | 0.95 | 55 | Z13 | [18 empty] | Bakersfield | FALSE | 33.35 |  | 2020-04-01 | 2020-04-30 |  |  | 2020-04-02 | 2020-05-07 | 1584 | 5470 | Up-front Payment
PGE-015383 | Single Family Residential - Disadvantaged Community | Domestic Hot Water | Gas | Pacific Gas and Electric | Incentive:Paid | 4366 | 29.85 |  | 1 | 164 |  | 164 |  | 2020-04-02 15:35 | 2020-07-01 | TITANIUM POWER INC | Retrofit | Bakersfield | Bakersfield | 93301 | Host Customer is System Owner | 4 |  | 30004298 | Butler Sun Solutions, Inc. | Titanium Power | Power Pack 2 GT Butler | Indirect Forced Circulation (IF) | 43.72 |  | BT1 | Glycol | Advanced Controller with a Vacation or Holiday Mode | Solar Storage with Tankless Auxiliary Water Heater | 52 | 1 | 1 | 55 | Z13 | [18 empty] | Bakersfield | FALSE | 33.35 |  | 2020-04-01 | 2020-04-13 |  |  | 2020-04-02 | 2020-07-01 | 1573 | 5470 | Up-front Payment
PGE-015384 | Low Income Single Family Residential | Domestic Hot Water | Gas | Pacific Gas and Electric | Incentive:Paid | 5397 | 36.9 |  | 1 | 164 |  | 156 |  | 2020-04-02 15:28 | 2020-07-01 | TITANIUM POWER INC | Retrofit | Bakersfield | Bakersfield | 93301 | Host Customer is System Owner | 5 |  | 30004298 | Butler Sun Solutions, Inc. | Titanium Power | Power Pack 2 GT Butler | Indirect Forced Circulation (IF) | 43.72 |  | BT1 | Glycol | Advanced Controller with a Vacation or Holiday Mode | Solar Storage with Tankless Auxiliary Water Heater | 52 | 1 | 0.95 | 65 | Z13 | [18 empty] | Bakersfield | FALSE | 33.35 |  | 2020-04-01 | 2020-04-13 |  |  | 2020-04-02 | 2020-07-01 | 1573 | 5470 | Up-front Payment
PGE-015385 | Low Income Single Family Residential | Domestic Hot Water | Gas | Pacific Gas and Electric | Incentive:Paid | 5397 | 36.9 |  | 1 | 160 |  | 160 |  | 2020-04-02 15:38 | 2020-04-29 | TITANIUM POWER INC | Retrofit | Bakersfield | Bakersfield | 93305 | Host Customer is System Owner | 7 |  | 30004297 | Butler Sun Solutions, Inc. | Titanium Power | Power Pack 2 GT | Indirect Forced Circulation (IF) | 45.42 |  | ARIS2004 | Glycol | Advanced Controller with a Vacation or Holiday Mode | Solar Storage with Tankless Auxiliary Water Heater | 52 | 1 | 1 | 85 | Z13 | [18 empty] | Bakersfield | FALSE | 34.19 |  | 2011-06-01: 2020-04-01; 2011-08-03: 2020-04-02; 2011-09-20: 2020-04-29 | 1606 | 5470 | Up-front Payment
PGE-015386 | Single Family Residential | Domestic Hot Water | Gas | Pacific Gas and Electric | Incentive:Paid | 4366 | 29.85 |  | 1 | 164 |  | 156 |  | 2020-04-02 15:38 | 2020-05-12 | TITANIUM POWER INC | Retrofit | Bakersfield | Bakersfield | 93305 | Host Customer is System Owner | 4 |  | 30004298 | Butler Sun Solutions, Inc. | Titanium Power | Power Pack 2 GT Butler | Indirect Forced Circulation (IF) | 43.72 |  | BT1 | Glycol | Advanced Controller with a Vacation or Holiday Mode | Solar Storage with Tankless Auxiliary Water Heater | 52 | 1 | 0.95 | 55 | Z13 | [18 empty] | Bakersfield | FALSE | 33.35 |  | 2020-04-01 | 2020-04-13 |  |  | 2020-04-02 | 2020-05-12 | 1584 | 5470 | Up-front Payment
PGE-015387 | Low Income Single Family Residential | Domestic Hot Water | Gas | Pacific Gas and Electric | Incentive:Paid | 5397 | 36.9 |  | 1 | 160 |  | 160 |  | 2020-04-02 15:22 | 2020-05-12 | TITANIUM POWER INC | Retrofit | Bakersfield | Bakersfield | 93305 | Host Customer is System Owner | 8 |  | 30004297 | Butler Sun Solutions, Inc. | Titanium Power | Power Pack 2 GT | Indirect Forced Circulation (IF) | 45.42 |  | ARIS2004 | Glycol | Advanced Controller with a Vacation or Holiday Mode | Solar Storage with Tankless Auxiliary Water Heater | 52 | 1 | 1 | 95 | Z13 | [18 empty] | Bakersfield | FALSE | 34.19 |  | 2020-04-01 | 2020-04-30 |  |  | 2020-04-02 | 2020-05-12 | 1584 | 5470 | Up-front Payment
PGE-015388 | Low Income Single Family Residential | Domestic Hot Water | Gas | Pacific Gas and Electric | Incentive:Paid | 4723 | 36.9 |  | 1 | 160 |  | 128 |  | 2020-04-02 15:21 | 2020-04-30 | TITANIUM POWER INC | Retrofit | Bakersfield | Bakersfield | 93305 | Host Customer is System Owner | 7 |  | 30004297 | Butler Sun Solutions, Inc. | Titanium Power | Power Pack 2 GT | Indirect Forced Circulation (IF) | 45.42 |  | ARIS2004 | Glycol | Advanced Controller with a Vacation or Holiday Mode | Solar Storage with Tankless Auxiliary Water Heater | 52 | 1 | 0.8 | 85 | Z13 | [18 empty] | Bakersfield | FALSE | 30.75 |  | 2011-06-01: 2020-04-01; 2011-08-03: 2020-04-02; 2011-09-20: 2020-04-30 | 1606 | 4920 | Up-front Payment
PGE-015389 | Low Income Single Family Residential | Domestic Hot Water | Gas | Pacific Gas and Electric | Incentive:Paid | 5397 | 36.9 |  | 1 | 164 |  | 164 |  | 2020-04-02 15:33 | 2020-04-30 | TITANIUM POWER INC | Retrofit | Bakersfield | Bakersfield | 93304 | Host Customer is System Owner | 6 |  | 30004298 | Butler Sun Solutions, Inc. | Titanium Power | Power Pack 2 GT Butler | Indirect Forced Circulation (IF) | 43.72 |  | BT1 | Glycol | Advanced Controller with a Vacation or Holiday Mode | Solar Storage with Tankless Auxiliary Water Heater | 52 | 1 | 1 | 75 | Z13 | [18 empty] | Bakersfield | FALSE | 33.35 |  | 2011-06-01: 2020-04-01; 2011-08-03: 2020-04-02; 2011-09-20: 2020-04-30 | 1606 | 5470 | Up-front Payment
PGE-015390 | Single Family Residential - Disadvantaged Community | Domestic Hot Water | Gas | Pacific Gas and Electric | Incentive:Paid | 3672 | 29.85 |  | 1 | 164 |  | 123 |  | 2020-04-02 15:27 | 2020-05-11 | TITANIUM POWER INC | Retrofit | Bakersfield | Bakersfield | 93305 | Host Customer is System Owner | 7 |  | 30004298 | Butler Sun Solutions, Inc. | Titanium Power | Power Pack 2 GT Butler | Indirect Forced Circulation (IF) | 43.72 |  | BT1 | Glycol | Advanced Controller with a Vacation or Holiday Mode | Solar Storage with Tankless Auxiliary Water Heater | 52 | 1 | 0.75 | 85 | Z13 | [18 empty] | Bakersfield | FALSE | 28.17 |  | 2020-04-01 | 2020-04-13 |  |  | 2020-04-02 | 2020-05-11 | 1584 | 4620 | Up-front Payment
PGE-015391 | Single Family Residential | Domestic Hot Water | Gas | Pacific Gas and Electric | Incentive:Paid | 4366 | 29.85 |  | 1 | 160 |  | 160 |  | 2020-04-02 15:33 | 2020-05-11 | TITANIUM POWER INC | Retrofit | Bakersfield | Bakersfield | 93307 | Host Customer is System Owner | 6 |  | 30004297 | Butler Sun Solutions, Inc. | Titanium Power | Power Pack 2 GT | Indirect Forced Circulation (IF) | 45.42 |  | ARIS2004 | Glycol | Advanced Controller with a Vacation or Holiday Mode | Solar Storage with Tankless Auxiliary Water Heater | 52 | 1 | 1 | 75 | Z13 | [18 empty] | Bakersfield | FALSE | 34.19 |  | 2020-04-01 | 2020-04-13 |  |  | 2020-04-02 | 2020-05-11 | 1584 | 5470 | Up-front Payment
PGE-015393 | Low Income Single Family Residential | Domestic Hot Water | Gas | Pacific Gas and Electric | Incentive:Paid | 4723 | 36.9 |  | 1 | 160 |  | 128 |  | 2020-04-02 15:24 | 2020-04-30 | TITANIUM POWER INC | Retrofit | Bakersfield | Bakersfield | 93304 | Host Customer is System Owner | 10 |  | 30004297 | Butler Sun Solutions, Inc. | Titanium Power | Power Pack 2 GT | Indirect Forced Circulation (IF) | 45.42 |  | ARIS2004 | Glycol | Advanced Controller with a Vacation or Holiday Mode | Solar Storage with Tankless Auxiliary Water Heater | 52 | 1 | 0.8 | 115 | Z13 | [18 empty] | Bakersfield | FALSE | 30.75 |  | 2011-06-01: 2020-04-01; 2011-08-03: 2020-04-02; 2011-09-20: 2020-04-30 | 1606 | 4920 | Up-front Payment
PGE-015394 | Low Income Single Family Residential | Domestic Hot Water | Gas | Pacific Gas and Electric | Incentive:Paid | 5397 | 36.9 |  | 1 | 164 |  | 148 |  | 2020-04-02 15:35 | 2020-10-02 | TITANIUM POWER INC | Retrofit | Bakersfield | Bakersfield | 93307 | Host Customer is System Owner | 6 |  | 30004298 | Butler Sun Solutions, Inc. | Titanium Power | Power Pack 2 GT Butler | Indirect Forced Circulation (IF) | 43.72 |  | BT1 | Glycol | Advanced Controller with a Vacation or Holiday Mode | Solar Storage with Tankless Auxiliary Water Heater | 52 | 1 | 0.9 | 75 | Z13 | [18 empty] | Bakersfield | FALSE | 33.35 |  | 2011-06-01: 2020-04-01; 2011-08-03: 2020-04-02; 2011-09-20: 2020-10-02 | 1474 | 5470 | Up-front Payment
PGE-015395 | Low Income Single Family Residential | Domestic Hot Water | Gas | Pacific Gas and Electric | Incentive:Paid | 5144 | 36.9 |  | 1 | 164 |  | 139 |  | 2020-04-04 08:56 | 2020-08-19 | TITANIUM POWER INC | Retrofit | Bakersfield | Bakersfield | 93307 | Host Customer is System Owner | 6 |  | 30004298 | Butler Sun Solutions, Inc. | Titanium Power | Power Pack 2 GT Butler | Indirect Forced Circulation (IF) | 43.72 |  | BT1 | Glycol | Advanced Controller with a Vacation or Holiday Mode | Solar Storage with Tankless Auxiliary Water Heater | 52 | 1 | 0.85 | 75 | Z13 | [18 empty] | Bakersfield | FALSE | 31.71 |  | 2020-04-02 | 2020-05-13 |  |  | 2020-04-04 | 2020-08-19 | 1517 | 5200 | Up-front Payment
PGE-015396 | Low Income Single Family Residential | Domestic Hot Water | Gas | Pacific Gas and Electric | Incentive:Paid | 5397 | 36.9 |  | 1 | 160 |  | 160 |  | 2020-04-04 09:15 | 2020-05-01 | TITANIUM POWER INC | Retrofit | Bakersfield | Bakersfield | 93309 | Host Customer is System Owner | 5 |  | 30004297 | Butler Sun Solutions, Inc. | Titanium Power | Power Pack 2 GT | Indirect Forced Circulation (IF) | 45.42 |  | ARIS2004 | Glycol | Advanced Controller with a Vacation or Holiday Mode | Solar Storage with Tankless Auxiliary Water Heater | 52 | 1 | 1 | 65 | Z13 | [18 empty] | Bakersfield | FALSE | 34.06 |  | 2020-04-02 | 2020-05-13 |  |  | 2020-04-04 | 2020-05-01 | 1606 | 5450 | Up-front Payment
PGE-015397 | Single Family Residential | Domestic Hot Water | Gas | Pacific Gas and Electric | Incentive:Paid | 4366 | 29.85 |  | 1 | 164 |  | 164 |  | 2020-04-04 09:00 | 2020-05-11 | TITANIUM POWER INC | Retrofit | Bakersfield | Bakersfield | 93305 | Host Customer is System Owner | 5 |  | 30004298 | Butler Sun Solutions, Inc. | Titanium Power | Power Pack 2 GT Butler | Indirect Forced Circulation (IF) | 43.72 |  | BT1 | Glycol | Advanced Controller with a Vacation or Holiday Mode | Solar Storage with Tankless Auxiliary Water Heater | 52 | 1 | 1 | 65 | Z13 | [18 empty] | Bakersfield | FALSE | 33.35 |  | 2020-04-02 | 2020-04-14 |  |  | 2020-04-04 | 2020-05-11 | 1584 | 5470 | Up-front Payment
PGE-015398 | Single Family Residential - Disadvantaged Community | Domestic Hot Water | Gas | Pacific Gas and Electric | Incentive:Paid | 4161 | 29.85 |  | 1 | 164 |  | 139 |  | 2020-04-04 09:04 | 2020-08-19 | TITANIUM POWER INC | Retrofit | Bakersfield | Bakersfield | 93307 | Host Customer is System Owner | 4 |  | 30004298 | Butler Sun Solutions, Inc. | Titanium Power | Power Pack 2 GT Butler | Indirect Forced Circulation (IF) | 43.72 |  | BT1 | Glycol | Advanced Controller with a Vacation or Holiday Mode | Solar Storage with Tankless Auxiliary Water Heater | 52 | 1 | 0.85 | 55 | Z13 | [18 empty] | Bakersfield | FALSE | 31.83 |  | 2020-04-02 | 2020-04-14 |  |  | 2020-04-04 | 2020-08-19 | 1515 | 5220 | Up-front Payment
PGE-015399 | Single Family Residential - Disadvantaged Community | Domestic Hot Water | Gas | Pacific Gas and Electric | Incentive:Paid | 4366 | 29.85 |  | 1 | 160 |  | 152 |  | 2020-04-04 08:54 | 2020-05-11 | TITANIUM POWER INC | Retrofit | Bakersfield | Bakersfield | 93307 | Host Customer is System Owner | 6 |  | 30004297 | Butler Sun Solutions, Inc. | Titanium Power | Power Pack 2 GT | Indirect Forced Circulation (IF) | 45.42 |  | ARIS2004 | Glycol | Advanced Controller with a Vacation or Holiday Mode | Solar Storage with Tankless Auxiliary Water Heater | 52 | 1 | 0.95 | 75 | Z13 | [18 empty] | Bakersfield | FALSE | 34.06 |  | 2020-04-02 | 2020-04-14 |  |  | 2020-04-04 | 2020-05-11 | 1584 | 5450 | Up-front Payment
PGE-015400 | Low Income Single Family Residential | Domestic Hot Water | Gas | Pacific Gas and Electric | Incentive:Paid | 5397 | 36.9 |  | 1 | 160 |  | 160 |  | 2020-04-04 09:07 | 2020-04-30 | TITANIUM POWER INC | Retrofit | Bakersfield | Bakersfield | 93304 | Host Customer is System Owner | 7 |  | 30004297 | Butler Sun Solutions, Inc. | Titanium Power | Power Pack 2 GT | Indirect Forced Circulation (IF) | 45.42 |  | ARIS2004 | Glycol | Advanced Controller with a Vacation or Holiday Mode | Solar Storage with Tankless Auxiliary Water Heater | 52 | 1 | 1 | 85 | Z13 | [18 empty] | Bakersfield | FALSE | 34.19 |  | 2011-06-01: 2020-04-02; 2011-08-03: 2020-04-04; 2011-09-20: 2020-04-30 | 1604 | 5470 | Up-front Payment
PGE-015401 | Single Family Residential - Disadvantaged Community | Domestic Hot Water | Gas | Pacific Gas and Electric | Incentive:Paid | 4366 | 29.85 |  | 1 | 164 |  | 156 |  | 2020-04-04 09:14 | 2020-05-11 | TITANIUM POWER INC | Retrofit | Bakersfield | Bakersfield | 93304 | Host Customer is System Owner | 7 |  | 30004298 | Butler Sun Solutions, Inc. | Titanium Power | Power Pack 2 GT Butler | Indirect Forced Circulation (IF) | 43.72 |  | BT1 | Glycol | Advanced Controller with a Vacation or Holiday Mode | Solar Storage with Tankless Auxiliary Water Heater | 52 | 1 | 0.95 | 85 | Z13 | [18 empty] | Bakersfield | FALSE | 33.35 |  | 2020-04-02 | 2020-04-14 |  |  | 2020-04-04 | 2020-05-11 | 1584 | 5470 | Up-front Payment
PGE-015402 | Low Income Single Family Residential | Domestic Hot Water | Gas | Pacific Gas and Electric | Incentive:Paid | 5397 | 36.9 |  | 1 | 164 |  | 164 |  | 2020-04-04 10:18 | 2020-04-30 | TITANIUM POWER INC | Retrofit | Bakersfield | Bakersfield | 93304 | Host Customer is System Owner | 5 |  | 30004298 | Butler Sun Solutions, Inc. | Titanium Power | Power Pack 2 GT Butler | Indirect Forced Circulation (IF) | 43.72 |  | BT1 | Glycol | Advanced Controller with a Vacation or Holiday Mode | Solar Storage with Tankless Auxiliary Water Heater | 52 | 1 | 1 | 65 | Z13 | [18 empty] | Bakersfield | FALSE | 33.35 |  | 2011-06-01: 2020-04-02; 2011-08-03: 2020-04-04; 2011-09-20: 2020-04-30 | 1604 | 5470 | Up-front Payment
PGE-015403 | Low Income Single Family Residential | Domestic Hot Water | Gas | Pacific Gas and Electric | Incentive:Paid | 5397 | 36.9 |  | 1 | 164 |  | 164 |  | 2020-04-04 08:44 | 2020-05-01 | TITANIUM POWER INC | Retrofit | Bakersfield | Bakersfield | 93304 | Host Customer is System Owner | 4 |  | 30004298 | Butler Sun Solutions, Inc. | Titanium Power | Power Pack 2 GT Butler | Indirect Forced Circulation (IF) | 43.72 |  | BT1 | Glycol | Advanced Controller with a Vacation or Holiday Mode | Solar Storage with Tankless Auxiliary Water Heater | 52 | 1 | 1 | 55 | Z13 | [18 empty] | Bakersfield | FALSE | 33.35 |  | 2011-06-01: 2020-04-02; 2011-08-03: 2020-04-04; 2011-09-20: 2020-05-01 | 1604 | 5470 | Up-front Payment
PGE-015404 | Low Income Single Family Residential | Domestic Hot Water | Gas | Pacific Gas and Electric | Incentive:Paid | 5397 | 36.9 |  | 1 | 164 |  | 164 |  | 2020-04-04 10:16 | 2020-06-11 | TITANIUM POWER INC | Retrofit | Bakersfield | Bakersfield | 93304 | Host Customer is System Owner | 4 |  | 30004298 | Butler Sun Solutions, Inc. | Titanium Power | Power Pack 2 GT Butler | Indirect Forced Circulation (IF) | 43.72 |  | BT1 | Glycol | Advanced Controller with a Vacation or Holiday Mode | Solar Storage with Tankless Auxiliary Water Heater | 52 | 1 | 1 | 55 | Z13 | [18 empty] | Bakersfield | FALSE | 33.35 |  | 2020-04-02 | 2020-04-14 |  |  | 2020-04-04 | 2020-06-11 | 1584 | 5470 | Up-front Payment
SDG-015405 | Commercial/Multifamily Residential | Domestic Hot Water | Gas | San Diego Gas and Electric | Incentive:Paid | 111408 | 20.19 |  | 1 | 5518 |  | 5518 |  | 2020-05-15 13:44 | 2020-11-13 | CORE ENERGY GROUP INC | Retrofit | El Cajon | San Diego | 92021 | Host Customer is System Owner | [7 empty] | 2211.3 | 40.95 |  | Glycol | Advanced Controller with a Vacation or Holiday Mode | Solar Storage and Auxiliary Tanks are separate |  | 1 | 1 | 3500 | Z07 | 101 | Units | Apartments/Condos | 10001803 | 54 | 1 | 3600 | 1 | 238 | 2 | 800000 | TRUE | 120 | 120 |  | Caleffi North America - iSolar MX LTE |  | Caleffi North America - iSolar MX LTE | County of San Diego | FALSE | 48.74 |  | 2020-05-15 | 2020-05-15 | 2020-05-15 | 2020-11-13 | 2021-01-13 | 2021-03-23 | 1291 | 268920 | Up-front Payment
PGE-015406 | Single Family Residential | Domestic Hot Water | Gas | Pacific Gas and Electric | Incentive:Paid | 4366 | 29.85 |  | 1 | 164 |  | 164 |  | 2020-04-09 14:18 | 2020-08-19 | TITANIUM POWER INC | Retrofit | Bakersfield | Bakersfield | 93309 | Host Customer is System Owner | 4 |  | 30004298 | Butler Sun Solutions, Inc. | Titanium Power | Power Pack 2 GT Butler | Indirect Forced Circulation (IF) | 43.72 |  | BT1 | Glycol | Advanced Controller with a Vacation or Holiday Mode | Solar Storage with Tankless Auxiliary Water Heater | 52 | 1 | 1 | 55 | Z13 | [18 empty] | Bakersfield | FALSE | 33.35 |  | 2020-04-06 | 2020-04-14 |  |  | 2020-04-09 | 2020-08-19 | 1517 | 5470 | Up-front Payment
PGE-015407 | Single Family Residential - Disadvantaged Community | Domestic Hot Water | Gas | Pacific Gas and Electric | Incentive:Paid | 4298 | 29.85 |  | 1 | 160 |  | 144 |  | 2020-04-09 14:22 | 2020-09-01 | TITANIUM POWER INC | Retrofit | Bakersfield | Bakersfield | 93307 | Host Customer is System Owner | 4 |  | 30004297 | Butler Sun Solutions, Inc. | Titanium Power | Power Pack 2 GT | Indirect Forced Circulation (IF) | 45.42 |  | ARIS2004 | Glycol | Advanced Controller with a Vacation or Holiday Mode | Solar Storage with Tankless Auxiliary Water Heater | 52 | 1 | 0.9 | 55 | Z13 | [18 empty] | Bakersfield | FALSE | 34.19 |  | 2020-04-06 | 2020-04-14 |  |  | 2020-04-09 | 2020-09-01 | 1509 | 5470 | Up-front Payment
PGE-015408 | Low Income Single Family Residential | Domestic Hot Water | Gas | Pacific Gas and Electric | Incentive:Paid | 4539 | 36.9 |  | 1 | 164 |  | 123 |  | 2020-04-09 14:21 | 2020-04-30 | TITANIUM POWER INC | Retrofit | Bakersfield | Bakersfield | 93309 | Host Customer is System Owner | 4 |  | 30004298 | Butler Sun Solutions, Inc. | Titanium Power | Power Pack 2 GT Butler | Indirect Forced Circulation (IF) | 43.72 |  | BT1 | Glycol | Advanced Controller with a Vacation or Holiday Mode | Solar Storage with Tankless Auxiliary Water Heater | 52 | 1 | 0.75 | 55 | Z13 | [18 empty] | Bakersfield | FALSE | 27.9 |  | 2011-06-01: 2020-04-06; 2011-08-03: 2020-04-09; 2011-09-20: 2020-04-30 | 1604 | 4575 | Up-front Payment
PGE-015409 | Low Income Single Family Residential | Domestic Hot Water | Gas | Pacific Gas and Electric | Incentive:Paid | 5397 | 36.9 |  | 1 | 164 |  | 164 |  | 2020-04-09 14:19 | 2020-05-11 | TITANIUM POWER INC | Retrofit | Bakersfield | Bakersfield | 93309 | Host Customer is System Owner | 4 |  | 30004298 | Butler Sun Solutions, Inc. | Titanium Power | Power Pack 2 GT Butler | Indirect Forced Circulation (IF) | 43.72 |  | BT1 | Glycol | Advanced Controller with a Vacation or Holiday Mode | Solar Storage with Tankless Auxiliary Water Heater | 52 | 1 | 1 | 55 | Z13 | [18 empty] | Bakersfield | FALSE | 33.35 |  | 2020-04-06 | 2020-04-14 |  |  | 2020-04-09 | 2020-05-11 | 1584 | 5470 | Up-front Payment
PGE-015410 | Low Income Single Family Residential | Domestic Hot Water | Gas | Pacific Gas and Electric | Incentive:Paid | 5397 | 36.9 |  | 1 | 164 |  | 164 |  | 2020-04-09 14:18 | 2020-05-01 | TITANIUM POWER INC | Retrofit | Bakersfield | Bakersfield | 93309 | Host Customer is System Owner | 4 |  | 30004298 | Butler Sun Solutions, Inc. | Titanium Power | Power Pack 2 GT Butler | Indirect Forced Circulation (IF) | 43.72 |  | BT1 | Glycol | Advanced Controller with a Vacation or Holiday Mode | Solar Storage with Tankless Auxiliary Water Heater | 52 | 1 | 1 | 55 | Z13 | [18 empty] | Bakersfield | FALSE | 33.35 |  | 2011-06-01: 2020-04-06; 2011-08-03: 2020-04-09; 2011-09-20: 2020-05-01 | 1602 | 5470 | Up-front Payment
PGE-015411 | Single Family Residential - Disadvantaged Community | Domestic Hot Water | Gas | Pacific Gas and Electric | Incentive:Paid | 4366 | 29.85 |  | 1 | 164 |  | 164 |  | 2020-04-09 14:23 | 2020-05-12 | TITANIUM POWER INC | Retrofit | Bakersfield | Bakersfield | 93307 | Host Customer is System Owner | 4 |  | 30004298 | Butler Sun Solutions, Inc. | Titanium Power | Power Pack 2 GT Butler | Indirect Forced Circulation (IF) | 43.72 |  | BT1 | Glycol | Advanced Controller with a Vacation or Holiday Mode | Solar Storage with Tankless Auxiliary Water Heater | 52 | 1 | 1 | 55 | Z13 | [18 empty] | Bakersfield | FALSE | 33.35 |  | 2020-04-06 | 2020-04-16 |  |  | 2020-04-09 | 2020-05-12 | 1584 | 5470 | Up-front Payment
PGE-015412 | Low Income Single Family Residential | Domestic Hot Water | Gas | Pacific Gas and Electric | Incentive:Paid | 5397 | 36.9 |  | 1 | 160 |  | 160 |  | 2020-04-09 14:24 | 2020-05-13 | TITANIUM POWER INC | Retrofit | Bakersfield | Bakersfield | 93309 | Host Customer is System Owner | 7 |  | 30004297 | Butler Sun Solutions, Inc. | Titanium Power | Power Pack 2 GT | Indirect Forced Circulation (IF) | 45.42 |  | ARIS2004 | Glycol | Advanced Controller with a Vacation or Holiday Mode | Solar Storage with Tankless Auxiliary Water Heater | 52 | 1 | 1 | 85 | Z13 | [18 empty] | Bakersfield | FALSE | 34.19 |  | 2020-04-06 | 2020-04-16 |  |  | 2020-04-09 | 2020-05-13 | 1517 | 5470 | Up-front Payment
PGE-015413 | Low Income Single Family Residential | Domestic Hot Water | Gas | Pacific Gas and Electric | Incentive:Paid | 5397 | 36.9 |  | 1 | 164 |  | 148 |  | 2020-04-09 14:16 | 2020-04-30 | TITANIUM POWER INC | Retrofit | Bakersfield | Bakersfield | 93307 | Host Customer is System Owner | 4 |  | 30004298 | Butler Sun Solutions, Inc. | Titanium Power | Power Pack 2 GT Butler | Indirect Forced Circulation (IF) | 43.72 |  | BT1 | Glycol | Advanced Controller with a Vacation or Holiday Mode | Solar Storage with Tankless Auxiliary Water Heater | 52 | 1 | 0.9 | 55 | Z13 | [18 empty] | Bakersfield | FALSE | 33.35 |  | 2011-06-01: 2020-04-06; 2011-08-03: 2020-04-09; 2011-09-20: 2020-04-30 | 1602 | 5470 | Up-front Payment
PGE-015414 | Single Family Residential | Domestic Hot Water | Gas | Pacific Gas and Electric | Incentive:Paid | 4366 | 29.85 |  | 1 | 164 |  | 164 |  | 2020-04-09 14:16 | 2020-07-06 | TITANIUM POWER INC | Retrofit | Bakersfield | Bakersfield | 93306 | Host Customer is System Owner | 5 |  | 30004298 | Butler Sun Solutions, Inc. | Titanium Power | Power Pack 2 GT Butler | Indirect Forced Circulation (IF) | 43.72 |  | BT1 | Glycol | Advanced Controller with a Vacation or Holiday Mode | Solar Storage with Tankless Auxiliary Water Heater | 52 | 1 | 1 | 65 | Z13 | [18 empty] | Bakersfield | FALSE | 33.35 |  | 2020-04-06 | 2020-04-16 |  |  | 2020-04-09 | 2020-07-06 | 1565 | 5470 | Up-front Payment
PGE-015415 | Low Income Single Family Residential | Domestic Hot Water | Gas | Pacific Gas and Electric | Incentive:Paid | 5397 | 36.9 |  | 1 | 164 |  | 164 |  | 2020-04-09 14:15 | 2020-04-30 | TITANIUM POWER INC | Retrofit | Bakersfield | Bakersfield | 93306 | Host Customer is System Owner | 6 |  | 30004298 | Butler Sun Solutions, Inc. | Titanium Power | Power Pack 2 GT Butler | Indirect Forced Circulation (IF) | 43.72 |  | BT1 | Glycol | Advanced Controller with a Vacation or Holiday Mode | Solar Storage with Tankless Auxiliary Water Heater | 52 | 1 | 1 | 75 | Z13 | [18 empty] | Bakersfield | FALSE | 33.35 |  | 2011-06-01: 2020-04-06; 2011-08-03: 2020-04-09; 2011-09-20: 2020-04-30 | 1602 | 5470 | Up-front Payment
PGE-015416 | Low Income Single Family Residential | Domestic Hot Water | Gas | Pacific Gas and Electric | Incentive:Paid | 5397 | 36.9 |  | 1 | 164 |  | 164 |  | 2020-04-09 14:14 | 2020-09-01 | TITANIUM POWER INC | Retrofit | Bakersfield | Bakersfield | 93304 | Host Customer is System Owner | 6 |  | 30004298 | Butler Sun Solutions, Inc. | Titanium Power | Power Pack 2 GT Butler | Indirect Forced Circulation (IF) | 43.72 |  | BT1 | Glycol | Advanced Controller with a Vacation or Holiday Mode | Solar Storage with Tankless Auxiliary Water Heater | 52 | 1 | 1 | 75 | Z13 | [18 empty] | Bakersfield | FALSE | 33.23 |  | 2011-06-01: 2020-04-06; 2011-08-03: 2020-04-09; 2011-09-20: 2020-09-01 | 1509 | 5450 | Up-front Payment
PGE-015417 | Low Income Single Family Residential | Domestic Hot Water | Gas | Pacific Gas and Electric | Incentive:Paid | 5397 | 36.9 |  | 1 | 164 |  | 164 |  | 2020-04-09 14:13 | 2020-04-30 | TITANIUM POWER INC | Retrofit | Bakersfield | Bakersfield | 93304 | Host Customer is System Owner | 7 |  | 30004298 | Butler Sun Solutions, Inc. | Titanium Power | Power Pack 2 GT Butler | Indirect Forced Circulation (IF) | 43.72 |  | BT1 | Glycol | Advanced Controller with a Vacation or Holiday Mode | Solar Storage with Tankless Auxiliary Water Heater | 52 | 1 | 1 | 85 | Z13 | [18 empty] | Bakersfield | FALSE | 33.23 |  | 2011-06-01: 2020-04-06; 2011-08-03: 2020-04-09; 2011-09-20: 2020-04-30 | 1602 | 5450 | Up-front Payment
PGE-015418 | Low Income Single Family Residential | Domestic Hot Water | Gas | Pacific Gas and Electric | Incentive:Paid | 5397 | 36.9 |  | 1 | 164 |  | 164 |  | 2020-04-09 14:12 | 2020-06-10 | TITANIUM POWER INC | Retrofit | Bakersfield | Bakersfield | 93304 | Host Customer is System Owner | 7 |  | 30004298 | Butler Sun Solutions, Inc. | Titanium Power | Power Pack 2 GT Butler | Indirect Forced Circulation (IF) | 43.72 |  | BT1 | Glycol | Advanced Controller with a Vacation or Holiday Mode | Solar Storage with Tankless Auxiliary Water Heater | 52 | 1 | 1 | 85 | Z13 | [18 empty] | Bakersfield | FALSE | 33.23 |  | 2020-04-06 | 2020-04-17 |  |  | 2020-04-09 | 2020-06-10 | 1584 | 5450 | Up-front Payment
PGE-015419 | Single Family Residential - Disadvantaged Community | Domestic Hot Water | Gas | Pacific Gas and Electric | Incentive:Paid | 3672 | 29.85 |  | 1 | 164 |  | 123 |  | 2020-04-09 14:10 | 2020-06-26 | TITANIUM POWER INC | Retrofit | Bakersfield | Bakersfield | 93304 | Host Customer is System Owner | 8 |  | 30004298 | Butler Sun Solutions, Inc. | Titanium Power | Power Pack 2 GT Butler | Indirect Forced Circulation (IF) | 43.72 |  | BT1 | Glycol | Advanced Controller with a Vacation or Holiday Mode | Solar Storage with Tankless Auxiliary Water Heater | 52 | 1 | 0.75 | 95 | Z13 | [18 empty] | Bakersfield | FALSE | 31.1 |  | 2020-04-06 | 2020-04-17 |  |  | 2020-04-09 | 2020-06-26 | 1573 | 5100 | Up-front Payment
PGE-015420 | Low Income Single Family Residential | Domestic Hot Water | Gas | Pacific Gas and Electric | Incentive:Paid | 5397 | 36.9 |  | 1 | 164 |  | 156 |  | 2020-04-09 14:09 | 2020-05-01 | TITANIUM POWER INC | Retrofit | Bakersfield | Bakersfield | 93306 | Host Customer is System Owner | 5 |  | 30004298 | Butler Sun Solutions, Inc. | Titanium Power | Power Pack 2 GT Butler | Indirect Forced Circulation (IF) | 43.72 |  | BT1 | Glycol | Advanced Controller with a Vacation or Holiday Mode | Solar Storage with Tankless Auxiliary Water Heater | 52 | 1 | 0.95 | 65 | Z13 | [18 empty] | Bakersfield | FALSE | 33.23 |  | 2011-06-01: 2020-04-06; 2011-08-03: 2020-04-09; 2011-09-20: 2020-05-01 | 1600 | 5450 | Up-front Payment
PGE-015421 | Low Income Single Family Residential | Domestic Hot Water | Gas | Pacific Gas and Electric | Incentive:Canceled | 4723 | 36.9 |  | 1 | 160 |  | 128 |  | 2020-04-11 15:01 | 2020-05-01 | TITANIUM POWER INC | Retrofit | Bakersfield | Bakersfield | 93305 | Host Customer is System Owner | 6 |  | 30004297 | Butler Sun Solutions, Inc. | Titanium Power | Power Pack 2 GT | Indirect Forced Circulation (IF) | 45.42 |  | ARIS2004 | Glycol | Advanced Controller with a Vacation or Holiday Mode | Solar Storage with Tankless Auxiliary Water Heater | 52 | 1 | 0.8 | 75 | Z13 | [18 empty] | Bakersfield | FALSE | 30 |  | 2020-04-08 | 2020-06-19 |  |  | 2020-04-11 | 2020-05-01 | 1578 | 4800 | Up-front Payment
PGE-015422 | Single Family Residential - Disadvantaged Community | Domestic Hot Water | Gas | Pacific Gas and Electric | Incentive:Canceled | 4366 | 29.85 |  | 1 | 160 |  | 160 |  | 2020-04-13 09:38 |  | TITANIUM POWER INC | Retrofit | Bakersfield | Bakersfield | 93306 | Host Customer is System Owner | 4 |  | 30004297 | Butler Sun Solutions, Inc. | Titanium Power | Power Pack 2 GT | Indirect Forced Circulation (IF) | 45.42 |  | ARIS2004 | Glycol | Advanced Controller with a Vacation or Holiday Mode | Solar Storage with Tankless Auxiliary Water Heater | 52 | 1 | 1 | 55 | Z13 | [18 empty] | Bakersfield | FALSE | 34.06 |  | 2011-06-01: 2020-04-08; 2011-06-21: 2020-04-20; 2011-08-03: 2020-04-13 | 1549 | 5450 | Up-front Payment
PGE-015423 | Low Income Single Family Residential | Domestic Hot Water | Gas | Pacific Gas and Electric | Incentive:Paid | 5397 | 36.9 |  | 1 | 160 |  | 152 |  | 2020-04-11 15:10 | 2020-05-07 | TITANIUM POWER INC | Retrofit | Bakersfield | Bakersfield | 93306 | Host Customer is System Owner | 4 |  | 30004297 | Butler Sun Solutions, Inc. | Titanium Power | Power Pack 2 GT | Indirect Forced Circulation (IF) | 45.42 |  | ARIS2004 | Glycol | Advanced Controller with a Vacation or Holiday Mode | Solar Storage with Tankless Auxiliary Water Heater | 52 | 1 | 0.95 | 55 | Z13 | [18 empty] | Bakersfield | FALSE | 34.06 |  | 2011-06-01: 2020-04-08; 2011-08-03: 2020-04-11; 2011-09-20: 2020-05-07 | 1584 | 5450 | Up-front Payment
PGE-015424 | Single Family Residential - Disadvantaged Community | Domestic Hot Water | Gas | Pacific Gas and Electric | Incentive:Paid | 3821 | 29.85 |  | 1 | 160 |  | 128 |  | 2020-04-11 15:12 | 2020-04-30 | TITANIUM POWER INC | Retrofit | Bakersfield | Bakersfield | 93305 | Host Customer is System Owner | 5 |  | 30004297 | Butler Sun Solutions, Inc. | Titanium Power | Power Pack 2 GT | Indirect Forced Circulation (IF) | 45.42 |  | ARIS2004 | Glycol | Advanced Controller with a Vacation or Holiday Mode | Solar Storage with Tankless Auxiliary Water Heater | 52 | 1 | 0.8 | 65 | Z13 | [18 empty] | Bakersfield | FALSE | 30 |  | 2020-04-08 | 2020-04-20 |  |  | 2020-04-11 | 2020-04-30 | 1573 | 4800 | Up-front Payment
PGE-015425 | Single Family Residential - Disadvantaged Community | Domestic Hot Water | Gas | Pacific Gas and Electric | Incentive:Paid | 4366 | 29.85 |  | 1 | 164 |  | 164 |  | 2020-04-11 15:14 | 2020-04-30 | TITANIUM POWER INC | Retrofit | Bakersfield | Bakersfield | 93307 | Host Customer is System Owner | 6 |  | 30004298 | Butler Sun Solutions, Inc. | Titanium Power | Power Pack 2 GT Butler | Indirect Forced Circulation (IF) | 43.72 |  | BT1 | Glycol | Advanced Controller with a Vacation or Holiday Mode | Solar Storage with Tankless Auxiliary Water Heater | 52 | 1 | 1 | 75 | Z13 | [18 empty] | Bakersfield | FALSE | 33.23 |  | 2020-04-08 | 2020-04-20 |  |  | 2020-04-11 | 2020-04-30 | 1602 | 5450 | Up-front Payment
PGE-015426 | Low Income Single Family Residential | Domestic Hot Water | Gas | Pacific Gas and Electric | Incentive:Paid | 5397 | 36.9 |  | 1 | 164 |  | 164 |  | 2020-04-11 15:07 | 2020-07-28 | TITANIUM POWER INC | Retrofit | Bakersfield | Bakersfield | 93307 | Host Customer is System Owner | 6 |  | 30004298 | Butler Sun Solutions, Inc. | Titanium Power | Power Pack 2 GT Butler | Indirect Forced Circulation (IF) | 43.72 |  | BT1 | Glycol | Advanced Controller with a Vacation or Holiday Mode | Solar Storage with Tankless Auxiliary Water Heater | 52 | 1 | 1 | 75 | Z13 | [18 empty] | Bakersfield | FALSE | 33.23 |  | 2020-04-08 | 2020-04-20 |  |  | 2020-04-11 | 2020-07-28 | 1534 | 5450 | Up-front Payment
PGE-015427 | Low Income Single Family Residential | Domestic Hot Water | Gas | Pacific Gas and Electric | Incentive:Paid | 5397 | 36.9 |  | 1 | 164 |  | 156 |  | 2020-04-11 14:56 | 2020-05-13 | TITANIUM POWER INC | Retrofit | Bakersfield | Bakersfield | 93306 | Host Customer is System Owner | 4 |  | 30004298 | Butler Sun Solutions, Inc. | Titanium Power | Power Pack 2 GT Butler | Indirect Forced Circulation (IF) | 43.72 |  | BT1 | Glycol | Advanced Controller with a Vacation or Holiday Mode | Solar Storage with Tankless Auxiliary Water Heater | 52 | 1 | 0.95 | 55 | Z13 | [18 empty] | Bakersfield | FALSE | 33.23 |  | 2020-04-08 | 2020-04-20 |  |  | 2020-04-11 | 2020-05-13 | 1584 | 5450 | Up-front Payment
PGE-015428 | Low Income Single Family Residential | Domestic Hot Water | Gas | Pacific Gas and Electric | Incentive:Paid | 5397 | 36.9 |  | 1 | 160 |  | 160 |  | 2020-04-11 15:16 | 2020-05-04 | TITANIUM POWER INC | Retrofit | Bakersfield | Bakersfield | 93306 | Host Customer is System Owner | 6 |  | 30004297 | Butler Sun Solutions, Inc. | Titanium Power | Power Pack 2 GT | Indirect Forced Circulation (IF) | 45.42 |  | ARIS2004 | Glycol | Advanced Controller with a Vacation or Holiday Mode | Solar Storage with Tankless Auxiliary Water Heater | 52 | 1 | 1 | 75 | Z13 | [18 empty] | Bakersfield | FALSE | 34.06 |  | 2020-04-08 | 2020-06-19 |  |  | 2020-04-11 | 2020-05-04 | 1551 | 5450 | Up-front Payment
PGE-015429 | Low Income Single Family Residential | Domestic Hot Water | Gas | Pacific Gas and Electric | Incentive:Paid | 5397 | 36.9 |  | 1 | 164 |  | 156 |  | 2020-04-11 14:49 | 2020-07-07 | TITANIUM POWER INC | Retrofit | Bakersfield | Bakersfield | 93306 | Host Customer is System Owner | 4 |  | 30004298 | Butler Sun Solutions, Inc. | Titanium Power | Power Pack 2 GT Butler | Indirect Forced Circulation (IF) | 43.72 |  | BT1 | Glycol | Advanced Controller with a Vacation or Holiday Mode | Solar Storage with Tankless Auxiliary Water Heater | 52 | 1 | 0.95 | 55 | Z13 | [18 empty] | Bakersfield | FALSE | 33.23 |  | 2020-04-08 | 2020-05-05 |  |  | 2020-04-11 | 2020-07-07 | 1565 | 5450 | Up-front Payment
PGE-015430 | Low Income Single Family Residential | Domestic Hot Water | Gas | Pacific Gas and Electric | Incentive:Paid | 5397 | 36.9 |  | 1 | 164 |  | 164 |  | 2020-04-14 14:55 | 2020-06-26 | TITANIUM POWER INC | Retrofit | Bakersfield | Bakersfield | 93306 | Host Customer is System Owner | 4 |  | 30004298 | Butler Sun Solutions, Inc. | Titanium Power | Power Pack 2 GT Butler | Indirect Forced Circulation (IF) | 43.72 |  | BT1 | Glycol | Advanced Controller with a Vacation or Holiday Mode | Solar Storage with Tankless Auxiliary Water Heater | 52 | 1 | 1 | 55 | Z13 | [18 empty] | Bakersfield | FALSE | 33.23 |  | 2020-04-08 | 2020-04-22 |  |  | 2020-04-14 | 2020-06-26 | 1573 | 5450 | Up-front Payment
PGE-015431 | Low Income Single Family Residential | Domestic Hot Water | Gas | Pacific Gas and Electric | Incentive:Paid | 4723 | 36.9 |  | 1 | 160 |  | 128 |  | 2020-04-11 14:31 | 2020-07-06 | TITANIUM POWER INC | Retrofit | Bakersfield | Bakersfield | 93306 | Host Customer is System Owner | 7 |  | 30004297 | Butler Sun Solutions, Inc. | Titanium Power | Power Pack 2 GT | Indirect Forced Circulation (IF) | 45.42 |  | ARIS2004 | Glycol | Advanced Controller with a Vacation or Holiday Mode | Solar Storage with Tankless Auxiliary Water Heater | 52 | 1 | 0.8 | 85 | Z13 | [18 empty] | Bakersfield | FALSE | 30 |  | 2020-04-08 | 2020-04-20 |  |  | 2020-04-11 | 2020-07-06 | 1565 | 4800 | Up-front Payment
PGE-015432 | Low Income Single Family Residential | Domestic Hot Water | Gas | Pacific Gas and Electric | Incentive:Paid | 5397 | 36.9 |  | 1 | 160 |  | 160 |  | 2020-04-11 09:10 | 2020-05-01 | TITANIUM POWER INC | Retrofit | Bakersfield | Bakersfield | 93306 | Host Customer is System Owner | 5 |  | 30004297 | Butler Sun Solutions, Inc. | Titanium Power | Power Pack 2 GT | Indirect Forced Circulation (IF) | 45.42 |  | ARIS2004 | Glycol | Advanced Controller with a Vacation or Holiday Mode | Solar Storage with Tankless Auxiliary Water Heater | 52 | 1 | 1 | 65 | Z13 | [18 empty] | Bakersfield | FALSE | 34.06 |  | 2011-06-01: 2020-04-08; 2011-08-03: 2020-04-11; 2011-09-20: 2020-05-01 | 1602 | 5450 | Up-front Payment
PGE-015433 | Low Income Single Family Residential | Domestic Hot Water | Gas | Pacific Gas and Electric | Incentive:Paid | 5397 | 36.9 |  | 1 | 160 |  | 160 |  | 2020-04-11 09:07 | 2020-05-01 | TITANIUM POWER INC | Retrofit | Bakersfield | Bakersfield | 93305 | Host Customer is System Owner | 7 |  | 30004297 | Butler Sun Solutions, Inc. | Titanium Power | Power Pack 2 GT | Indirect Forced Circulation (IF) | 45.42 |  | ARIS2004 | Glycol | Advanced Controller with a Vacation or Holiday Mode | Solar Storage with Tankless Auxiliary Water Heater | 52 | 1 | 1 | 85 | Z13 | [18 empty] | Bakersfield | FALSE | 34.06 |  | 2020-04-08 | 2020-06-19 |  |  | 2020-04-11 | 2020-05-01 | 1522 | 5450 | Up-front Payment
PGE-015434 | Single Family Residential | Domestic Hot Water | Gas | Pacific Gas and Electric | Incentive:Canceled | 3254 | 29.85 |  | 1 | 109 |  | 109 |  | 2020-04-11 16:14 |  | ACR SOLAR INTERNATIONAL CORP | Retrofit | Woodland | Yolo | 95695 | Host Customer is System Owner | 4 |  | 30004267 | ACR Solar International | SKYLINE SYSTEM 5 | 200152C75EXG | Indirect Forced Circulation (IF) | 40.64 |  | 2025-10-01 | Glycol | Advanced Controller with a Vacation or Holiday Mode | Solar and Auxiliary Storage are the same Tank | 75 | 1 | 1 | 55 | Z12 | [18 empty] | Woodland | FALSE | 64.22 |  | 2011-06-01: 2020-04-11; 2011-06-21: 2020-04-20; 2011-08-03: 2020-04-11 | 1545 | 7000 | Up-front Payment
PGE-015435 | Single Family Residential - Disadvantaged Community | Domestic Hot Water | Gas | Pacific Gas and Electric | Incentive:Paid | 4366 | 29.85 |  | 1 | 164 |  | 164 |  | 2020-04-14 15:35 | 2020-06-23 | TITANIUM POWER INC | Retrofit | Bakersfield | Bakersfield | 93305 | Host Customer is System Owner | 6 |  | 30004298 | Butler Sun Solutions, Inc. | Titanium Power | Power Pack 2 GT Butler | Indirect Forced Circulation (IF) | 43.72 |  | BT1 | Glycol | Advanced Controller with a Vacation or Holiday Mode | Solar Storage with Tankless Auxiliary Water Heater | 52 | 1 | 1 | 75 | Z13 | [18 empty] | Bakersfield | FALSE | 33.23 |  | 2020-04-13 | 2020-04-22 |  |  | 2020-04-14 | 2020-06-23 | 1578 | 5450 | Up-front Payment
PGE-015436 | Low Income Single Family Residential | Domestic Hot Water | Gas | Pacific Gas and Electric | Incentive:Paid | 5144 | 36.9 |  | 1 | 164 |  | 139 |  | 2020-04-14 15:34 | 2020-07-17 | TITANIUM POWER INC | Retrofit | Bakersfield | Bakersfield | 93306 | Host Customer is System Owner | 5 |  | 30004298 | Butler Sun Solutions, Inc. | Titanium Power | Power Pack 2 GT Butler | Indirect Forced Circulation (IF) | 43.72 |  | BT1 | Glycol | Advanced Controller with a Vacation or Holiday Mode | Solar Storage with Tankless Auxiliary Water Heater | 52 | 1 | 0.85 | 65 | Z13 | [18 empty] | Bakersfield | FALSE | 31.71 |  | 2020-04-13 | 2020-04-22 |  |  | 2020-04-14 | 2020-07-17 | 1551 | 5200 | Up-front Payment
PGE-015437 | Low Income Single Family Residential | Domestic Hot Water | Gas | Pacific Gas and Electric | Incentive:Paid | 5144 | 36.9 |  | 1 | 164 |  | 139 |  | 2020-04-14 15:36 | 2020-07-06 | TITANIUM POWER INC | Retrofit | Bakersfield | Bakersfield | 93307 | Host Customer is System Owner | 6 |  | 30004298 | Butler Sun Solutions, Inc. | Titanium Power | Power Pack 2 GT Butler | Indirect Forced Circulation (IF) | 43.72 |  | BT1 | Glycol | Advanced Controller with a Vacation or Holiday Mode | Solar Storage with Tankless Auxiliary Water Heater | 52 | 1 | 0.85 | 75 | Z13 | [18 empty] | Bakersfield | FALSE | 31.71 |  | 2020-04-13 | 2020-04-22 |  |  | 2020-04-14 | 2020-07-06 | 1564 | 5200 | Up-front Payment
PGE-015438 | Single Family Residential - Disadvantaged Community | Domestic Hot Water | Gas | Pacific Gas and Electric | Incentive:Paid | 4366 | 29.85 |  | 1 | 164 |  | 164 |  | 2020-04-14 15:37 | 2020-07-09 | TITANIUM POWER INC | Retrofit | Bakersfield | Bakersfield | 93306 | Host Customer is System Owner | 5 |  | 30004298 | Butler Sun Solutions, Inc. | Titanium Power | Power Pack 2 GT Butler | Indirect Forced Circulation (IF) | 43.72 |  | BT1 | Glycol | Advanced Controller with a Vacation or Holiday Mode | Solar Storage with Tankless Auxiliary Water Heater | 52 | 1 | 1 | 65 | Z13 | [18 empty] | Bakersfield | FALSE | 33.23 |  | 2020-04-13 | 2020-04-22 |  |  | 2020-04-14 | 2020-07-09 | 1551 | 5450 | Up-front Payment
PGE-015439 | Low Income Single Family Residential | Domestic Hot Water | Gas | Pacific Gas and Electric | Incentive:Paid | 5397 | 36.9 |  | 1 | 164 |  | 156 |  | 2020-04-14 15:33 | 2020-05-05 | TITANIUM POWER INC | Retrofit | Bakersfield | Bakersfield | 93307 | Host Customer is System Owner | 5 |  | 30004298 | Butler Sun Solutions, Inc. | Titanium Power | Power Pack 2 GT Butler | Indirect Forced Circulation (IF) | 43.72 |  | BT1 | Glycol | Advanced Controller with a Vacation or Holiday Mode | Solar Storage with Tankless Auxiliary Water Heater | 52 | 1 | 0.95 | 65 | Z13 | [18 empty] | Bakersfield | FALSE | 33.23 |  | 2011-06-01: 2020-04-13; 2011-08-03: 2020-04-14; 2011-09-20: 2020-05-05 | 1584 | 5450 | Up-front Payment
PGE-015440 | Low Income Single Family Residential | Domestic Hot Water | Gas | Pacific Gas and Electric | Incentive:Paid | 5397 | 36.9 |  | 1 | 164 |  | 156 |  | 2020-04-14 15:32 | 2020-05-05 | TITANIUM POWER INC | Retrofit | Bakersfield | Bakersfield | 93307 | Host Customer is System Owner | 5 |  | 30004298 | Butler Sun Solutions, Inc. | Titanium Power | Power Pack 2 GT Butler | Indirect Forced Circulation (IF) | 43.72 |  | BT1 | Glycol | Advanced Controller with a Vacation or Holiday Mode | Solar Storage with Tankless Auxiliary Water Heater | 52 | 1 | 0.95 | 65 | Z13 | [18 empty] | Bakersfield | FALSE | 33.23 |  | 2011-06-01: 2020-04-13; 2011-08-03: 2020-04-14; 2011-09-20: 2020-05-05 | 1584 | 5450 | Up-front Payment
PGE-015441 | Low Income Single Family Residential | Domestic Hot Water | Gas | Pacific Gas and Electric | Incentive:Paid | 5397 | 36.9 |  | 1 | 164 |  | 156 |  | 2020-04-14 15:32 | 2020-05-05 | TITANIUM POWER INC | Retrofit | Bakersfield | Bakersfield | 93307 | Host Customer is System Owner | 5 |  | 30004298 | Butler Sun Solutions, Inc. | Titanium Power | Power Pack 2 GT Butler | Indirect Forced Circulation (IF) | 43.72 |  | BT1 | Glycol | Advanced Controller with a Vacation or Holiday Mode | Solar Storage with Tankless Auxiliary Water Heater | 52 | 1 | 0.95 | 65 | Z13 | [18 empty] | Bakersfield | FALSE | 33.23 |  | 2011-06-01: 2020-04-13; 2011-08-03: 2020-04-14; 2011-09-20: 2020-05-05 | 1584 | 5450 | Up-front Payment
PGE-015442 | Low Income Single Family Residential | Domestic Hot Water | Gas | Pacific Gas and Electric | Incentive:Paid | 5397 | 36.9 |  | 1 | 164 |  | 164 |  | 2020-04-14 15:31 | 2020-05-05 | TITANIUM POWER INC | Retrofit | Bakersfield | Bakersfield | 93307 | Host Customer is System Owner | 4 |  | 30004298 | Butler Sun Solutions, Inc. | Titanium Power | Power Pack 2 GT Butler | Indirect Forced Circulation (IF) | 43.72 |  | BT1 | Glycol | Advanced Controller with a Vacation or Holiday Mode | Solar Storage with Tankless Auxiliary Water Heater | 52 | 1 | 1 | 55 | Z13 | [18 empty] | Bakersfield | FALSE | 33.23 |  | 2011-06-01: 2020-04-13; 2011-08-03: 2020-04-14; 2011-09-20: 2020-05-05 | 1584 | 5450 | Up-front Payment
PGE-015443 | Low Income Single Family Residential | Domestic Hot Water | Gas | Pacific Gas and Electric | Incentive:Paid | 5397 | 36.9 |  | 1 | 164 |  | 164 |  | 2020-04-14 15:31 | 2020-06-22 | TITANIUM POWER INC | Retrofit | Bakersfield | Bakersfield | 93306 | Host Customer is System Owner | 6 |  | 30004298 | Butler Sun Solutions, Inc. | Titanium Power | Power Pack 2 GT Butler | Indirect Forced Circulation (IF) | 43.72 |  | BT1 | Glycol | Advanced Controller with a Vacation or Holiday Mode | Solar Storage with Tankless Auxiliary Water Heater | 52 | 1 | 1 | 75 | Z13 | [18 empty] | Bakersfield | FALSE | 33.23 |  | 2020-04-13 | 2020-05-06 |  |  | 2020-04-14 | 2020-06-22 | 1576 | 5450 | Up-front Payment
PGE-015444 | Low Income Single Family Residential | Domestic Hot Water | Gas | Pacific Gas and Electric | Incentive:Paid | 4723 | 36.9 |  | 1 | 160 |  | 128 |  | 2020-04-14 15:29 | 2020-06-10 | TITANIUM POWER INC | Retrofit | Bakersfield | Bakersfield | 93307 | Host Customer is System Owner | 4 |  | 30004297 | Butler Sun Solutions, Inc. | Titanium Power | Power Pack 2 GT | Indirect Forced Circulation (IF) | 45.42 |  | ARIS2004 | Glycol | Advanced Controller with a Vacation or Holiday Mode | Solar Storage with Tankless Auxiliary Water Heater | 52 | 1 | 0.8 | 55 | Z13 | [18 empty] | Bakersfield | FALSE | 30 |  | 2020-04-13 | 2020-05-06 |  |  | 2020-04-14 | 2020-06-10 | 1584 | 4800 | Up-front Payment
PGE-015445 | Single Family Residential - Disadvantaged Community | Domestic Hot Water | Gas | Pacific Gas and Electric | Incentive:Paid | 4366 | 29.85 |  | 1 | 164 |  | 164 |  | 2020-04-14 15:28 | 2020-06-10 | TITANIUM POWER INC | Retrofit | Bakersfield | Bakersfield | 93304 | Host Customer is System Owner | 7 |  | 30004298 | Butler Sun Solutions, Inc. | Titanium Power | Power Pack 2 GT Butler | Indirect Forced Circulation (IF) | 43.72 |  | BT1 | Glycol | Advanced Controller with a Vacation or Holiday Mode | Solar Storage with Tankless Auxiliary Water Heater | 52 | 1 | 1 | 85 | Z13 | [18 empty] | Bakersfield | FALSE | 33.23 |  | 2020-04-13 | 2020-04-24 |  |  | 2020-04-14 | 2020-06-10 | 1584 | 5450 | Up-front Payment
PGE-015446 | Low Income Single Family Residential | Domestic Hot Water | Gas | Pacific Gas and Electric | Incentive:Paid | 5397 | 36.9 |  | 1 | 164 |  | 164 |  | 2020-04-14 15:28 | 2020-06-10 | TITANIUM POWER INC | Retrofit | Bakersfield | Bakersfield | 93304 | Host Customer is System Owner | 7 |  | 30004298 | Butler Sun Solutions, Inc. | Titanium Power | Power Pack 2 GT Butler | Indirect Forced Circulation (IF) | 43.72 |  | BT1 | Glycol | Advanced Controller with a Vacation or Holiday Mode | Solar Storage with Tankless Auxiliary Water Heater | 52 | 1 | 1 | 85 | Z13 | [18 empty] | Bakersfield | FALSE | 33.23 |  | 2020-04-13 | 2020-04-24 |  |  | 2020-04-14 | 2020-06-10 | 1584 | 5450 | Up-front Payment
PGE-015447 | Single Family Residential - Disadvantaged Community | Domestic Hot Water | Gas | Pacific Gas and Electric | Incentive:Paid | 4366 | 29.85 |  | 1 | 164 |  | 164 |  | 2020-04-14 15:27 | 2020-09-01 | TITANIUM POWER INC | Retrofit | Bakersfield | Bakersfield | 93304 | Host Customer is System Owner | 4 |  | 30004298 | Butler Sun Solutions, Inc. | Titanium Power | Power Pack 2 GT Butler | Indirect Forced Circulation (IF) | 43.72 |  | BT1 | Glycol | Advanced Controller with a Vacation or Holiday Mode | Solar Storage with Tankless Auxiliary Water Heater | 52 | 1 | 1 | 55 | Z13 | [18 empty] | Bakersfield | FALSE | 33.23 |  | 2020-04-13 | 2020-04-24 |  |  | 2020-04-14 | 2020-09-01 | 1509 | 5450 | Up-front Payment
PGE-015448 | Single Family Residential - Disadvantaged Community | Domestic Hot Water | Gas | Pacific Gas and Electric | Incentive:Paid | 4366 | 29.85 |  | 1 | 164 |  | 164 |  | 2020-04-14 15:24 | 2020-07-30 | TITANIUM POWER INC | Retrofit | Bakersfield | Bakersfield | 93306 | Host Customer is System Owner | 4 |  | 30004298 | Butler Sun Solutions, Inc. | Titanium Power | Power Pack 2 GT Butler | Indirect Forced Circulation (IF) | 43.72 |  | BT1 | Glycol | Advanced Controller with a Vacation or Holiday Mode | Solar Storage with Tankless Auxiliary Water Heater | 52 | 1 | 1 | 55 | Z13 | [18 empty] | Bakersfield | FALSE | 33.23 |  | 2020-04-13 | 2020-04-24 |  |  | 2020-04-14 | 2020-07-30 | 1534 | 5450 | Up-front Payment
PGE-015449 | Single Family Residential - Disadvantaged Community | Domestic Hot Water | Gas | Pacific Gas and Electric | Incentive:Paid | 4060 | 29.85 |  | 1 | 160 |  | 136 |  | 2020-04-17 13:28 | 2020-06-26 | TITANIUM POWER INC | Retrofit | Bakersfield | Bakersfield | 93307 | Host Customer is System Owner | 4 |  | 30004297 | Butler Sun Solutions, Inc. | Titanium Power | Power Pack 2 GT | Indirect Forced Circulation (IF) | 45.42 |  | ARIS2004 | Glycol | Advanced Controller with a Vacation or Holiday Mode | Solar Storage with Tankless Auxiliary Water Heater | 52 | 1 | 0.85 | 55 | Z13 | [18 empty] | Bakersfield | FALSE | 31.88 |  | 2020-04-13 | 2020-04-23 |  |  | 2020-04-17 | 2020-06-26 | 1573 | 5100 | Up-front Payment
PGE-015450 | Low Income Single Family Residential | Domestic Hot Water | Gas | Pacific Gas and Electric | Incentive:Paid | 5144 | 36.9 |  | 1 | 164 |  | 139 |  | 2020-04-14 15:38 | 2020-07-06 | TITANIUM POWER INC | Retrofit | Bakersfield | Bakersfield | 93307 | Host Customer is System Owner | 5 |  | 30004298 | Butler Sun Solutions, Inc. | Titanium Power | Power Pack 2 GT Butler | Indirect Forced Circulation (IF) | 43.72 |  | BT1 | Glycol | Advanced Controller with a Vacation or Holiday Mode | Solar Storage with Tankless Auxiliary Water Heater | 52 | 1 | 0.85 | 65 | Z13 | [18 empty] | Bakersfield | FALSE | 31.71 |  | 2020-04-13 | 2020-04-24 |  |  | 2020-04-14 | 2020-07-06 | 1564 | 5200 | Up-front Payment
PGE-015451 | Single Family Residential - Disadvantaged Community | Domestic Hot Water | Gas | Pacific Gas and Electric | Incentive:Paid | 4366 | 29.85 |  | 1 | 164 |  | 164 |  | 2020-04-17 16:08 | 2020-07-07 | TITANIUM POWER INC | Retrofit | Bakersfield | Bakersfield | 93307 | Host Customer is System Owner | 6 |  | 30004298 | Butler Sun Solutions, Inc. | Titanium Power | Power Pack 2 GT Butler | Indirect Forced Circulation (IF) | 43.72 |  | BT1 | Glycol | Advanced Controller with a Vacation or Holiday Mode | Solar Storage with Tankless Auxiliary Water Heater | 52 | 1 | 1 | 75 | Z13 | [18 empty] | Bakersfiled | FALSE | 33.23 |  | 2020-04-15 | 2020-04-23 |  |  | 2020-04-17 | 2020-07-07 | 1564 | 5450 | Up-front Payment
PGE-015452 | Low Income Single Family Residential | Domestic Hot Water | Gas | Pacific Gas and Electric | Incentive:Paid | 5397 | 36.9 |  | 1 | 164 |  | 148 |  | 2020-04-17 16:10 | 2020-07-06 | TITANIUM POWER INC | New Construction | Bakersfield | Bakersfield | 93307 | Host Customer is System Owner | 6 |  | 30004298 | Butler Sun Solutions, Inc. | Titanium Power | Power Pack 2 GT Butler | Indirect Forced Circulation (IF) | 43.72 |  | BT1 | Glycol | Advanced Controller with a Vacation or Holiday Mode | Solar Storage with Tankless Auxiliary Water Heater | 52 | 1 | 0.9 | 75 | Z13 | [18 empty] | Bakersfield | FALSE | 33.23 |  | 2020-04-15 | 2020-04-23 |  |  | 2020-04-17 | 2020-07-06 | 1564 | 5450 | Up-front Payment
PGE-015453 | Single Family Residential - Disadvantaged Community | Domestic Hot Water | Gas | Pacific Gas and Electric | Incentive:Paid | 4366 | 29.85 |  | 1 | 164 |  | 164 |  | 2020-04-17 16:10 | 2020-07-07 | TITANIUM POWER INC | Retrofit | Bakersfield | Bakersfield | 93306 | Host Customer is System Owner | 4 |  | 30004298 | Butler Sun Solutions, Inc. | Titanium Power | Power Pack 2 GT Butler | Indirect Forced Circulation (IF) | 43.72 |  | BT1 | Glycol | Advanced Controller with a Vacation or Holiday Mode | Solar Storage with Tankless Auxiliary Water Heater | 52 | 1 | 1 | 55 | Z13 | [18 empty] | Bakersfield | FALSE | 33.23 |  | 2020-04-15 | 2020-04-23 |  |  | 2020-04-17 | 2020-07-07 | 1564 | 5450 | Up-front Payment
PGE-015454 | Low Income Single Family Residential | Domestic Hot Water | Gas | Pacific Gas and Electric | Incentive:Paid | 5397 | 36.9 |  | 1 | 164 |  | 164 |  | 2020-04-17 16:09 | 2020-07-07 | TITANIUM POWER INC | Retrofit | Bakersfield | Bakersfield | 93305 | Host Customer is System Owner | 4 |  | 30004298 | Butler Sun Solutions, Inc. | Titanium Power | Power Pack 2 GT Butler | Indirect Forced Circulation (IF) | 43.72 |  | BT1 | Glycol | Advanced Controller with a Vacation or Holiday Mode | Solar Storage with Tankless Auxiliary Water Heater | 52 | 1 | 1 | 55 | Z13 | [18 empty] | Bakersfield | FALSE | 33.23 |  | 2020-04-15 | 2020-04-23 |  |  | 2020-04-17 | 2020-07-07 | 1564 | 5450 | Up-front Payment
PGE-015455 | Single Family Residential - Disadvantaged Community | Domestic Hot Water | Gas | Pacific Gas and Electric | Incentive:Paid | 3672 | 29.85 |  | 1 | 164 |  | 123 |  | 2020-04-17 16:07 | 2020-07-06 | TITANIUM POWER INC | Retrofit | Bakersfield | Bakersfield | 93307 | Host Customer is System Owner | 6 |  | 30004298 | Butler Sun Solutions, Inc. | Titanium Power | Power Pack 2 GT Butler | Indirect Forced Circulation (IF) | 43.72 |  | BT1 | Glycol | Advanced Controller with a Vacation or Holiday Mode | Solar Storage with Tankless Auxiliary Water Heater | 52 | 1 | 0.75 | 75 | Z13 | [18 empty] | Bakersfield | FALSE | 28.05 |  | 2020-04-15 | 2020-04-23 |  |  | 2020-04-17 | 2020-07-06 | 1564 | 4600 | Up-front Payment
SDG-015456 | Low Income Multifamily Residential | Domestic Hot Water | Gas | San Diego Gas and Electric | Incentive:Paid | 135377 | 24.89 |  | 1 | 5439 |  | 5439 |  | 2020-05-14 17:11 | 2020-06-13 | CALIFORNIA SOLAR INTEGRATORS INC | Retrofit | National City | National City | 91950 | Host Customer is System Owner | [7 empty] | 1351.35 | 40.95 |  | Glycol | Steam Back | Solar Storage and Auxiliary Tanks are separate |  | 1 | 1 | 5587 | Z07 | 151 | Units | Apartments/Condos | TRB-40 | 33 | 1 | 2378 | 1 | 770 | 2 | 3998000 | TRUE | 120 | 140 |  | SunEarth - SETRA503 TTR U + Series 200 |  | SunEarth - SETRA503 TTR U + Series 200 | City of National City | FALSE | 51.41 |  | 2020-04-15 | 2020-05-15 | 2020-05-14 | 2020-06-13 | 2020-12-09 | 2021-02-25 | 1311 | 279646 | Up-front Payment
SDG-015457 | Low Income Multifamily Residential | Domestic Hot Water | Gas | San Diego Gas and Electric | Incentive:Paid | 138737 | 24.89 |  | 1 | 5574 |  | 5574 |  | 2020-05-14 17:08 | 2020-06-13 | CALIFORNIA SOLAR INTEGRATORS INC | Retrofit | National City | National City | 91950 | Host Customer is System Owner | [7 empty] | 1392.3 | 40.95 |  | Glycol | Steam Back | Solar Storage and Auxiliary Tanks are separate |  | 1 | 1 | 5624 | Z07 | 152 | Units | Apartments/Condos | TRB-40 | 34 | 1 | 2378 | 1 | 770 | 2 | 4900000 | TRUE | 120 | 140 |  | SunEarth - SETRA503 TTR U + Series 200 |  | SunEarth - SETRA503 TTR U + Series 200 | City of National City | FALSE | 60.72 |  | 2020-04-15 | 2020-05-15 | 2020-05-14 | 2020-06-13 | 2020-12-09 | 2021-02-03 | 1313 | 338481 | Up-front Payment
PGE-015458 | Low Income Single Family Residential | Domestic Hot Water | Gas | Pacific Gas and Electric | Incentive:Paid | 5397 | 36.9 |  | 1 | 164 |  | 164 |  | 2020-04-19 20:17 | 2020-04-23 | TITANIUM POWER INC | Retrofit | Bakersfield | Bakersfield | 93307 | Host Customer is System Owner | 5 |  | 30004298 | Butler Sun Solutions, Inc. | Titanium Power | Power Pack 2 GT Butler | Indirect Forced Circulation (IF) | 43.72 |  | BT1 | Glycol | Advanced Controller with a Vacation or Holiday Mode | Solar Storage with Tankless Auxiliary Water Heater | 52 | 1 | 1 | 65 | Z13 | [18 empty] | Bakersfield | FALSE | 33.23 |  | 2020-04-17 | 2020-04-23 |  |  | 2020-04-19 | 2020-04-23 | 1640 | 5450 | Up-front Payment
PGE-015459 | Low Income Single Family Residential | Domestic Hot Water | Gas | Pacific Gas and Electric | Incentive:Paid | 5397 | 36.9 |  | 1 | 147 |  | 147 |  | 2020-04-23 17:23 | 2020-04-30 | DUNROSS CONSTRUCTION | Retrofit | Bakersfield | Kern | 93307 | Host Customer is System Owner | 4 |  | 30004296 | SunEarth, Inc. | SOLARAY | TE40T-80-2G | Indirect Forced Circulation (IF) | 40.95 |  | TRB-40 | Glycol | Steam Back | Solar Storage and Auxiliary Tanks are separate | 80 | 1 | 1 | 55 | Z13 | [18 empty] | City of Bakersfield | FALSE | 36.71 |  | 2020-04-17 | 2020-04-29 |  |  | 2020-04-23 | 2020-04-30 | 1625 | 5397 | Up-front Payment
PGE-015460 | Low Income Single Family Residential | Domestic Hot Water | Gas | Pacific Gas and Electric | Incentive:Paid | 5397 | 36.9 |  | 1 | 147 |  | 147 |  | 2020-04-21 13:34 | 2020-07-13 | DUNROSS CONSTRUCTION | Retrofit | Bakersfield | Kern | 93307 | Host Customer is System Owner | 4 |  | 30004296 | SunEarth, Inc. | SOLARAY | TE40T-80-2G | Indirect Forced Circulation (IF) | 40.95 |  | TRB-40 | Glycol | Steam Back | Solar Storage and Auxiliary Tanks are separate | 80 | 1 | 1 | 55 | Z13 | [18 empty] | City of Bakersfield | FALSE | 36.71 |  | 2020-04-17 | 2020-04-24 |  |  | 2020-04-21 | 2020-07-13 | 1551 | 5397 | Up-front Payment
PGE-015461 | Low Income Single Family Residential | Domestic Hot Water | Gas | Pacific Gas and Electric | Incentive:Paid | 5397 | 36.9 |  | 1 | 147 |  | 147 |  | 2020-04-24 12:56 | 2020-05-11 | DUNROSS CONSTRUCTION | Retrofit | Bakersfield | Kern | 93307 | Host Customer is System Owner | 5 |  | 30004296 | SunEarth, Inc. | SOLARAY | TE40T-80-2G | Indirect Forced Circulation (IF) | 40.95 |  | TRB-40 | Glycol | Steam Back | Solar Storage and Auxiliary Tanks are separate | 80 | 1 | 1 | 65 | Z13 | [18 empty] | City of Bakersfield | FALSE | 36.71 |  | 2011-06-01: 2020-04-17; 2011-08-03: 2020-04-24; 2011-09-20: 2020-05-11 | 1622 | 5397 | Up-front Payment
PGE-015462 | Low Income Single Family Residential | Domestic Hot Water | Gas | Pacific Gas and Electric | Incentive:Paid | 5397 | 36.9 |  | 1 | 147 |  | 147 |  | 2020-04-23 17:16 | 2020-07-13 | DUNROSS CONSTRUCTION | Retrofit | Bakersfield | Kern | 93307 | Host Customer is System Owner | 5 |  | 30004296 | SunEarth, Inc. | SOLARAY | TE40T-80-2G | Indirect Forced Circulation (IF) | 40.95 |  | TRB-40 | Glycol | Steam Back | Solar Storage and Auxiliary Tanks are separate | 80 | 1 | 1 | 65 | Z13 | [18 empty] | City of Bakersfield | FALSE | 36.71 |  | 2020-04-17 | 2020-04-29 |  |  | 2020-04-23 | 2020-07-13 | 1551 | 5397 | Up-front Payment
PGE-015463 | Low Income Single Family Residential | Domestic Hot Water | Gas | Pacific Gas and Electric | Incentive:Paid | 5397 | 36.9 |  | 1 | 147 |  | 147 |  | 2020-04-24 13:21 | 2020-05-16 | DUNROSS CONSTRUCTION | Retrofit | Bakersfield | Kern | 93307 | Host Customer is System Owner | 4 |  | 30004296 | SunEarth, Inc. | SOLARAY | TE40T-80-2G | Indirect Forced Circulation (IF) | 40.95 |  | TRB-40 | Glycol | Steam Back | Solar Storage and Auxiliary Tanks are separate | 80 | 1 | 1 | 55 | Z13 | [18 empty] | City of Bakersfield | FALSE | 36.71 |  | 2020-04-17 | 2020-05-02 |  |  | 2020-04-24 | 2020-05-16 | 1578 | 5397 | Up-front Payment
PGE-015464 | Single Family Residential - Disadvantaged Community | Domestic Hot Water | Gas | Pacific Gas and Electric | Incentive:Paid | 4366 | 29.85 |  | 1 | 147 |  | 147 |  | 2020-04-23 17:08 | 2020-07-13 | DUNROSS CONSTRUCTION | Retrofit | Bakersfield | Kern | 93307 | Host Customer is System Owner | 5 |  | 30004296 | SunEarth, Inc. | SOLARAY | TE40T-80-2G | Indirect Forced Circulation (IF) | 40.95 |  | TRB-40 | Glycol | Steam Back | Solar Storage and Auxiliary Tanks are separate | 80 | 1 | 1 | 65 | Z13 | [18 empty] | City of Bakersfield | FALSE | 36.71 |  | 2020-04-17 | 2020-04-29 |  |  | 2020-04-23 | 2020-07-13 | 1551 | 5397 | Up-front Payment
PGE-015465 | Single Family Residential - Disadvantaged Community | Domestic Hot Water | Gas | Pacific Gas and Electric | Incentive:Paid | 4366 | 29.85 |  | 1 | 147 |  | 147 |  | 2020-04-23 16:53 | 2020-08-07 | DUNROSS CONSTRUCTION | Retrofit | Bakersfield | Kern | 93307 | Host Customer is System Owner | 5 |  | 30004296 | SunEarth, Inc. | SOLARAY | TE40T-80-2G | Indirect Forced Circulation (IF) | 40.95 |  | TRB-40 | Glycol | Steam Back | Solar Storage and Auxiliary Tanks are separate | 80 | 1 | 1 | 65 | Z13 | [18 empty] | City of Bakersfield | FALSE | 36.71 |  | 2020-04-17 | 2020-04-29 |  |  | 2020-04-23 | 2020-08-07 | 1534 | 5397 | Up-front Payment
PGE-015466 | Low Income Single Family Residential | Domestic Hot Water | Gas | Pacific Gas and Electric | Incentive:Paid | 5397 | 36.9 |  | 1 | 147 |  | 147 |  | 2020-04-24 11:02 | 2020-04-29 | DUNROSS CONSTRUCTION | Retrofit | Bakersfield | Kern | 93307 | Host Customer is System Owner | 4 |  | 30004296 | SunEarth, Inc. | SOLARAY | TE40T-80-2G | Indirect Forced Circulation (IF) | 40.95 |  | TRB-40 | Glycol | Steam Back | Solar Storage and Auxiliary Tanks are separate | 80 | 1 | 1 | 55 | Z13 | [18 empty] | City of Bakersfield | FALSE | 36.71 |  | 2020-04-17 | 2020-04-29 |  |  | 2020-04-24 | 2020-04-29 | 1625 | 5397 | Up-front Payment
PGE-015467 | Low Income Single Family Residential | Domestic Hot Water | Gas | Pacific Gas and Electric | Incentive:Paid | 5397 | 36.9 |  | 1 | 147 |  | 147 |  | 2020-04-24 17:46 | 2020-05-16 | DUNROSS CONSTRUCTION | Retrofit | Bakersfield | Kern | 93307 | Host Customer is System Owner | 5 |  | 30004296 | SunEarth, Inc. | SOLARAY | TE40T-80-2G | Indirect Forced Circulation (IF) | 40.95 |  | TRB-40 | Glycol | Steam Back | Solar Storage and Auxiliary Tanks are separate | 80 | 1 | 1 | 65 | Z13 | [18 empty] | City of Bakersfield | FALSE | 36.71 |  | 2020-04-17 | 2020-05-02 |  |  | 2020-04-24 | 2020-05-16 | 1612 | 5397 | Up-front Payment
PGE-015468 | Low Income Single Family Residential | Domestic Hot Water | Gas | Pacific Gas and Electric | Incentive:Paid | 5397 | 36.9 |  | 1 | 164 |  | 164 |  | 2020-04-20 09:51 | 2020-05-06 | TITANIUM POWER INC | Retrofit | Bakersfield | Bakersfield | 93307 | Host Customer is System Owner | 4 |  | 30004298 | Butler Sun Solutions, Inc. | Titanium Power | Power Pack 2 GT Butler | Indirect Forced Circulation (IF) | 43.72 |  | BT1 | Glycol | Advanced Controller with a Vacation or Holiday Mode | Solar Storage with Tankless Auxiliary Water Heater | 52 | 1 | 1 | 55 | Z13 | [18 empty] | Bakersfield | FALSE | 33.35 |  | 2011-06-01: 2020-04-17; 2011-08-03: 2020-04-20; 2011-09-20: 2020-05-06 | 1584 | 5470 | Up-front Payment
PGE-015469 | Single Family Residential - Disadvantaged Community | Domestic Hot Water | Gas | Pacific Gas and Electric | Incentive:Paid | 4161 | 29.85 |  | 1 | 164 |  | 139 |  | 2020-04-23 13:21 | 2020-09-01 | TITANIUM POWER INC | Retrofit | Bakersfield | Bakersfield | 93304 | Host Customer is System Owner | 4 |  | 30004298 | Butler Sun Solutions, Inc. | Titanium Power | Power Pack 2 GT Butler | Indirect Forced Circulation (IF) | 43.72 |  | BT1 | Glycol | Advanced Controller with a Vacation or Holiday Mode | Solar Storage with Tankless Auxiliary Water Heater | 52 | 1 | 0.85 | 55 | Z13 | [18 empty] | Bakersfield | FALSE | 32.93 |  | 2020-04-20 | 2020-04-29 |  |  | 2020-04-23 | 2020-09-01 | 1509 | 5400 | Up-front Payment
PGE-015470 | Low Income Single Family Residential | Domestic Hot Water | Gas | Pacific Gas and Electric | Incentive:Paid | 5397 | 36.9 |  | 1 | 164 |  | 164 |  | 2020-04-23 13:19 | 2020-06-23 | TITANIUM POWER INC | Retrofit | Bakersfield | Bakersfield | 93307 | Host Customer is System Owner | 4 |  | 30004298 | Butler Sun Solutions, Inc. | Titanium Power | Power Pack 2 GT Butler | Indirect Forced Circulation (IF) | 43.72 |  | BT1 | Glycol | Advanced Controller with a Vacation or Holiday Mode | Solar Storage with Tankless Auxiliary Water Heater | 52 | 1 | 1 | 55 | Z13 | [18 empty] | Bakersfield | FALSE | 33.23 |  | 2020-04-20 | 2020-04-29 |  |  | 2020-04-23 | 2020-06-23 | 1578 | 5450 | Up-front Payment
PGE-015471 | Low Income Single Family Residential | Domestic Hot Water | Gas | Pacific Gas and Electric | Incentive:Paid | 5397 | 36.9 |  | 1 | 164 |  | 164 |  | 2020-04-23 13:17 | 2020-06-10 | TITANIUM POWER INC | Retrofit | Bakersfield | Bakersfield | 93307 | Host Customer is System Owner | 4 |  | 30004298 | Butler Sun Solutions, Inc. | Titanium Power | Power Pack 2 GT Butler | Indirect Forced Circulation (IF) | 43.72 |  | BT1 | Glycol | Advanced Controller with a Vacation or Holiday Mode | Solar Storage with Tankless Auxiliary Water Heater | 52 | 1 | 1 | 55 | Z13 | [18 empty] | Bakersfield | FALSE | 33.23 |  | 2011-06-01: 2020-04-20; 2011-08-03: 2020-04-23; 2011-09-20: 2020-06-10 | 1584 | 5450 | Up-front Payment
PGE-015472 | Low Income Single Family Residential | Domestic Hot Water | Gas | Pacific Gas and Electric | Incentive:Paid | 5397 | 36.9 |  | 1 | 164 |  | 164 |  | 2020-04-23 13:14 | 2020-06-10 | TITANIUM POWER INC | Retrofit | Bakersfield | Bakersfield | 93304 | Host Customer is System Owner | 7 |  | 30004298 | Butler Sun Solutions, Inc. | Titanium Power | Power Pack 2 GT Butler | Indirect Forced Circulation (IF) | 43.72 |  | BT1 | Glycol | Advanced Controller with a Vacation or Holiday Mode | Solar Storage with Tankless Auxiliary Water Heater | 52 | 1 | 1 | 85 | Z13 | [18 empty] | Bakersfield | FALSE | 33.23 |  | 2011-06-01: 2020-04-20; 2011-08-03: 2020-04-23; 2011-09-20: 2020-06-10 | 1584 | 5450 | Up-front Payment
PGE-015473 | Low Income Single Family Residential | Domestic Hot Water | Gas | Pacific Gas and Electric | Incentive:Paid | 5397 | 36.9 |  | 1 | 164 |  | 164 |  | 2020-04-23 13:12 | 2020-08-13 | TITANIUM POWER INC | Retrofit | Bakersfield | Bakersfield | 93305 | Host Customer is System Owner | 7 |  | 30004298 | Butler Sun Solutions, Inc. | Titanium Power | Power Pack 2 GT Butler | Indirect Forced Circulation (IF) | 43.72 |  | BT1 | Glycol | Advanced Controller with a Vacation or Holiday Mode | Solar Storage with Tankless Auxiliary Water Heater | 52 | 1 | 1 | 85 | Z13 | [18 empty] | Bakersfield | FALSE | 33.35 |  | 2020-04-20 | 2020-04-29 |  |  | 2020-04-23 | 2020-08-13 | 1522 | 5470 | Up-front Payment
PGE-015474 | Low Income Single Family Residential | Domestic Hot Water | Gas | Pacific Gas and Electric | Incentive:Paid | 5397 | 36.9 |  | 1 | 164 |  | 156 |  | 2020-04-23 20:27 | 2020-06-23 | TITANIUM POWER INC | Retrofit | Bakersfield | Bakersfield | 93306 | Host Customer is System Owner | 4 |  | 30004298 | Butler Sun Solutions, Inc. | Titanium Power | Power Pack 2 GT Butler | Indirect Forced Circulation (IF) | 43.72 |  | BT1 | Glycol | Advanced Controller with a Vacation or Holiday Mode | Solar Storage with Tankless Auxiliary Water Heater | 52 | 1 | 0.95 | 55 | Z13 | [18 empty] | Bakersfield | FALSE | 33.23 |  | 2020-04-22 | 2020-04-29 |  |  | 2020-04-23 | 2020-06-23 | 1578 | 5450 | Up-front Payment
PGE-015475 | Single Family Residential - Disadvantaged Community | Domestic Hot Water | Gas | Pacific Gas and Electric | Incentive:Paid | 4366 | 29.85 |  | 1 | 164 |  | 164 |  | 2020-04-23 20:29 | 2020-07-07 | TITANIUM POWER INC | Retrofit | Bakersfield | Bakersfield | 93307 | Host Customer is System Owner | 4 |  | 30004298 | Butler Sun Solutions, Inc. | Titanium Power | Power Pack 2 GT Butler | Indirect Forced Circulation (IF) | 43.72 |  | BT1 | Glycol | Advanced Controller with a Vacation or Holiday Mode | Solar Storage with Tankless Auxiliary Water Heater | 52 | 1 | 1 | 55 | Z13 | [18 empty] | Bakersfield | FALSE | 33.23 |  | 2020-04-22 | 2020-04-29 |  |  | 2020-04-23 | 2020-07-07 | 1564 | 5450 | Up-front Payment
PGE-015476 | Low Income Single Family Residential | Domestic Hot Water | Gas | Pacific Gas and Electric | Incentive:Paid | 5397 | 36.9 |  | 1 | 164 |  | 156 |  | 2020-04-23 20:31 | 2020-07-07 | TITANIUM POWER INC | Retrofit | Bakersfield | Bakersfield | 93307 | Host Customer is System Owner | 4 |  | 30004298 | Butler Sun Solutions, Inc. | Titanium Power | Power Pack 2 GT Butler | Indirect Forced Circulation (IF) | 43.72 |  | BT1 | Glycol | Advanced Controller with a Vacation or Holiday Mode | Solar Storage with Tankless Auxiliary Water Heater | 52 | 1 | 0.95 | 55 | Z13 | [18 empty] | Bakersfield | FALSE | 33.23 |  | 2020-04-22 | 2020-04-29 |  |  | 2020-04-23 | 2020-07-07 | 1564 | 5450 | Up-front Payment
PGE-015477 | Low Income Single Family Residential | Domestic Hot Water | Gas | Pacific Gas and Electric | Incentive:Paid | 5397 | 36.9 |  | 1 | 164 |  | 164 |  | 2020-04-23 20:33 | 2020-05-07 | TITANIUM POWER INC | Retrofit | Bakersfield | Bakersfield | 93305 | Host Customer is System Owner | 6 |  | 30004298 | Butler Sun Solutions, Inc. | Titanium Power | Power Pack 2 GT Butler | Indirect Forced Circulation (IF) | 43.72 |  | BT1 | Glycol | Advanced Controller with a Vacation or Holiday Mode | Solar Storage with Tankless Auxiliary Water Heater | 52 | 1 | 1 | 75 | Z13 | [18 empty] | Bakersfield | FALSE | 33.23 |  | 2011-06-01: 2020-04-22; 2011-08-03: 2020-04-23; 2011-09-20: 2020-05-07 | 1584 | 5450 | Up-front Payment
PGE-015478 | Low Income Single Family Residential | Domestic Hot Water | Gas | Pacific Gas and Electric | Incentive:Paid | 5397 | 36.9 |  | 1 | 164 |  | 164 |  | 2020-04-23 20:37 | 2020-05-08 | TITANIUM POWER INC | Retrofit | Bakersfield | Bakersfield | 93307 | Host Customer is System Owner | 5 |  | 30004298 | Butler Sun Solutions, Inc. | Titanium Power | Power Pack 2 GT Butler | Indirect Forced Circulation (IF) | 43.72 |  | BT1 | Glycol | Advanced Controller with a Vacation or Holiday Mode | Solar Storage with Tankless Auxiliary Water Heater | 52 | 1 | 1 | 65 | Z13 | [18 empty] | Bakersfield | FALSE | 33.23 |  | 2011-06-01: 2020-04-22; 2011-08-03: 2020-04-23; 2011-09-20: 2020-05-08 | 1584 | 5450 | Up-front Payment
PGE-015479 | Single Family Residential - Disadvantaged Community | Domestic Hot Water | Gas | Pacific Gas and Electric | Incentive:Paid | 4366 | 29.85 |  | 1 | 164 |  | 164 |  | 2020-04-23 20:38 | 2020-09-01 | TITANIUM POWER INC | Retrofit | Bakersfield | Bakersfield | 93307 | Host Customer is System Owner | 5 |  | 30004298 | Butler Sun Solutions, Inc. | Titanium Power | Power Pack 2 GT Butler | Indirect Forced Circulation (IF) | 43.72 |  | BT1 | Glycol | Advanced Controller with a Vacation or Holiday Mode | Solar Storage with Tankless Auxiliary Water Heater | 52 | 1 | 1 | 65 | Z13 | [18 empty] | Bakersfield | FALSE | 33.23 |  | 2020-04-22 | 2020-05-01 |  |  | 2020-04-23 | 2020-09-01 | 1509 | 5450 | Up-front Payment
PGE-015480 | Low Income Single Family Residential | Domestic Hot Water | Gas | Pacific Gas and Electric | Incentive:Paid | 5397 | 36.9 |  | 1 | 164 |  | 164 |  | 2020-04-23 20:40 | 2020-05-08 | TITANIUM POWER INC | Retrofit | Bakersfield | Bakersfield | 93305 | Host Customer is System Owner | 4 |  | 30004298 | Butler Sun Solutions, Inc. | Titanium Power | Power Pack 2 GT Butler | Indirect Forced Circulation (IF) | 43.72 |  | BT1 | Glycol | Advanced Controller with a Vacation or Holiday Mode | Solar Storage with Tankless Auxiliary Water Heater | 52 | 1 | 1 | 55 | Z13 | [18 empty] | Bakersfield | FALSE | 33.23 |  | 2011-06-01: 2020-04-22; 2011-08-03: 2020-04-23; 2011-09-20: 2020-05-08 | 1584 | 5450 | Up-front Payment
PGE-015481 | Single Family Residential - Disadvantaged Community | Domestic Hot Water | Gas | Pacific Gas and Electric | Incentive:Paid | 5397 | 29.85 |  | 1 | 164 |  | 164 |  | 2020-04-23 20:42 | 2020-06-25 | TITANIUM POWER INC | Retrofit | Bakersfield | Bakersfield | 93306 | Host Customer is System Owner | 6 |  | 30004298 | Butler Sun Solutions, Inc. | Titanium Power | Power Pack 2 GT Butler | Indirect Forced Circulation (IF) | 43.72 |  | BT1 | Glycol | Advanced Controller with a Vacation or Holiday Mode | Solar Storage with Tankless Auxiliary Water Heater | 52 | 1 | 1 | 75 | Z13 | [18 empty] | Bakersfield | FALSE | 33.23 |  | 2020-04-22 | 2020-05-01 |  |  | 2020-04-23 | 2020-06-25 | 1578 | 5450 | Up-front Payment
PGE-015482 | Single Family Residential - Disadvantaged Community | Domestic Hot Water | Gas | Pacific Gas and Electric | Incentive:Canceled | 3916 | 29.85 |  | 1 | 164 |  | 131 |  | 2020-04-28 11:11 |  | TITANIUM POWER INC | Retrofit | Bakersfield | Bakersfield | 93305 | Host Customer is System Owner | 4 |  | 30004298 | Butler Sun Solutions, Inc. | Titanium Power | Power Pack 2 GT Butler | Indirect Forced Circulation (IF) | 43.72 |  | BT1 | Glycol | Advanced Controller with a Vacation or Holiday Mode | Solar Storage with Tankless Auxiliary Water Heater | 52 | 1 | 0.8 | 55 | Z13 | [18 empty] | Bakersfield | FALSE | 29.88 |  | 2011-06-01: 2020-04-23; 2011-06-21: 2020-05-04; 2011-08-03: 2020-04-28 | 1579 | 4900 | Up-front Payment
PGE-015483 | Low Income Single Family Residential | Domestic Hot Water | Gas | Pacific Gas and Electric | Incentive:Paid | 5397 | 36.9 |  | 1 | 160 |  | 160 |  | 2020-04-27 12:23 | 2020-07-07 | TITANIUM POWER INC | Retrofit | Bakersfield | Bakersfield | 93307 | Host Customer is System Owner | 5 |  | 30004297 | Butler Sun Solutions, Inc. | Titanium Power | Power Pack 2 GT | Indirect Forced Circulation (IF) | 45.42 |  | ARIS2004 | Glycol | Advanced Controller with a Vacation or Holiday Mode | Solar Storage with Tankless Auxiliary Water Heater | 52 | 1 | 1 | 65 | Z13 | [18 empty] | Bakersfield | FALSE | 34.06 |  | 2020-04-24 | 2020-05-02 |  |  | 2020-04-27 | 2020-07-07 | 1564 | 5450 | Up-front Payment
PGE-015484 | Low Income Single Family Residential | Domestic Hot Water | Gas | Pacific Gas and Electric | Incentive:Paid | 5397 | 36.9 |  | 1 | 160 |  | 160 |  | 2020-04-27 12:24 | 2020-05-12 | TITANIUM POWER INC | Retrofit | Bakersfield | Bakersfield | 93304 | Host Customer is System Owner | 5 |  | 30004297 | Butler Sun Solutions, Inc. | Titanium Power | Power Pack 2 GT | Indirect Forced Circulation (IF) | 45.42 |  | ARIS2004 | Glycol | Advanced Controller with a Vacation or Holiday Mode | Solar Storage with Tankless Auxiliary Water Heater | 52 | 1 | 1 | 65 | Z13 | [18 empty] | Bakersfield | FALSE | 34.06 |  | 2011-06-01: 2020-04-24; 2011-08-03: 2020-04-27; 2011-09-20: 2020-05-12 | 1584 | 5450 | Up-front Payment
PGE-015485 | Low Income Single Family Residential | Domestic Hot Water | Gas | Pacific Gas and Electric | Incentive:Paid | 5397 | 36.9 |  | 1 | 164 |  | 164 |  | 2020-04-27 12:24 | 2020-05-12 | TITANIUM POWER INC | Retrofit | Bakersfield | Bakersfield | 93304 | Host Customer is System Owner | 6 |  | 30004298 | Butler Sun Solutions, Inc. | Titanium Power | Power Pack 2 GT Butler | Indirect Forced Circulation (IF) | 43.72 |  | BT1 | Glycol | Advanced Controller with a Vacation or Holiday Mode | Solar Storage with Tankless Auxiliary Water Heater | 52 | 1 | 1 | 75 | Z13 | [18 empty] | Bakersfield | FALSE | 33.23 |  | 2011-06-01: 2020-04-24; 2011-08-03: 2020-04-27; 2011-09-20: 2020-05-12 | 1584 | 5450 | Up-front Payment
PGE-015486 | Single Family Residential - Disadvantaged Community | Domestic Hot Water | Gas | Pacific Gas and Electric | Incentive:Paid | 4366 | 29.85 |  | 1 | 164 |  | 164 |  | 2020-04-27 12:25 | 2020-07-07 | TITANIUM POWER INC | Retrofit | Bakersfield | Bakersfield | 93304 | Host Customer is System Owner | 5 |  | 30004298 | Butler Sun Solutions, Inc. | Titanium Power | Power Pack 2 GT Butler | Indirect Forced Circulation (IF) | 43.72 |  | BT1 | Glycol | Advanced Controller with a Vacation or Holiday Mode | Solar Storage with Tankless Auxiliary Water Heater | 52 | 1 | 1 | 65 | Z13 | [18 empty] | Bakersfield | FALSE | 33.23 |  | 2020-04-24 | 2020-05-02 |  |  | 2020-04-27 | 2020-07-07 | 1564 | 5450 | Up-front Payment
PGE-015487 | Single Family Residential - Disadvantaged Community | Domestic Hot Water | Gas | Pacific Gas and Electric | Incentive:Paid | 4366 | 29.85 |  | 1 | 164 |  | 148 |  | 2020-04-27 12:34 | 2020-07-07 | TITANIUM POWER INC | Retrofit | Bakersfield | Bakersfield | 93304 | Host Customer is System Owner | 4 |  | 30004298 | Butler Sun Solutions, Inc. | Titanium Power | Power Pack 2 GT Butler | Indirect Forced Circulation (IF) | 43.72 |  | BT1 | Glycol | Advanced Controller with a Vacation or Holiday Mode | Solar Storage with Tankless Auxiliary Water Heater | 52 | 1 | 0.9 | 55 | Z13 | [18 empty] | Bakersfield | FALSE | 33.23 |  | 2020-04-24 | 2020-05-02 |  |  | 2020-04-27 | 2020-07-07 | 1564 | 5450 | Up-front Payment
PGE-015488 | Low Income Single Family Residential | Domestic Hot Water | Gas | Pacific Gas and Electric | Incentive:Paid | 5397 | 36.9 |  | 1 | 164 |  | 164 |  | 2020-04-27 12:15 | 2020-05-13 | TITANIUM POWER INC | Retrofit | Bakersfield | Bakersfield | 93304 | Host Customer is System Owner | 4 |  | 30004298 | Butler Sun Solutions, Inc. | Titanium Power | Power Pack 2 GT Butler | Indirect Forced Circulation (IF) | 43.72 |  | BT1 | Glycol | Advanced Controller with a Vacation or Holiday Mode | Solar Storage with Tankless Auxiliary Water Heater | 52 | 1 | 1 | 55 | Z13 | [18 empty] | Bakersfield | FALSE | 33.23 |  | 2011-06-01: 2020-04-24; 2011-08-03: 2020-04-27; 2011-09-20: 2020-05-13 | 1584 | 5450 | Up-front Payment
PGE-015489 | Low Income Single Family Residential | Domestic Hot Water | Gas | Pacific Gas and Electric | Incentive:Paid | 5397 | 36.9 |  | 1 | 164 |  | 156 |  | 2020-04-27 12:15 | 2020-05-13 | TITANIUM POWER INC | Retrofit | Bakersfield | Bakersfield | 93304 | Host Customer is System Owner | 5 |  | 30004298 | Butler Sun Solutions, Inc. | Titanium Power | Power Pack 2 GT Butler | Indirect Forced Circulation (IF) | 43.72 |  | BT1 | Glycol | Advanced Controller with a Vacation or Holiday Mode | Solar Storage with Tankless Auxiliary Water Heater | 52 | 1 | 0.95 | 65 | Z13 | [18 empty] | Bakersfield | FALSE | 33.23 |  | 2011-06-01: 2020-04-24; 2011-08-03: 2020-04-27; 2011-09-20: 2020-05-13 | 1584 | 5450 | Up-front Payment
PGE-015492 | Single Family Residential - Disadvantaged Community | Domestic Hot Water | Gas | Pacific Gas and Electric | Incentive:Paid | 4366 | 29.85 |  | 1 | 160 |  | 160 |  | 2020-04-27 12:18 | 2020-07-01 | TITANIUM POWER INC | Retrofit | Bakersfield | Bakersfield | 93304 | Host Customer is System Owner | 4 |  | 30004297 | Butler Sun Solutions, Inc. | Titanium Power | Power Pack 2 GT | Indirect Forced Circulation (IF) | 45.42 |  | ARIS2004 | Glycol | Advanced Controller with a Vacation or Holiday Mode | Solar Storage with Tankless Auxiliary Water Heater | 52 | 1 | 1 | 55 | Z13 | [18 empty] | Bakersfield | FALSE | 34.06 |  | 2020-04-24 | 2020-05-02 |  |  | 2020-04-27 | 2020-07-01 | 1573 | 5450 | Up-front Payment
PGE-015493 | Low Income Single Family Residential | Domestic Hot Water | Gas | Pacific Gas and Electric | Incentive:Paid | 5397 | 36.9 |  | 1 | 160 |  | 160 |  | 2020-04-27 12:35 | 2020-07-09 | TITANIUM POWER INC | Retrofit | Bakersfield | Bakersfield | 93304 | Host Customer is System Owner | 6 |  | 30004297 | Butler Sun Solutions, Inc. | Titanium Power | Power Pack 2 GT | Indirect Forced Circulation (IF) | 45.42 |  | ARIS2004 | Glycol | Advanced Controller with a Vacation or Holiday Mode | Solar Storage with Tankless Auxiliary Water Heater | 52 | 1 | 1 | 75 | Z13 | [18 empty] | Bakersfield | FALSE | 34.06 |  | 2020-04-24 | 2020-05-02 |  |  | 2020-04-27 | 2020-07-09 | 1551 | 5450 | Up-front Payment
PGE-015494 | Low Income Single Family Residential | Domestic Hot Water | Gas | Pacific Gas and Electric | Incentive:Paid | 5018 | 36.9 |  | 1 | 160 |  | 136 |  | 2020-04-27 12:19 | 2020-09-01 | TITANIUM POWER INC | Retrofit | Bakersfield | Bakersfield | 93304 | Host Customer is System Owner | 5 |  | 30004297 | Butler Sun Solutions, Inc. | Titanium Power | Power Pack 2 GT | Indirect Forced Circulation (IF) | 45.42 |  | ARIS2004 | Glycol | Advanced Controller with a Vacation or Holiday Mode | Solar Storage with Tankless Auxiliary Water Heater | 52 | 1 | 0.85 | 65 | Z13 | [18 empty] | Bakersfield | FALSE | 31.56 |  | 2011-06-01: 2020-04-24; 2011-08-03: 2020-04-27; 2011-09-20: 2020-09-01 | 1509 | 5050 | Up-front Payment
PGE-015495 | Low Income Single Family Residential | Domestic Hot Water | Gas | Pacific Gas and Electric | Incentive:Paid | 5314 | 36.9 |  | 1 | 160 |  | 144 |  | 2020-04-27 12:21 | 2020-07-09 | TITANIUM POWER INC | Retrofit | Bakersfield | Bakersfield | 93304 | Host Customer is System Owner | 5 |  | 30004297 | Butler Sun Solutions, Inc. | Titanium Power | Power Pack 2 GT | Indirect Forced Circulation (IF) | 45.42 |  | ARIS2004 | Glycol | Advanced Controller with a Vacation or Holiday Mode | Solar Storage with Tankless Auxiliary Water Heater | 52 | 1 | 0.9 | 65 | Z13 | [18 empty] | Bakersfield | FALSE | 33.44 |  | 2020-04-24 | 2020-05-04 |  |  | 2020-04-27 | 2020-07-09 | 1551 | 5350 | Up-front Payment
PGE-015496 | Low Income Single Family Residential | Domestic Hot Water | Gas | Pacific Gas and Electric | Incentive:Paid | 5397 | 36.9 |  | 1 | 160 |  | 152 |  | 2020-04-27 12:22 | 2020-05-12 | TITANIUM POWER INC | Retrofit | Bakersfield | Bakersfield | 93304 | Host Customer is System Owner | 4 |  | 30004297 | Butler Sun Solutions, Inc. | Titanium Power | Power Pack 2 GT | Indirect Forced Circulation (IF) | 45.42 |  | ARIS2004 | Glycol | Advanced Controller with a Vacation or Holiday Mode | Solar Storage with Tankless Auxiliary Water Heater | 52 | 1 | 0.95 | 55 | Z13 | [18 empty] | Bakersfield | FALSE | 34.06 |  | 2011-06-01: 2020-04-24; 2011-08-03: 2020-04-27; 2011-09-20: 2020-05-12 | 1584 | 5450 | Up-front Payment
PGE-015497 | Low Income Single Family Residential | Domestic Hot Water | Gas | Pacific Gas and Electric | Incentive:Paid | 5397 | 36.9 |  | 1 | 164 |  | 156 |  | 2020-04-30 12:16 | 2020-07-07 | TITANIUM POWER INC | Retrofit | Bakersfield | Bakersfield | 93304 | Host Customer is System Owner | 5 |  | 30004298 | Butler Sun Solutions, Inc. | Titanium Power | Power Pack 2 GT Butler | Indirect Forced Circulation (IF) | 43.72 |  | BT1 | Glycol | Advanced Controller with a Vacation or Holiday Mode | Solar Storage with Tankless Auxiliary Water Heater | 52 | 1 | 0.95 | 65 | Z13 | [18 empty] | Bakersfield | FALSE | 33.23 |  | 2020-04-27 | 2020-05-04 |  |  | 2020-04-30 | 2020-07-07 | 1564 | 5450 | Up-front Payment
PGE-015498 | Single Family Residential - Disadvantaged Community | Domestic Hot Water | Gas | Pacific Gas and Electric | Incentive:Paid | 3672 | 29.85 |  | 1 | 164 |  | 123 |  | 2020-04-30 12:25 | 2020-07-09 | TITANIUM POWER INC | Retrofit | Bakersfield | Bakersfield | 93304 | Host Customer is System Owner | 6 |  | 30004298 | Butler Sun Solutions, Inc. | Titanium Power | Power Pack 2 GT Butler | Indirect Forced Circulation (IF) | 43.72 |  | BT1 | Glycol | Advanced Controller with a Vacation or Holiday Mode | Solar Storage with Tankless Auxiliary Water Heater | 52 | 1 | 0.75 | 75 | Z13 | [18 empty] | Bakersfield | FALSE | 28.05 |  | 2020-04-27 | 2020-05-04 |  |  | 2020-04-30 | 2020-07-09 | 1551 | 4600 | Up-front Payment
PGE-015499 | Single Family Residential - Disadvantaged Community | Domestic Hot Water | Gas | Pacific Gas and Electric | Incentive:Paid | 4366 | 29.85 |  | 1 | 164 |  | 164 |  | 2020-04-30 12:27 | 2020-09-01 | TITANIUM POWER INC | Retrofit | Bakersfield | Bakersfield | 93304 | Host Customer is System Owner | 4 |  | 30004298 | Butler Sun Solutions, Inc. | Titanium Power | Power Pack 2 GT Butler | Indirect Forced Circulation (IF) | 43.72 |  | BT1 | Glycol | Advanced Controller with a Vacation or Holiday Mode | Solar Storage with Tankless Auxiliary Water Heater | 52 | 1 | 1 | 55 | Z13 | [18 empty] | Bakersfield | FALSE | 33.23 |  | 2020-04-27 | 2020-05-04 |  |  | 2020-04-30 | 2020-09-01 | 1509 | 5450 | Up-front Payment
PGE-015502 | Low Income Single Family Residential | Domestic Hot Water | Gas | Pacific Gas and Electric | Incentive:Paid | 5018 | 36.9 |  | 1 | 160 |  | 136 |  | 2020-04-30 12:29 | 2020-07-09 | TITANIUM POWER INC | Retrofit | Bakersfield | Bakersfield | 93305 | Host Customer is System Owner | 5 |  | 30004297 | Butler Sun Solutions, Inc. | Titanium Power | Power Pack 2 GT | Indirect Forced Circulation (IF) | 45.42 |  | ARIS2004 | Glycol | Advanced Controller with a Vacation or Holiday Mode | Solar Storage with Tankless Auxiliary Water Heater | 52 | 1 | 0.85 | 65 | Z13 | [18 empty] | Bakersfield | FALSE | 31.56 |  | 2020-04-27 | 2020-05-04 |  |  | 2020-04-30 | 2020-07-09 | 1551 | 5050 | Up-front Payment
PGE-015503 | Single Family Residential - Disadvantaged Community | Domestic Hot Water | Gas | Pacific Gas and Electric | Incentive:Paid | 4298 | 29.85 |  | 1 | 160 |  | 144 |  | 2020-04-30 12:38 | 2020-09-15 | TITANIUM POWER INC | Retrofit | Bakersfield | Bakersfield | 93301 | Host Customer is System Owner | 4 |  | 30004297 | Butler Sun Solutions, Inc. | Titanium Power | Power Pack 2 GT | Indirect Forced Circulation (IF) | 45.42 |  | ARIS2004 | Glycol | Advanced Controller with a Vacation or Holiday Mode | Solar Storage with Tankless Auxiliary Water Heater | 52 | 1 | 0.9 | 55 | Z13 | [18 empty] | Bakersfield | FALSE | 33.44 |  | 2020-04-27 | 2020-05-04 |  |  | 2020-04-30 | 2020-09-15 | 1488 | 5350 | Up-front Payment
PGE-015504 | Single Family Residential - Disadvantaged Community | Domestic Hot Water | Gas | Pacific Gas and Electric | Incentive:Paid | 4366 | 29.85 |  | 1 | 160 |  | 160 |  | 2020-04-30 12:36 | 2020-09-01 | TITANIUM POWER INC | Retrofit | Bakersfield | Bakersfield | 93301 | Host Customer is System Owner | 4 |  | 30004297 | Butler Sun Solutions, Inc. | Titanium Power | Power Pack 2 GT | Indirect Forced Circulation (IF) | 45.42 |  | ARIS2004 | Glycol | Advanced Controller with a Vacation or Holiday Mode | Solar Storage with Tankless Auxiliary Water Heater | 52 | 1 | 1 | 55 | Z13 | [18 empty] | Bakersfield | FALSE | 34.06 |  | 2020-04-27 | 2020-05-04 |  |  | 2020-04-30 | 2020-09-01 | 1509 | 5450 | Up-front Payment
PGE-015505 | Single Family Residential - Disadvantaged Community | Domestic Hot Water | Gas | Pacific Gas and Electric | Incentive:Paid | 4366 | 29.85 |  | 1 | 160 |  | 160 |  | 2020-04-30 12:33 | 2020-07-09 | TITANIUM POWER INC | Retrofit | Bakersfield | Bakersfield | 93304 | Host Customer is System Owner | 4 |  | 30004297 | Butler Sun Solutions, Inc. | Titanium Power | Power Pack 2 GT | Indirect Forced Circulation (IF) | 45.42 |  | ARIS2004 | Glycol | Advanced Controller with a Vacation or Holiday Mode | Solar Storage with Tankless Auxiliary Water Heater | 52 | 1 | 1 | 55 | Z13 | [18 empty] | Bakersfield | FALSE | 34.06 |  | 2020-04-27 | 2020-05-04 |  |  | 2020-04-30 | 2020-07-09 | 1551 | 5450 | Up-front Payment
PGE-015506 | Low Income Single Family Residential | Domestic Hot Water | Gas | Pacific Gas and Electric | Incentive:Paid | 5397 | 36.9 |  | 1 | 164 |  | 164 |  | 2020-04-30 12:31 | 2020-07-06 | TITANIUM POWER INC | Retrofit | Bakersfield | Bakersfield | 93304 | Host Customer is System Owner | 4 |  | 30004298 | Butler Sun Solutions, Inc. | Titanium Power | Power Pack 2 GT Butler | Indirect Forced Circulation (IF) | 43.72 |  | BT1 | Glycol | Advanced Controller with a Vacation or Holiday Mode | Solar Storage with Tankless Auxiliary Water Heater | 52 | 1 | 1 | 55 | Z13 | [18 empty] | Bakersfield | FALSE | 33.23 |  | 2011-06-01: 2020-04-27; 2011-08-03: 2020-04-30; 2011-09-20: 2020-07-06 | 1564 | 5450 | Up-front Payment
PGE-015507 | Single Family Residential - Disadvantaged Community | Domestic Hot Water | Gas | Pacific Gas and Electric | Incentive:Paid | 4366 | 29.85 |  | 1 | 164 |  | 164 |  | 2020-04-30 12:55 | 2020-07-27 | TITANIUM POWER INC | Retrofit | Bakersfield | Bakersfield | 93304 | Host Customer is System Owner | 5 |  | 30004298 | Butler Sun Solutions, Inc. | Titanium Power | Power Pack 2 GT Butler | Indirect Forced Circulation (IF) | 43.72 |  | BT1 | Glycol | Advanced Controller with a Vacation or Holiday Mode | Solar Storage with Tankless Auxiliary Water Heater | 52 | 1 | 1 | 65 | Z13 | [18 empty] | Bakersfield | FALSE | 33.23 |  | 2020-04-28 | 2020-05-02 |  |  | 2020-04-30 | 2020-07-27 | 1534 | 5450 | Up-front Payment
PGE-015508 | Single Family Residential - Disadvantaged Community | Domestic Hot Water | Gas | Pacific Gas and Electric | Incentive:Paid | 4366 | 29.85 |  | 1 | 160 |  | 160 |  | 2020-04-30 12:44 | 2020-08-03 | TITANIUM POWER INC | Retrofit | Bakersfield | Bakersfield | 93301 | Host Customer is System Owner | 4 |  | 30004297 | Butler Sun Solutions, Inc. | Titanium Power | Power Pack 2 GT | Indirect Forced Circulation (IF) | 45.42 |  | ARIS2004 | Glycol | Advanced Controller with a Vacation or Holiday Mode | Solar Storage with Tankless Auxiliary Water Heater | 52 | 1 | 1 | 55 | Z13 | [18 empty] | Bakersfield | FALSE | 34.19 |  | 2020-04-28 | 2020-05-02 |  |  | 2020-04-30 | 2020-08-03 | 1534 | 5470 | Up-front Payment
PGE-015509 | Low Income Single Family Residential | Domestic Hot Water | Gas | Pacific Gas and Electric | Incentive:Paid | 5397 | 36.9 |  | 1 | 160 |  | 160 |  | 2020-04-30 12:40 | 2020-07-18 | TITANIUM POWER INC | Retrofit | Bakersfield | Bakersfield | 93304 | Host Customer is System Owner | 4 |  | 30004297 | Butler Sun Solutions, Inc. | Titanium Power | Power Pack 2 GT | Indirect Forced Circulation (IF) | 45.42 |  | ARIS2004 | Glycol | Advanced Controller with a Vacation or Holiday Mode | Solar Storage with Tankless Auxiliary Water Heater | 52 | 1 | 1 | 55 | Z13 | [18 empty] | Bakersfield | FALSE | 34.19 |  | 2020-04-28 | 2020-05-07 |  |  | 2020-04-30 | 2020-07-18 | 1522 | 5470 | Up-front Payment
PGE-015511 | Low Income Single Family Residential | Domestic Hot Water | Gas | Pacific Gas and Electric | Incentive:Paid | 5397 | 36.9 |  | 1 | 160 |  | 160 |  | 2020-05-01 11:27 | 2020-07-06 | TITANIUM POWER INC | Retrofit | Bakersfield | Bakersfield | 93307 | Host Customer is System Owner | 4 |  | 30004297 | Butler Sun Solutions, Inc. | Titanium Power | Power Pack 2 GT | Indirect Forced Circulation (IF) | 45.42 |  | ARIS2004 | Glycol | Advanced Controller with a Vacation or Holiday Mode | Solar Storage with Tankless Auxiliary Water Heater | 52 | 1 | 1 | 55 | Z13 | [18 empty] | Bakersfield | FALSE | 34.19 |  | 2020-04-30 | 2020-07-06 |  |  | 2020-05-01 | 2020-07-06 | 1564 | 5470 | Up-front Payment
PGE-015512 | Low Income Single Family Residential | Domestic Hot Water | Gas | Pacific Gas and Electric | Incentive:Paid | 5397 | 36.9 |  | 1 | 160 |  | 152 |  | 2020-05-01 11:25 | 2020-06-19 | TITANIUM POWER INC | Retrofit | Bakersfield | Bakersfield | 93304 | Host Customer is System Owner | 4 |  | 30004297 | Butler Sun Solutions, Inc. | Titanium Power | Power Pack 2 GT | Indirect Forced Circulation (IF) | 45.42 |  | ARIS2004 | Glycol | Advanced Controller with a Vacation or Holiday Mode | Solar Storage with Tankless Auxiliary Water Heater | 52 | 1 | 0.95 | 55 | Z13 | [18 empty] | Bakersfield | FALSE | 34.19 |  | 2011-06-01: 2020-04-30; 2011-08-03: 2020-05-01; 2011-09-20: 2020-06-19 | 1578 | 5470 | Up-front Payment
PGE-015513 | Single Family Residential - Disadvantaged Community | Domestic Hot Water | Gas | Pacific Gas and Electric | Incentive:Paid | 4366 | 29.85 |  | 1 | 160 |  | 152 |  | 2020-05-01 11:25 | 2020-08-12 | TITANIUM POWER INC | Retrofit | Bakersfield | Bakersfield | 93305 | Host Customer is System Owner | 5 |  | 30004297 | Butler Sun Solutions, Inc. | Titanium Power | Power Pack 2 GT | Indirect Forced Circulation (IF) | 45.42 |  | ARIS2004 | Glycol | Advanced Controller with a Vacation or Holiday Mode | Solar Storage with Tankless Auxiliary Water Heater | 52 | 1 | 0.95 | 65 | Z13 | [18 empty] | Bakersfield | FALSE | 34.19 |  | 2020-04-30 | 2020-05-07 |  |  | 2020-05-01 | 2020-08-12 | 1522 | 5470 | Up-front Payment
PGE-015515 | Low Income Single Family Residential | Domestic Hot Water | Gas | Pacific Gas and Electric | Incentive:Paid | 5397 | 36.9 |  | 1 | 160 |  | 160 |  | 2020-05-01 11:28 | 2020-07-07 | TITANIUM POWER INC | Retrofit | Bakersfield | Bakersfield | 93305 | Host Customer is System Owner | 4 |  | 30004297 | Butler Sun Solutions, Inc. | Titanium Power | Power Pack 2 GT | Indirect Forced Circulation (IF) | 45.42 |  | ARIS2004 | Glycol | Advanced Controller with a Vacation or Holiday Mode | Solar Storage with Tankless Auxiliary Water Heater | 52 | 1 | 1 | 55 | Z13 | [18 empty] | Bakersfield | FALSE | 34.19 |  | 2020-04-30 | 2020-05-07 |  |  | 2020-05-01 | 2020-07-07 | 1564 | 5470 | Up-front Payment
PGE-015516 | Single Family Residential - Disadvantaged Community | Domestic Hot Water | Gas | Pacific Gas and Electric | Incentive:Paid | 4366 | 29.85 |  | 1 | 160 |  | 160 |  | 2020-05-04 14:28 | 2020-06-22 | TITANIUM POWER INC | Retrofit | Bakersfield | Bakersfield | 93307 | Host Customer is System Owner | 5 |  | 30004297 | Butler Sun Solutions, Inc. | Titanium Power | Power Pack 2 GT | Indirect Forced Circulation (IF) | 45.42 |  | ARIS2004 | Glycol | Advanced Controller with a Vacation or Holiday Mode | Solar Storage with Tankless Auxiliary Water Heater | 52 | 1 | 1 | 65 | Z13 | [18 empty] | Bakersfield | FALSE | 34.19 |  | 2020-05-01 | 2020-05-08 |  |  | 2020-05-04 | 2020-06-22 | 1578 | 5470 | Up-front Payment
PGE-015517 | Low Income Single Family Residential | Domestic Hot Water | Gas | Pacific Gas and Electric | Incentive:Paid | 5397 | 36.9 |  | 1 | 160 |  | 160 |  | 2020-05-04 14:34 | 2020-07-07 | TITANIUM POWER INC | Retrofit | Bakersfield | Bakersfield | 93307 | Host Customer is System Owner | 5 |  | 30004297 | Butler Sun Solutions, Inc. | Titanium Power | Power Pack 2 GT | Indirect Forced Circulation (IF) | 45.42 |  | ARIS2004 | Glycol | Advanced Controller with a Vacation or Holiday Mode | Solar Storage with Tankless Auxiliary Water Heater | 52 | 1 | 1 | 65 | Z13 | [18 empty] | Bakersfield | FALSE | 34.19 |  | 2011-06-01: 2020-05-01; 2011-08-03: 2020-05-04; 2011-09-20: 2020-07-07 | 1564 | 5470 | Up-front Payment
PGE-015518 | Low Income Single Family Residential | Domestic Hot Water | Gas | Pacific Gas and Electric | Incentive:Paid | 5397 | 36.9 |  | 1 | 164 |  | 164 |  | 2020-05-04 14:37 | 2020-07-01 | TITANIUM POWER INC | Retrofit | Bakersfield | Bakersfield | 93306 | Host Customer is System Owner | 8 |  | 30004298 | Butler Sun Solutions, Inc. | Titanium Power | Power Pack 2 GT Butler | Indirect Forced Circulation (IF) | 43.72 |  | BT1 | Glycol | Advanced Controller with a Vacation or Holiday Mode | Solar Storage with Tankless Auxiliary Water Heater | 52 | 1 | 1 | 95 | Z13 | [18 empty] | Bakersfield | FALSE | 33.23 |  | 2020-05-01 | 2020-05-08 |  |  | 2020-05-04 | 2020-07-01 | 1573 | 5450 | Up-front Payment
PGE-015519 | Single Family Residential - Disadvantaged Community | Domestic Hot Water | Gas | Pacific Gas and Electric | Incentive:Canceled | 3672 | 29.85 |  | 1 | 164 |  | 123 |  | 2020-05-05 10:35 |  | TITANIUM POWER INC | Retrofit | Bakersfield | Bakersfield | 93307 | Host Customer is System Owner | 8 |  | 30004298 | Butler Sun Solutions, Inc. | Titanium Power | Power Pack 2 GT Butler | Indirect Forced Circulation (IF) | 43.72 |  | BT1 | Glycol | Advanced Controller with a Vacation or Holiday Mode | Solar Storage with Tankless Auxiliary Water Heater | 52 | 1 | 0.75 | 95 | Z13 | [18 empty] | Bakersfield | FALSE | 28.35 |  | 2011-06-01: 2020-05-01; 2011-06-21: 2020-05-08; 2011-08-03: 2020-05-05 | 1578 | 4650 | Up-front Payment
PGE-015520 | Low Income Single Family Residential | Domestic Hot Water | Gas | Pacific Gas and Electric | Incentive:Canceled | 5397 | 36.9 |  | 1 | 164 |  | 156 |  | 2020-05-05 09:58 | 2020-06-11 | TITANIUM POWER INC | Retrofit | Bakersfield | Bakersfield | 93307 | Host Customer is System Owner | 4 |  | 30004298 | Butler Sun Solutions, Inc. | Titanium Power | Power Pack 2 GT Butler | Indirect Forced Circulation (IF) | 43.72 |  | BT1 | Glycol | Advanced Controller with a Vacation or Holiday Mode | Solar Storage with Tankless Auxiliary Water Heater | 52 | 1 | 0.95 | 55 | Z13 | [18 empty] | Bakersfield | FALSE | 33.23 |  | 2020-05-01 | 2020-05-08 |  |  | 2020-05-05 | 2020-06-11 | 1579 | 5450 | Up-front Payment
PGE-015521 | Low Income Single Family Residential | Domestic Hot Water | Gas | Pacific Gas and Electric | Incentive:Canceled | 5397 | 36.9 |  | 1 | 164 |  | 164 |  | 2020-05-05 10:02 |  | TITANIUM POWER INC | Retrofit | Bakersfield | Bakersfield | 93305 | Host Customer is System Owner | 4 |  | 30004298 | Butler Sun Solutions, Inc. | Titanium Power | Power Pack 2 GT Butler | Indirect Forced Circulation (IF) | 43.72 |  | BT1 | Glycol | Advanced Controller with a Vacation or Holiday Mode | Solar Storage with Tankless Auxiliary Water Heater | 52 | 1 | 1 | 55 | Z13 | [18 empty] | Bakersfield | FALSE | 33.23 |  | 2011-06-01: 2020-05-01; 2011-06-21: 2020-05-08; 2011-08-03: 2020-05-05 | 1578 | 5450 | Up-front Payment
PGE-015522 | Low Income Single Family Residential | Domestic Hot Water | Gas | Pacific Gas and Electric | Incentive:Canceled | 5397 | 36.9 |  | 1 | 164 |  | 164 |  | 2020-05-05 10:04 |  | TITANIUM POWER INC | Retrofit | Bakersfield | Bakersfield | 93308 | Host Customer is System Owner | 4 |  | 30004298 | Butler Sun Solutions, Inc. | Titanium Power | Power Pack 2 GT Butler | Indirect Forced Circulation (IF) | 43.72 |  | BT1 | Glycol | Advanced Controller with a Vacation or Holiday Mode | Solar Storage with Tankless Auxiliary Water Heater | 52 | 1 | 1 | 55 | Z13 | [18 empty] | Bakersfield | FALSE | 33.23 |  | 2011-06-01: 2020-05-01; 2011-06-21: 2020-05-08; 2011-08-03: 2020-05-05 | 1578 | 5450 | Up-front Payment
PGE-015523 | Low Income Single Family Residential | Domestic Hot Water | Gas | Pacific Gas and Electric | Incentive:Paid | 5397 | 36.9 |  | 1 | 164 |  | 164 |  | 2020-05-05 10:08 | 2020-09-01 | TITANIUM POWER INC | Retrofit | Bakersfield | Bakersfield | 93307 | Host Customer is System Owner | 4 |  | 30004298 | Butler Sun Solutions, Inc. | Titanium Power | Power Pack 2 GT Butler | Indirect Forced Circulation (IF) | 43.72 |  | BT1 | Glycol | Advanced Controller with a Vacation or Holiday Mode | Solar Storage with Tankless Auxiliary Water Heater | 52 | 1 | 1 | 55 | Z13 | [18 empty] | Bakersfield | FALSE | 33.35 |  | 2020-05-01 | 2020-05-08 |  |  | 2020-05-05 | 2020-09-01 | 1509 | 5470 | Up-front Payment
PGE-015524 | Low Income Single Family Residential | Domestic Hot Water | Gas | Pacific Gas and Electric | Incentive:Paid | 5397 | 36.9 |  | 1 | 164 |  | 156 |  | 2020-05-05 10:10 | 2020-06-26 | TITANIUM POWER INC | Retrofit | Bakersfield | Bakersfield | 93307 | Host Customer is System Owner | 4 |  | 30004298 | Butler Sun Solutions, Inc. | Titanium Power | Power Pack 2 GT Butler | Indirect Forced Circulation (IF) | 43.72 |  | BT1 | Glycol | Advanced Controller with a Vacation or Holiday Mode | Solar Storage with Tankless Auxiliary Water Heater | 52 | 1 | 0.95 | 55 | Z13 | [18 empty] | Bakersfield | FALSE | 33.35 |  | 2011-06-01: 2020-05-01; 2011-08-03: 2020-05-05; 2011-09-20: 2020-06-26 | 1573 | 5470 | Up-front Payment
PGE-015525 | Low Income Single Family Residential | Domestic Hot Water | Gas | Pacific Gas and Electric | Incentive:Paid | 5397 | 36.9 |  | 1 | 164 |  | 164 |  | 2020-05-05 10:21 | 2020-06-19 | TITANIUM POWER INC | Retrofit | Bakersfield | Bakersfield | 93307 | Host Customer is System Owner | 4 |  | 30004298 | Butler Sun Solutions, Inc. | Titanium Power | Power Pack 2 GT Butler | Indirect Forced Circulation (IF) | 43.72 |  | BT1 | Glycol | Advanced Controller with a Vacation or Holiday Mode | Solar Storage with Tankless Auxiliary Water Heater | 52 | 1 | 1 | 55 | Z13 | [18 empty] | Bakersfield | FALSE | 33.35 |  | 2020-05-01 | 2020-05-08 |  |  | 2020-05-05 | 2020-06-19 | 1578 | 5470 | Up-front Payment
PGE-015526 | Single Family Residential - Disadvantaged Community | Domestic Hot Water | Gas | Pacific Gas and Electric | Incentive:Paid | 4366 | 29.85 |  | 1 | 160 |  | 160 |  | 2020-05-05 10:27 | 2020-07-17 | TITANIUM POWER INC | Retrofit | Bakersfield | Bakersfield | 93307 | Host Customer is System Owner | 6 |  | 30004297 | Butler Sun Solutions, Inc. | Titanium Power | Power Pack 2 GT | Indirect Forced Circulation (IF) | 45.42 |  | ARIS2004 | Glycol | Advanced Controller with a Vacation or Holiday Mode | Solar Storage with Tankless Auxiliary Water Heater | 52 | 1 | 1 | 75 | Z13 | [18 empty] | Bakersfield | FALSE | 34.19 |  | 2020-05-01 | 2020-05-11 |  |  | 2020-05-05 | 2020-07-17 | 1551 | 5470 | Up-front Payment
PGE-015527 | Low Income Single Family Residential | Domestic Hot Water | Gas | Pacific Gas and Electric | Incentive:Paid | 5314 | 36.9 |  | 1 | 160 |  | 144 |  | 2020-05-05 10:32 | 2020-07-07 | TITANIUM POWER INC | Retrofit | Bakersfield | Bakersfield | 93307 | Host Customer is System Owner | 4 |  | 30004297 | Butler Sun Solutions, Inc. | Titanium Power | Power Pack 2 GT | Indirect Forced Circulation (IF) | 45.42 |  | ARIS2004 | Glycol | Advanced Controller with a Vacation or Holiday Mode | Solar Storage with Tankless Auxiliary Water Heater | 52 | 1 | 0.9 | 55 | Z13 | [18 empty] | Bakersfield | FALSE | 33.44 |  | 2020-05-01 | 2020-05-11 |  |  | 2020-05-05 | 2020-07-07 | 1564 | 5350 | Up-front Payment
PGE-015528 | Low Income Single Family Residential | Domestic Hot Water | Gas | Pacific Gas and Electric | Incentive:Paid | 5397 | 36.9 |  | 1 | 164 |  | 164 |  | 2020-05-05 10:34 | 2020-07-07 | TITANIUM POWER INC | Retrofit | Bakersfield | Bakersfield | 93304 | Host Customer is System Owner | 5 |  | 30004298 | Butler Sun Solutions, Inc. | Titanium Power | Power Pack 2 GT Butler | Indirect Forced Circulation (IF) | 43.72 |  | BT1 | Glycol | Advanced Controller with a Vacation or Holiday Mode | Solar Storage with Tankless Auxiliary Water Heater | 52 | 1 | 1 | 65 | Z13 | [18 empty] | Bakersfield | FALSE | 33.35 |  | 2011-06-01: 2020-05-01; 2011-08-03: 2020-05-05; 2011-09-20: 2020-07-07 | 1564 | 5470 | Up-front Payment
PGE-015529 | Single Family Residential - Disadvantaged Community | Domestic Hot Water | Gas | Pacific Gas and Electric | Incentive:Paid | 4366 | 29.85 |  | 1 | 160 |  | 160 |  | 2020-05-19 15:40 | 2020-07-17 | TITANIUM POWER INC | Retrofit | Bakersfield | Bakersfield | 93305 | Host Customer is System Owner | 6 |  | 30004297 | Butler Sun Solutions, Inc. | Titanium Power | Power Pack 2 GT | Indirect Forced Circulation (IF) | 45.42 |  | ARIS2004 | Glycol | Advanced Controller with a Vacation or Holiday Mode | Solar Storage with Tankless Auxiliary Water Heater | 52 | 1 | 1 | 75 | Z13 | [18 empty] | Bakersfield | FALSE | 34.06 |  | 2020-05-07 | 2020-07-09 |  |  | 2020-05-19 | 2020-07-17 | 1499 | 5450 | Up-front Payment
PGE-015530 | Single Family Residential | Domestic Hot Water | Gas | Pacific Gas and Electric | Incentive:Paid | 4366 | 29.85 |  | 1 | 160 |  | 160 |  | 2020-05-19 15:38 | 2020-07-23 | TITANIUM POWER INC | Retrofit | Bakersfield | Bakersfield | 93306 | Host Customer is System Owner | 5 |  | 30004297 | Butler Sun Solutions, Inc. | Titanium Power | Power Pack 2 GT | Indirect Forced Circulation (IF) | 45.42 |  | ARIS2004 | Glycol | Advanced Controller with a Vacation or Holiday Mode | Solar Storage with Tankless Auxiliary Water Heater | 52 | 1 | 1 | 65 | Z13 | [18 empty] | Bakersfield | FALSE | 34.06 |  | 2020-05-07 | 2020-07-09 |  |  | 2020-05-19 | 2020-07-23 | 1534 | 5450 | Up-front Payment
PGE-015532 | Low Income Single Family Residential | Domestic Hot Water | Gas | Pacific Gas and Electric | Incentive:Paid | 5397 | 36.9 |  | 1 | 160 |  | 160 |  | 2020-05-19 15:39 | 2020-07-08 | TITANIUM POWER INC | Retrofit | Bakersfield | Bakersfield | 93307 | Host Customer is System Owner | 4 |  | 30004297 | Butler Sun Solutions, Inc. | Titanium Power | Power Pack 2 GT | Indirect Forced Circulation (IF) | 45.42 |  | ARIS2004 | Glycol | Advanced Controller with a Vacation or Holiday Mode | Solar Storage with Tankless Auxiliary Water Heater | 52 | 1 | 1 | 55 | Z13 | [18 empty] | Bakersfield | FALSE | 34.06 |  | 2011-06-01: 2020-05-07; 2011-08-03: 2020-05-19; 2011-09-20: 2020-07-08 | 1564 | 5450 | Up-front Payment
PGE-015533 | Low Income Single Family Residential | Domestic Hot Water | Gas | Pacific Gas and Electric | Incentive:Paid | 5397 | 36.9 |  | 1 | 160 |  | 160 |  | 2020-05-19 15:38 | 2020-07-13 | TITANIUM POWER INC | Retrofit | Bakersfield | Bakersfield | 93307 | Host Customer is System Owner | 4 |  | 30004297 | Butler Sun Solutions, Inc. | Titanium Power | Power Pack 2 GT | Indirect Forced Circulation (IF) | 45.42 |  | ARIS2004 | Glycol | Advanced Controller with a Vacation or Holiday Mode | Solar Storage with Tankless Auxiliary Water Heater | 52 | 1 | 1 | 55 | Z13 | [18 empty] | Bakersfield | FALSE | 34.06 |  | 2011-06-01: 2020-05-07; 2011-08-03: 2020-05-19; 2011-09-20: 2020-07-13 | 1551 | 5450 | Up-front Payment
PGE-015534 | Single Family Residential - Disadvantaged Community | Domestic Hot Water | Gas | Pacific Gas and Electric | Incentive:Paid | 4366 | 29.85 |  | 1 | 160 |  | 160 |  | 2020-05-19 15:41 | 2020-07-23 | TITANIUM POWER INC | Retrofit | Bakersfield | Bakersfield | 93307 | Host Customer is System Owner | 4 |  | 30004297 | Butler Sun Solutions, Inc. | Titanium Power | Power Pack 2 GT | Indirect Forced Circulation (IF) | 45.42 |  | ARIS2004 | Glycol | Advanced Controller with a Vacation or Holiday Mode | Solar Storage with Tankless Auxiliary Water Heater | 52 | 1 | 1 | 55 | Z13 | [18 empty] | Bakersfield | FALSE | 34.06 |  | 2020-05-07 | 2020-07-09 |  |  | 2020-05-19 | 2020-07-23 | 1534 | 5450 | Up-front Payment
PGE-015535 | Single Family Residential - Disadvantaged Community | Domestic Hot Water | Gas | Pacific Gas and Electric | Incentive:Paid | 4366 | 29.85 |  | 1 | 160 |  | 160 |  | 2020-05-19 15:42 | 2020-07-13 | TITANIUM POWER INC | Retrofit | Bakersfield | Bakersfield | 93306 | Host Customer is System Owner | 4 |  | 30004297 | Butler Sun Solutions, Inc. | Titanium Power | Power Pack 2 GT | Indirect Forced Circulation (IF) | 45.42 |  | ARIS2004 | Glycol | Advanced Controller with a Vacation or Holiday Mode | Solar Storage with Tankless Auxiliary Water Heater | 52 | 1 | 1 | 55 | Z13 | [18 empty] | Bakersfield | FALSE | 34.06 |  | 2020-05-07 | 2020-07-09 |  |  | 2020-05-19 | 2020-07-13 | 1551 | 5450 | Up-front Payment
PGE-015536 | Low Income Single Family Residential | Domestic Hot Water | Gas | Pacific Gas and Electric | Incentive:Paid | 5314 | 36.9 |  | 1 | 160 |  | 144 |  | 2020-05-19 15:39 | 2020-07-13 | TITANIUM POWER INC | Retrofit | Bakersfield | Bakersfield | 93306 | Host Customer is System Owner | 6 |  | 30004297 | Butler Sun Solutions, Inc. | Titanium Power | Power Pack 2 GT | Indirect Forced Circulation (IF) | 45.42 |  | ARIS2004 | Glycol | Advanced Controller with a Vacation or Holiday Mode | Solar Storage with Tankless Auxiliary Water Heater | 52 | 1 | 0.9 | 75 | Z13 | [18 empty] | Bakersfield | FALSE | 33.44 |  | 2011-06-01: 2020-05-07; 2011-08-03: 2020-05-19; 2011-09-20: 2020-07-13 | 1551 | 5350 | Up-front Payment
PGE-015537 | Low Income Single Family Residential | Domestic Hot Water | Gas | Pacific Gas and Electric | Incentive:Paid | 5397 | 36.9 |  | 1 | 160 |  | 160 |  | 2020-05-19 15:43 | 2020-07-13 | TITANIUM POWER INC | Retrofit | Bakersfield | Bakersfield | 93307 | Host Customer is System Owner | 5 |  | 30004297 | Butler Sun Solutions, Inc. | Titanium Power | Power Pack 2 GT | Indirect Forced Circulation (IF) | 45.42 |  | ARIS2004 | Glycol | Advanced Controller with a Vacation or Holiday Mode | Solar Storage with Tankless Auxiliary Water Heater | 52 | 1 | 1 | 65 | Z13 | [18 empty] | Bakersfield | FALSE | 34.06 |  | 2011-06-01: 2020-05-07; 2011-08-03: 2020-05-19; 2011-09-20: 2020-07-13 | 1551 | 5450 | Up-front Payment
PGE-015538 | Low Income Single Family Residential | Domestic Hot Water | Gas | Pacific Gas and Electric | Incentive:Paid | 5397 | 36.9 |  | 1 | 160 |  | 160 |  | 2020-05-28 14:45 | 2020-07-10 | TITANIUM POWER INC | Retrofit | Bakersfield | Bakersfield | 93304 | Host Customer is System Owner | 9 |  | 30004297 | Butler Sun Solutions, Inc. | Titanium Power | Power Pack 2 GT | Indirect Forced Circulation (IF) | 45.42 |  | ARIS2004 | Glycol | Advanced Controller with a Vacation or Holiday Mode | Solar Storage with Tankless Auxiliary Water Heater | 52 | 1 | 1 | 105 | Z13 | [18 empty] | Bakersfield | FALSE | 34.06 |  | 2011-06-01: 2020-05-07; 2011-08-03: 2020-05-28; 2011-09-20: 2020-07-10 | 1551 | 5450 | Up-front Payment
PGE-015539 | Single Family Residential - Disadvantaged Community | Domestic Hot Water | Gas | Pacific Gas and Electric | Incentive:Paid | 4366 | 29.85 |  | 1 | 160 |  | 160 |  | 2020-05-19 15:42 | 2020-07-13 | TITANIUM POWER INC | Retrofit | Bakersfield | Bakersfield | 93304 | Host Customer is System Owner | 9 |  | 30004297 | Butler Sun Solutions, Inc. | Titanium Power | Power Pack 2 GT | Indirect Forced Circulation (IF) | 45.42 |  | ARIS2004 | Glycol | Advanced Controller with a Vacation or Holiday Mode | Solar Storage with Tankless Auxiliary Water Heater | 52 | 1 | 1 | 105 | Z13 | [18 empty] | Bakersfield | FALSE | 34.06 |  | 2020-05-07 | 2020-07-09 |  |  | 2020-05-19 | 2020-07-13 | 1551 | 5450 | Up-front Payment
PGE-015541 | Low Income Single Family Residential | Domestic Hot Water | Gas | Pacific Gas and Electric | Incentive:Paid | 5397 | 36.9 |  | 1 | 160 |  | 160 |  | 2020-05-28 14:27 | 2020-07-10 | TITANIUM POWER INC | Retrofit | Bakersfield | Bakersfield | 93307 | Host Customer is System Owner | 4 |  | 30004297 | Butler Sun Solutions, Inc. | Titanium Power | Power Pack 2 GT | Indirect Forced Circulation (IF) | 45.42 |  | ARIS2004 | Glycol | Advanced Controller with a Vacation or Holiday Mode | Solar Storage with Tankless Auxiliary Water Heater | 52 | 1 | 1 | 55 | Z13 | [18 empty] | Bakersfield | FALSE | 34.06 |  | 2011-06-01: 2020-05-07; 2011-08-03: 2020-05-28; 2011-09-20: 2020-07-10 | 1551 | 5450 | Up-front Payment
SDG-015542 | Commercial/Multifamily Residential | Domestic Hot Water | Gas | San Diego Gas and Electric | Incentive:Paid | 72644 | 20.19 |  | 1 | 3598 |  | 3598 |  | 2020-06-30 14:30 | 2020-11-09 | ARNOLD SOLAR INC | New Construction | Encinitas | San Diego | 92024 | Host Customer is System Owner | [7 empty] | 819 | 40.95 |  | Drainback | Steam Back | Solar Storage and Auxiliary Tanks are separate |  | 1 | 1 | 3990 | Z07 | 266 | Units | Apartments/Condos | TRB-40 | 20 | 1 | 2000 | 1 | 700 | 7 | 2800000 | TRUE | 140 | 140 |  | Amatis Controls - AM-JOULE |  | Amatis Controls - AM-JOULE | City of Encinitas | FALSE | 29.43 |  | 2020-06-19 | 2020-07-01 | 2020-06-30 | 2020-11-09 | 2021-01-29 | 2021-07-06 | 1152 | 105895 | Up-front Payment
SDG-015543 | Commercial/Multifamily Residential | Domestic Hot Water | Gas | San Diego Gas and Electric | Incentive:Paid | 16596 | 20.19 |  | 1 | 822 |  | 822 |  | 2020-05-12 10:37 | 2020-08-05 | ARNOLD SOLAR INC | Retrofit | San Diego | San Diego | 92129 | Host Customer is System Owner | [7 empty] | 261.45 | 52.29 |  | Drainback | Steam Back | Solar Storage and Auxiliary Tanks are separate |  | 1 | 1 | 630 | Z07 | 15 | Units | Apartments/Condos | 10001893 | 5 | 5 | 533 | 1 | 200 | 2 | 400000 | TRUE | 140 | 140 |  |  |  |  | City of San Diego | FALSE | 33.91 |  | 2020-05-11 | 2020-05-22 | 2020-05-12 | 2020-08-05 | 2021-08-09 | 2021-08-23 | 1097 | 27875 | Up-front Payment
SDG-015544 | Commercial/Multifamily Residential | Domestic Hot Water | Gas | San Diego Gas and Electric | Incentive:Paid | 30063 | 20.19 |  | 1 | 1489 |  | 1489 |  | 2020-05-24 11:10 | 2020-08-05 | ARNOLD SOLAR INC | Retrofit | San Diego | San Diego | 92129 | Host Customer is System Owner | [7 empty] | 522.9 | 52.29 |  | Drainback | Steam Back | Solar Storage and Auxiliary Tanks are separate |  | 1 | 1 | 1200 | Z07 | 30 | Units | Apartments/Condos | 10001893 | 10 | 5 | 1066 | 2 | 400 | 1 | 400000 | TRUE | 140 | 140 |  | Amatis Controls - AM-JOULE |  | Amatis Controls - AM-JOULE | City of San Diego | FALSE | 35.39 |  | 2020-05-11 | 2020-05-27 | 2020-05-24 | 2020-08-05 | 2021-08-09 | 2021-08-26 | 1097 | 52700 | Up-front Payment
SDG-015545 | Commercial/Multifamily Residential | Domestic Hot Water | Gas | San Diego Gas and Electric | Incentive:Paid | 31395 | 20.19 |  | 1 | 1555 |  | 1555 |  | 2020-05-12 10:37 | 2020-08-05 | ARNOLD SOLAR INC | Retrofit | San Diego | San Diego | 92129 | Host Customer is System Owner | [7 empty] | 409.5 | 40.95 |  | Drainback | Steam Back | Solar Storage and Auxiliary Tanks are separate |  | 1 | 1 | 1200 | Z07 | 30 | Units | Apartments/Condos | 10001803 | 10 | 1 | 1200 | 1 | 200 | 1 | 400000 | TRUE | 140 | 140 |  |  |  |  | City of San Diego | FALSE | 33.89 |  | 2020-05-11 | 2020-05-22 | 2020-05-12 | 2020-08-05 | 2021-08-09 | 2021-08-23 | 1097 | 52700 | Up-front Payment
SDG-015546 | Commercial/Multifamily Residential | Domestic Hot Water | Gas | San Diego Gas and Electric | Incentive:Paid | 33394 | 20.19 |  | 1 | 1654 |  | 1654 |  | 2020-05-12 10:36 | 2020-08-05 | ARNOLD SOLAR INC | Retrofit | San Diego | San Diego | 92129 | Host Customer is System Owner | [7 empty] | 522.9 | 52.29 |  | Drainback | Steam Back | Solar Storage and Auxiliary Tanks are separate |  | 1 | 1 | 1200 | Z07 | 30 | Units | Apartments/Condos | 10001893 | 10 | 5 | 1200 | 1 | 200 | 1 | 400000 | TRUE | 140 | 140 |  | Amatis Controls - AM-JOULE |  | Amatis Controls - AM-JOULE | City of San Diego | FALSE | 31.86 |  | 2020-05-11 | 2020-05-22 | 2020-05-12 | 2020-08-05 | 2021-08-09 | 2021-08-23 | 1097 | 52700 | Up-front Payment
SDG-015547 | Commercial/Multifamily Residential | Domestic Hot Water | Gas | San Diego Gas and Electric | Incentive:Paid | 31416 | 20.19 |  | 1 | 1556 |  | 1556 |  | 2020-05-12 10:34 | 2020-08-05 | ARNOLD SOLAR INC | Retrofit | San Diego | San Diego | 92129 | Host Customer is System Owner | [7 empty] | 522.9 | 52.29 |  | Drainback | Steam Back | Solar Storage and Auxiliary Tanks are separate |  | 1 | 1 | 1200 | Z07 | 30 | Units | Apartments/Condos | 10001893 | 10 | 5 | 1200 | 1 | 200 | 1 | 400000 | TRUE | 140 | 140 |  | Amatis Controls - AM-JOULE |  | Amatis Controls - AM-JOULE | City of San Diego | FALSE | 33.87 |  | 2020-05-11 | 2020-05-22 | 2020-05-12 | 2020-08-05 | 2021-08-09 | 2021-08-23 | 1097 | 52700 | Up-front Payment
SCG-015550 | Commercial Pools | Pool Heating | Gas | Southern California Gas Company | Incentive:Paid | 4470 | 7 |  | 1 | 1565 |  | 1565 |  | 2020-05-12 23:09 | 2020-05-13 | SUNTREK INDUSTRIES INC | Retrofit | Palm Springs | Riverside | 92262 | Host Customer is System Owner | [7 empty] | 480 | 48 |  | Drainback |  |  |  | 1 | 1 |  | Z15 |  |  |  | 2007048A | 10 | 1 | [5 empty] | FALSE |  |  |  | SunEarth - SETR A503 TTR U + VFS 20-400 |  | SunEarth - SETR A503 TTR U + VFS 20-400 | Riverside | FALSE | 5.71 |  | 2020-05-11 |  | 2020-05-12 | 2020-05-13 | 2020-05-20 | 2020-05-20 | 1609 | 8940 | Up-front Payment
SCG-015551 | Commercial Pools | Pool Heating | Gas | Southern California Gas Company | Incentive:Paid | 7511 | 7 |  | 1 | 1073 |  | 1073 |  | 2020-05-13 10:44 | 2020-05-13 | ALL VALLEY SOLAR INC | Retrofit | Pasadena | Pasadena | 91105 | Host Customer is System Owner | [7 empty] | 409.23 | 45.47 |  | Drainback |  |  |  | 1 | 1 |  | Z09 |  |  |  | OP-48-1.5 | 9 | 1 | [5 empty] | FALSE | [6 empty] | City of Pasadena | FALSE | 14.49 |  | 2020-05-12 |  | 2020-05-13 | 2020-05-13 | 2020-08-11 | 2020-08-18 | 1525 | 15548 | Up-front Payment
SCG-015552 | Commercial Pools | Pool Heating | Gas | Southern California Gas Company | Incentive:Paid | 7287 | 7 |  | 1 | 1041 |  | 1041 |  | 2020-06-01 07:58 | 2020-06-01 | ALL VALLEY SOLAR INC | Retrofit | Mission Hills | Mission Hills | 91345 | Host Customer is System Owner | [7 empty] | 409.23 | 45.47 |  | Drainback |  |  |  | 1 | 1 |  | Z09 |  |  |  | OP-48 | 9 | 1 | [5 empty] | FALSE | [6 empty] | LADBS | FALSE | 14.47 |  | 2020-05-21 |  | 2020-06-01 | 2020-06-01 | 2020-07-20 | 2020-07-23 | 1550 | 15060 | Up-front Payment
PGE-015553 | Low Income Multifamily Residential | Domestic Hot Water | Gas | Pacific Gas and Electric | Incentive:Paid | 58342 | 24.89 |  | 1 | 2344 |  | 2344 |  | 2020-07-10 14:25 | 2020-08-14 | SUN LIGHT & POWER | New Construction | San Jose | San Jose | 95126 | Host Customer is System Owner | [7 empty] | 642.72 | 40.17 |  | Glycol | Pressure Stagnation Protection (PSP) | Solar Storage and Auxiliary Tanks are separate |  | 1 | 1 | 2432 | Z03 | 64 | Units | Apartments/Condos | 2010115A | 16 | 2 | 960 | 1 | 335 | 1 | 300000 | TRUE | 135 | 120 |  | Heliodyne - Delta-T Pro Ethernet |  | Heliodyne - Delta-T Pro Ethernet | City of San Jose | FALSE | 37.51 |  | 2020-05-19 | 2020-08-05 | 2020-07-10 | 2020-08-14 | 2021-10-28 | 2021-11-02 | 1048 | 87916 | Up-front Payment
PGE-015554 | Commercial/Multifamily Residential | Domestic Hot Water | Gas | Pacific Gas and Electric | Incentive:Paid | 44612 | 17.16 |  | 2 | 2626 |  | 2600 |  | 2020-06-29 13:50 | 2020-07-24 | SUN LIGHT & POWER | New Construction | San Mateo | San Mateo | 94403 | Host Customer is System Owner | [7 empty] | 644.4 | 32.22 |  | Drainback | Pressure Stagnation Protection (PSP) | Solar Storage and Auxiliary Tanks are separate |  | 0.99 | 1 | 7400 | Z03 | 200 | Units | Apartments/Condos | 2010115D | 20 | 2 | 1250 | 1 | 500 | 1 | 1400000 | TRUE | 140 | 120 |  | Heliodyne - Delta-T Pro Ethernet |  | Heliodyne - Delta-T Pro Ethernet | City of San Mateo | FALSE | 52.96 |  | 2020-05-19 | 2020-07-08 | 2020-06-29 | 2020-07-24 | 2021-05-04 | 2021-05-12 | 1255 | 139076 | Up-front Payment
PGE-015555 | Low Income Multifamily Residential | Domestic Hot Water | Gas | Pacific Gas and Electric | Incentive:Paid | 51423 | 24.89 |  | 1 | 2066 |  | 2066 |  | 2020-06-08 11:17 | 2020-07-06 | SUN LIGHT & POWER | New Construction | San Francisco | San Francisco | 94110 | Host Customer is System Owner | [7 empty] | 562.38 | 40.17 |  | Glycol | Pressure Stagnation Protection (PSP) | Solar Storage and Auxiliary Tanks are separate |  | 1 | 1 | 1840 | Z03 | 46 | Units | Apartments/Condos | 2010115A | 14 | 1 | 900 | 1 | 120 | 2 | 399998 | TRUE | 130 | 120 |  | Heliodyne - Delta-T Pro Ethernet |  | Heliodyne - Delta-T Pro Ethernet | City and County of San Francisco | FALSE | 69.05 |  | 2020-06-03 | 2020-06-29 | 2020-06-08 | 2020-07-06 | 2022-01-03 | 2022-01-04 | 1019 | 142650 | Up-front Payment
PGE-015556 | Low Income Single Family Residential | Domestic Hot Water | Gas | Pacific Gas and Electric | Incentive:Paid | 5397 | 36.9 |  | 1 | 160 |  | 160 |  | 2020-05-21 15:55 | 2020-07-01 | DOCTOR PIPER INC | Retrofit | Bakersfield | Kern | 93304 | Host Customer is System Owner | 5 |  | 30004307 | SunEarth, Inc. | Cascade 2 | C2-40T-50-TLG | Indirect Forced Circulation (IF) | 40.95 |  | TRB-40 | Glycol | Steam Back | Solar Storage with Tankless Auxiliary Water Heater |  | 1 | 1 | 65 | Z13 | [18 empty] | City of Bakersfield | FALSE | 33.73 |  | 2020-05-20 | 2020-06-22 |  |  | 2020-05-21 | 2020-07-01 | 1570 | 5397 | Up-front Payment
PGE-015557 | Low Income Single Family Residential | Domestic Hot Water | Gas | Pacific Gas and Electric | Incentive:Paid | 5397 | 36.9 |  | 1 | 160 |  | 160 |  | 2020-05-21 18:19 | 2020-07-01 | DOCTOR PIPER INC | Retrofit | Bakersfield | Kern | 93307 | Host Customer is System Owner | 5 |  | 30004307 | SunEarth, Inc. | Cascade 2 | C2-40T-50-TLG | Indirect Forced Circulation (IF) | 40.95 |  | TRB-40 | Glycol | Steam Back | Solar Storage with Tankless Auxiliary Water Heater | 0 | 1 | 1 | 65 | Z13 | [18 empty] | City of Bakersfield | FALSE | 33.73 |  | 2020-05-20 | 2020-06-22 |  |  | 2020-05-21 | 2020-07-01 | 1573 | 5397 | Up-front Payment
PGE-015558 | Single Family Residential - Disadvantaged Community | Domestic Hot Water | Gas | Pacific Gas and Electric | Incentive:Paid | 4366 | 29.85 |  | 1 | 160 |  | 160 |  | 2020-06-03 15:02 | 2020-11-12 | TITANIUM POWER INC | Retrofit | Bakersfield | Bakersfield | 93309 | Host Customer is System Owner | 10 |  | 30004297 | Butler Sun Solutions, Inc. | Titanium Power | Power Pack 2 GT | Indirect Forced Circulation (IF) | 45.42 |  | ARIS2004 | Glycol | Advanced Controller with a Vacation or Holiday Mode | Solar Storage with Tankless Auxiliary Water Heater | 52 | 1 | 1 | 115 | Z13 | [18 empty] | Bakersfield | FALSE | 34.19 |  | 2020-05-20 | 2020-08-03 |  |  | 2020-06-03 | 2020-11-12 | 1440 | 5470 | Up-front Payment
PGE-015559 | Single Family Residential - Disadvantaged Community | Domestic Hot Water | Gas | Pacific Gas and Electric | Incentive:Paid | 4366 | 29.85 |  | 1 | 160 |  | 152 |  | 2020-05-28 13:02 | 2020-10-29 | TITANIUM POWER INC | Retrofit | Bakersfield | Bakersfield | 93309 | Host Customer is System Owner | 4 |  | 30004297 | Butler Sun Solutions, Inc. | Titanium Power | Power Pack 2 GT | Indirect Forced Circulation (IF) | 45.42 |  | ARIS2004 | Glycol | Advanced Controller with a Vacation or Holiday Mode | Solar Storage with Tankless Auxiliary Water Heater | 52 | 1 | 0.95 | 55 | Z13 | [18 empty] | Bakersfield | FALSE | 34.19 |  | 2020-05-20 | 2020-07-10 |  |  | 2020-05-28 | 2020-10-29 | 1453 | 5470 | Up-front Payment
PGE-015560 | Single Family Residential - Disadvantaged Community | Domestic Hot Water | Gas | Pacific Gas and Electric | Incentive:Paid | 4366 | 29.85 |  | 1 | 160 |  | 152 |  | 2020-05-27 15:44 | 2020-07-13 | TITANIUM POWER INC | Retrofit | Bakersfield | Bakersfield | 93307 | Host Customer is System Owner | 6 |  | 30004297 | Butler Sun Solutions, Inc. | Titanium Power | Power Pack 2 GT | Indirect Forced Circulation (IF) | 45.42 |  | ARIS2004 | Glycol | Advanced Controller with a Vacation or Holiday Mode | Solar Storage with Tankless Auxiliary Water Heater | 52 | 1 | 0.95 | 75 | Z13 | [18 empty] | Bakersfield | FALSE | 34.19 |  | 2020-05-20 | 2020-07-23 |  |  | 2020-05-27 | 2020-07-13 | 1509 | 5470 | Up-front Payment
PGE-015561 | Low Income Single Family Residential | Domestic Hot Water | Gas | Pacific Gas and Electric | Incentive:Paid | 5397 | 36.9 |  | 1 | 160 |  | 152 |  | 2020-05-27 14:12 | 2020-07-13 | TITANIUM POWER INC | Retrofit | Bakersfield | Bakersfield | 93304 | Host Customer is System Owner | 4 |  | 30004297 | Butler Sun Solutions, Inc. | Titanium Power | Power Pack 2 GT | Indirect Forced Circulation (IF) | 45.42 |  | ARIS2004 | Glycol | Advanced Controller with a Vacation or Holiday Mode | Solar Storage with Tankless Auxiliary Water Heater | 52 | 1 | 0.95 | 55 | Z13 | [18 empty] | Bakersfield | FALSE | 34.19 |  | 2020-05-20 | 2020-07-09 |  |  | 2020-05-27 | 2020-07-13 | 1551 | 5470 | Up-front Payment
PGE-015562 | Single Family Residential - Disadvantaged Community | Domestic Hot Water | Gas | Pacific Gas and Electric | Incentive:Paid | 4366 | 29.85 |  | 1 | 160 |  | 160 |  | 2020-05-27 15:42 | 2020-07-28 | TITANIUM POWER INC | Retrofit | Bakersfield | Bakersfield | 93304 | Host Customer is System Owner | 4 |  | 30004297 | Butler Sun Solutions, Inc. | Titanium Power | Power Pack 2 GT | Indirect Forced Circulation (IF) | 45.42 |  | ARIS2004 | Glycol | Advanced Controller with a Vacation or Holiday Mode | Solar Storage with Tankless Auxiliary Water Heater | 52 | 1 | 1 | 55 | Z13 | [18 empty] | Bakersfield | FALSE | 34.19 |  | 2020-05-20 | 2020-07-09 |  |  | 2020-05-27 | 2020-07-28 | 1534 | 5470 | Up-front Payment
PGE-015563 | Single Family Residential - Disadvantaged Community | Domestic Hot Water | Gas | Pacific Gas and Electric | Incentive:Paid | 4298 | 29.85 |  | 1 | 160 |  | 144 |  | 2020-05-27 15:39 | 2020-07-09 | TITANIUM POWER INC | Retrofit | Bakersfield | Bakersfield | 93309 | Host Customer is System Owner | 5 |  | 30004297 | Butler Sun Solutions, Inc. | Titanium Power | Power Pack 2 GT | Indirect Forced Circulation (IF) | 45.42 |  | ARIS2004 | Glycol | Advanced Controller with a Vacation or Holiday Mode | Solar Storage with Tankless Auxiliary Water Heater | 52 | 1 | 0.9 | 65 | Z13 | [18 empty] | Bakersfield | FALSE | 34.19 |  | 2020-05-20 | 2020-07-23 |  |  | 2020-05-27 | 2020-07-09 | 1515 | 5470 | Up-front Payment
PGE-015565 | Low Income Single Family Residential | Domestic Hot Water | Gas | Pacific Gas and Electric | Incentive:Paid | 5397 | 36.9 |  | 1 | 160 |  | 160 |  | 2020-05-27 15:37 | 2020-07-09 | TITANIUM POWER INC | Retrofit | Bakersfield | Bakersfield | 93313 | Host Customer is System Owner | 4 |  | 30004297 | Butler Sun Solutions, Inc. | Titanium Power | Power Pack 2 GT | Indirect Forced Circulation (IF) | 45.42 |  | ARIS2004 | Glycol | Advanced Controller with a Vacation or Holiday Mode | Solar Storage with Tankless Auxiliary Water Heater | 52 | 1 | 1 | 55 | Z13 | [18 empty] | Bakersfield | FALSE | 34.19 |  | 2011-06-01: 2020-05-20; 2011-08-03: 2020-05-27; 2011-09-20: 2020-07-09 | 1551 | 5470 | Up-front Payment
SCG-015566 | Commercial Pools | Pool Heating | Gas | Southern California Gas Company | Incentive:Paid | 8806 | 7 |  | 1 | 1258 |  | 1258 |  | 2020-05-27 07:44 | 2020-06-01 | ALL VALLEY SOLAR INC | Retrofit | Torrance | Torrance | 90503 | Host Customer is System Owner | [7 empty] | 636.58 | 45.47 |  | Drainback |  |  |  | 1 | 1 |  | Z06 |  |  |  | OP-48 | 14 | 1 | [5 empty] | FALSE |  |  |  | Grundfos UPC |  | Grundfos UPC | City of Torrance | FALSE | 17.57 |  | 2020-05-21 |  | 2020-05-27 | 2020-06-01 | 2021-03-18 | 2021-03-31 | 1300 | 22100 | Up-front Payment
PGE-015567 | Low Income Single Family Residential | Domestic Hot Water | Gas | Pacific Gas and Electric | Incentive:Paid | 5397 | 36.9 |  | 1 | 160 |  | 160 |  | 2020-05-28 13:05 | 2020-07-14 | TITANIUM POWER INC | Retrofit | Bakersfield | Bakersfield | 93304 | Host Customer is System Owner | 5 |  | 30004297 | Butler Sun Solutions, Inc. | Titanium Power | Power Pack 2 GT | Indirect Forced Circulation (IF) | 45.42 |  | ARIS2004 | Glycol | Advanced Controller with a Vacation or Holiday Mode | Solar Storage with Tankless Auxiliary Water Heater | 52 | 1 | 1 | 65 | Z13 | [18 empty] | Bakersfield | FALSE | 34.19 |  | 2011-06-01: 2020-05-21; 2011-08-03: 2020-05-28; 2011-09-20: 2020-07-14 | 1551 | 5470 | Up-front Payment
PGE-015568 | Low Income Single Family Residential | Domestic Hot Water | Gas | Pacific Gas and Electric | Incentive:Paid | 5397 | 36.9 |  | 1 | 160 |  | 160 |  | 2020-05-27 14:14 | 2020-07-17 | TITANIUM POWER INC | Retrofit | Bakersfield | Bakersfield | 93304 | Host Customer is System Owner | 4 |  | 30004297 | Butler Sun Solutions, Inc. | Titanium Power | Power Pack 2 GT | Indirect Forced Circulation (IF) | 45.42 |  | ARIS2004 | Glycol | Advanced Controller with a Vacation or Holiday Mode | Solar Storage with Tankless Auxiliary Water Heater | 52 | 1 | 1 | 55 | Z13 | [18 empty] | Bakersfield | FALSE | 34.19 |  | 2020-05-21 | 2020-07-09 |  |  | 2020-05-27 | 2020-07-17 | 1551 | 5470 | Up-front Payment
PGE-015569 | Low Income Single Family Residential | Domestic Hot Water | Gas | Pacific Gas and Electric | Incentive:Paid | 5397 | 36.9 |  | 1 | 164 |  | 164 |  | 2020-05-27 15:32 | 2020-07-10 | TITANIUM POWER INC | Retrofit | Bakersfield | Bakersfield | 93307 | Host Customer is System Owner | 8 |  | 30004298 | Butler Sun Solutions, Inc. | Titanium Power | Power Pack 2 GT Butler | Indirect Forced Circulation (IF) | 43.72 |  | BT1 | Glycol | Advanced Controller with a Vacation or Holiday Mode | Solar Storage with Tankless Auxiliary Water Heater | 52 | 1 | 1 | 95 | Z13 | [18 empty] | Bakersfield | FALSE | 33.35 |  | 2011-06-01: 2020-05-21; 2011-08-03: 2020-05-27; 2011-09-20: 2020-07-10 | 1551 | 5470 | Up-front Payment
PGE-015570 | Low Income Single Family Residential | Domestic Hot Water | Gas | Pacific Gas and Electric | Incentive:Paid | 5397 | 36.9 |  | 1 | 160 |  | 160 |  | 2020-06-03 15:00 | 2020-07-14 | TITANIUM POWER INC | Retrofit | Bakersfield | Bakersfield | 93313 | Host Customer is System Owner | 4 |  | 30004297 | Butler Sun Solutions, Inc. | Titanium Power | Power Pack 2 GT | Indirect Forced Circulation (IF) | 45.42 |  | ARIS2004 | Glycol | Advanced Controller with a Vacation or Holiday Mode | Solar Storage with Tankless Auxiliary Water Heater | 52 | 1 | 1 | 55 | Z13 | [18 empty] | Bakersfield | FALSE | 34.19 |  | 2011-06-01: 2020-05-21; 2011-08-03: 2020-06-03; 2011-09-20: 2020-07-14 | 1551 | 5470 | Up-front Payment
PGE-015571 | Low Income Single Family Residential | Domestic Hot Water | Gas | Pacific Gas and Electric | Incentive:Paid | 5314 | 36.9 |  | 1 | 160 |  | 144 |  | 2020-05-27 15:35 | 2020-07-10 | TITANIUM POWER INC | Retrofit | Bakersfield | Bakersfield | 93307 | Host Customer is System Owner | 5 |  | 30004297 | Butler Sun Solutions, Inc. | Titanium Power | Power Pack 2 GT | Indirect Forced Circulation (IF) | 45.42 |  | ARIS2004 | Glycol | Advanced Controller with a Vacation or Holiday Mode | Solar Storage with Tankless Auxiliary Water Heater | 52 | 1 | 0.9 | 65 | Z13 | [18 empty] | Bakersfield | FALSE | 34.19 |  | 2011-06-01: 2020-05-21; 2011-08-03: 2020-05-27; 2011-09-20: 2020-07-10 | 1551 | 5470 | Up-front Payment
PGE-015572 | Low Income Single Family Residential | Domestic Hot Water | Gas | Pacific Gas and Electric | Incentive:Paid | 5397 | 36.9 |  | 1 | 164 |  | 164 |  | 2020-05-28 15:04 | 2020-07-14 | TITANIUM POWER INC | Retrofit | Bakersfield | Bakersfield | 93307 | Host Customer is System Owner | 7 |  | 30004298 | Butler Sun Solutions, Inc. | Titanium Power | Power Pack 2 GT Butler | Indirect Forced Circulation (IF) | 43.72 |  | BT1 | Glycol | Advanced Controller with a Vacation or Holiday Mode | Solar Storage with Tankless Auxiliary Water Heater | 52 | 1 | 1 | 85 | Z13 | [18 empty] | Bakersfield | FALSE | 33.23 |  | 2020-05-21 | 2020-07-10 |  |  | 2020-05-28 | 2020-07-14 | 1551 | 5450 | Up-front Payment
PGE-015573 | Low Income Single Family Residential | Domestic Hot Water | Gas | Pacific Gas and Electric | Incentive:Paid | 5397 | 36.9 |  | 1 | 160 |  | 160 |  | 2020-05-27 14:19 | 2020-07-13 | TITANIUM POWER INC | Retrofit | Bakersfield | Bakersfield | 93307 | Host Customer is System Owner | 4 |  | 30004297 | Butler Sun Solutions, Inc. | Titanium Power | Power Pack 2 GT | Indirect Forced Circulation (IF) | 45.42 |  | ARIS2004 | Glycol | Advanced Controller with a Vacation or Holiday Mode | Solar Storage with Tankless Auxiliary Water Heater | 52 | 1 | 1 | 55 | Z13 | [18 empty] | Bakersfield | FALSE | 34.19 |  | 2011-06-01: 2020-05-21; 2011-08-03: 2020-05-27; 2011-09-20: 2020-07-13 | 1551 | 5470 | Up-front Payment
PGE-015575 | Single Family Residential - Disadvantaged Community | Domestic Hot Water | Gas | Pacific Gas and Electric | Incentive:Paid | 4366 | 29.85 |  | 1 | 160 |  | 152 |  | 2020-05-28 14:15 | 2020-07-14 | TITANIUM POWER INC | Retrofit | Bakersfield | Bakersfield | 93307 | Host Customer is System Owner | 4 |  | 30004297 | Butler Sun Solutions, Inc. | Titanium Power | Power Pack 2 GT | Indirect Forced Circulation (IF) | 45.42 |  | ARIS2004 | Glycol | Advanced Controller with a Vacation or Holiday Mode | Solar Storage with Tankless Auxiliary Water Heater | 52 | 1 | 0.95 | 55 | Z13 | [18 empty] | Bakersfield | FALSE | 34.19 |  | 2020-05-21 | 2020-07-23 |  |  | 2020-05-28 | 2020-07-14 | 1499 | 5470 | Up-front Payment
PGE-015576 | Low Income Single Family Residential | Domestic Hot Water | Gas | Pacific Gas and Electric | Incentive:Paid | 5314 | 36.9 |  | 1 | 160 |  | 144 |  | 2020-05-28 14:52 | 2020-07-14 | TITANIUM POWER INC | Retrofit | Bakersfield | Bakersfield | 93307 | Host Customer is System Owner | 6 |  | 30004297 | Butler Sun Solutions, Inc. | Titanium Power | Power Pack 2 GT | Indirect Forced Circulation (IF) | 45.42 |  | ARIS2004 | Glycol | Advanced Controller with a Vacation or Holiday Mode | Solar Storage with Tankless Auxiliary Water Heater | 52 | 1 | 0.9 | 75 | Z13 | [18 empty] | Bakersfield | FALSE | 33.56 |  | 2011-06-01: 2020-05-21; 2011-08-03: 2020-05-28; 2011-09-20: 2020-07-14 | 1551 | 5370 | Up-front Payment
PGE-015577 | Low Income Single Family Residential | Domestic Hot Water | Gas | Pacific Gas and Electric | Incentive:Paid | 5397 | 36.9 |  | 1 | 160 |  | 160 |  | 2020-05-28 15:05 | 2020-09-30 | TITANIUM POWER INC | Retrofit | Bakersfield | Bakersfield | 93307 | Host Customer is System Owner | 6 |  | 30004297 | Butler Sun Solutions, Inc. | Titanium Power | Power Pack 2 GT | Indirect Forced Circulation (IF) | 45.42 |  | ARIS2004 | Glycol | Advanced Controller with a Vacation or Holiday Mode | Solar Storage with Tankless Auxiliary Water Heater | 52 | 1 | 1 | 75 | Z13 | [18 empty] | Bakersfield | FALSE | 34.19 |  | 2011-06-01: 2020-05-21; 2011-08-03: 2020-05-28; 2011-09-20: 2020-09-30 | 1474 | 5470 | Up-front Payment
PGE-015578 | Low Income Single Family Residential | Domestic Hot Water | Gas | Pacific Gas and Electric | Incentive:Paid | 5314 | 36.9 |  | 1 | 160 |  | 144 |  | 2020-05-27 14:16 | 2020-08-07 | TITANIUM POWER INC | Retrofit | Bakersfield | Bakersfield | 93304 | Host Customer is System Owner | 4 |  | 30004297 | Butler Sun Solutions, Inc. | Titanium Power | Power Pack 2 GT | Indirect Forced Circulation (IF) | 45.42 |  | ARIS2004 | Glycol | Advanced Controller with a Vacation or Holiday Mode | Solar Storage with Tankless Auxiliary Water Heater | 52 | 1 | 0.9 | 55 | Z13 | [18 empty] | Bakersfield | FALSE | 34.19 |  | 2011-06-01: 2020-05-21; 2011-08-03: 2020-05-27; 2011-09-20: 2020-08-07 | 1534 | 5470 | Up-front Payment
SDG-015579 | Commercial/Multifamily Residential | Domestic Hot Water | Gas | San Diego Gas and Electric | Incentive:Paid | 38765 | 20.19 |  | 1 | 1920 |  | 1920 |  | 2020-05-22 08:27 | 2020-08-05 | ARNOLD SOLAR INC | Retrofit | San Diego | San Diego | 92129 | Host Customer is System Owner | [7 empty] | 627.48 | 52.29 |  | Drainback | Steam Back | Solar Storage and Auxiliary Tanks are separate |  | 1 | 1 | 1800 | Z07 | 45 | Units | Apartments/Condos | 10001893 | 12 | 5 | 1500 | 1 | 600 | 1 | 600000 | TRUE | 140 | 140 |  | Amatis Controls - AM-JOULE |  | Amatis Controls - AM-JOULE | City of San Diego | FALSE | 37.24 |  | 2020-05-21 | 2020-05-27 | 2020-05-22 | 2020-08-05 | 2021-08-09 | 2021-08-23 | 1097 | 71500 | Up-front Payment
SCG-015582 | Commercial Pools | Pool Heating | Gas | Southern California Gas Company | Incentive:Paid | 3434 | 7 |  | 1 | 545 |  | 490 |  | 2020-05-27 17:29 | 2020-06-01 | SAN LUIS SOLAR | Retrofit | San Luis Obispo | San Luis Obispo | 93401 | Host Customer is System Owner | [7 empty] | 407 | 40.7 |  | Drainback |  |  |  | 0.9 | 1 |  | Z05 |  |  |  | 10001888 | 10 | 1 | [5 empty] | FALSE | [6 empty] | San Luis Obispo, CA | FALSE | 22.02 |  | 2020-05-25 |  | 2020-05-27 | 2020-06-01 | 2020-07-14 | 2020-08-17 | 1503 | 12000 | Up-front Payment
PGE-015583 | Commercial Pools | Pool Heating | Gas | Pacific Gas and Electric | Incentive:Paid | 7518 | 7 |  | 1 | 1074 |  | 1074 |  | 2020-05-27 11:38 | 2020-07-01 | AZTEC SOLAR INC | Retrofit | Sacramento | Sacramento | 95825 | Host Customer is System Owner | [7 empty] | 434.7 | 48.3 |  | Drainback |  |  |  | 1 | 1 |  | Z12 |  |  |  | 10001884 | 9 | 1 | [5 empty] | FALSE | [6 empty] | County of Sacramento | FALSE | 14.85 |  | 2020-05-27 | 2020-06-29 | 2020-05-27 | 2020-07-01 | 2020-07-02 | 2020-08-17 | 1509 | 15950 | Up-front Payment
PGE-015584 | Single Family Residential - Disadvantaged Community | Domestic Hot Water | Gas | Pacific Gas and Electric | Incentive:Paid | 4366 | 29.85 |  | 1 | 164 |  | 164 |  | 2020-06-05 09:58 | 2020-07-10 | TITANIUM POWER INC | Retrofit | Bakersfield | Bakersfield | 93306 | Host Customer is System Owner | 6 |  | 30004298 | Butler Sun Solutions, Inc. | Titanium Power | Power Pack 2 GT Butler | Indirect Forced Circulation (IF) | 43.72 |  | BT1 | Glycol | Advanced Controller with a Vacation or Holiday Mode | Solar Storage with Tankless Auxiliary Water Heater | 52 | 1 | 1 | 75 | Z13 | [18 empty] | Bakersfield | FALSE | 33.23 |  | 2020-05-27 | 2020-07-10 |  |  | 2020-06-05 | 2020-07-10 | 1534 | 5450 | Up-front Payment
PGE-015585 | Low Income Single Family Residential | Domestic Hot Water | Gas | Pacific Gas and Electric | Incentive:Paid | 5397 | 36.9 |  | 1 | 164 |  | 156 |  | 2020-06-05 10:00 | 2020-07-10 | TITANIUM POWER INC | Retrofit | Bakersfield | Bakersfield | 93306 | Host Customer is System Owner | 4 |  | 30004298 | Butler Sun Solutions, Inc. | Titanium Power | Power Pack 2 GT Butler | Indirect Forced Circulation (IF) | 43.72 |  | BT1 | Glycol | Advanced Controller with a Vacation or Holiday Mode | Solar Storage with Tankless Auxiliary Water Heater | 52 | 1 | 0.95 | 55 | Z13 | [18 empty] | Bakersfield | FALSE | 33.23 |  | 2011-06-01: 2020-05-27; 2011-08-03: 2020-06-05; 2011-09-20: 2020-07-10 | 1551 | 5450 | Up-front Payment
PGE-015587 | Single Family Residential - Disadvantaged Community | Domestic Hot Water | Gas | Pacific Gas and Electric | Incentive:Paid | 4366 | 29.85 |  | 1 | 164 |  | 156 |  | 2020-06-05 10:03 | 2020-08-27 | TITANIUM POWER INC | Retrofit | Bakersfield | Bakersfield | 93306 | Host Customer is System Owner | 5 |  | 30004298 | Butler Sun Solutions, Inc. | Titanium Power | Power Pack 2 GT Butler | Indirect Forced Circulation (IF) | 43.72 |  | BT1 | Glycol | Advanced Controller with a Vacation or Holiday Mode | Solar Storage with Tankless Auxiliary Water Heater | 52 | 1 | 0.95 | 65 | Z13 | [18 empty] | Bakersfield | FALSE | 33.23 |  | 2020-05-27 | 2020-07-10 |  |  | 2020-06-05 | 2020-08-27 | 1510 | 5450 | Up-front Payment
PGE-015588 | Low Income Single Family Residential | Domestic Hot Water | Gas | Pacific Gas and Electric | Incentive:Paid | 5397 | 36.9 |  | 1 | 160 |  | 160 |  | 2020-06-05 10:06 | 2020-07-10 | TITANIUM POWER INC | Retrofit | Bakersfield | Bakersfield | 93305 | Host Customer is System Owner | 4 |  | 30004297 | Butler Sun Solutions, Inc. | Titanium Power | Power Pack 2 GT | Indirect Forced Circulation (IF) | 45.42 |  | ARIS2004 | Glycol | Advanced Controller with a Vacation or Holiday Mode | Solar Storage with Tankless Auxiliary Water Heater | 52 | 1 | 1 | 55 | Z13 | [18 empty] | Bakersfield | FALSE | 34.19 |  | 2011-06-01: 2020-05-27; 2011-08-03: 2020-06-05; 2011-09-20: 2020-07-10 | 1551 | 5470 | Up-front Payment
PGE-015589 | Low Income Single Family Residential | Domestic Hot Water | Gas | Pacific Gas and Electric | Incentive:Paid | 5397 | 36.9 |  | 1 | 160 |  | 160 |  | 2020-06-05 10:07 | 2020-10-02 | TITANIUM POWER INC | Retrofit | Bakersfield | Bakersfield | 93307 | Host Customer is System Owner | 6 |  | 30004297 | Butler Sun Solutions, Inc. | Titanium Power | Power Pack 2 GT | Indirect Forced Circulation (IF) | 45.42 |  | ARIS2004 | Glycol | Advanced Controller with a Vacation or Holiday Mode | Solar Storage with Tankless Auxiliary Water Heater | 52 | 1 | 1 | 75 | Z13 | [18 empty] | Bakersfield | FALSE | 34.19 |  | 2011-06-01: 2020-05-27; 2011-08-03: 2020-06-05; 2011-09-20: 2020-10-02 | 1474 | 5470 | Up-front Payment
PGE-015590 | Single Family Residential - Disadvantaged Community | Domestic Hot Water | Gas | Pacific Gas and Electric | Incentive:Paid | 4366 | 29.85 |  | 1 | 160 |  | 160 |  | 2020-06-05 10:26 | 2020-09-24 | TITANIUM POWER INC | Retrofit | Bakersfield | Bakersfield | 93307 | Host Customer is System Owner | 6 |  | 30004297 | Butler Sun Solutions, Inc. | Titanium Power | Power Pack 2 GT | Indirect Forced Circulation (IF) | 45.42 |  | ARIS2004 | Glycol | Advanced Controller with a Vacation or Holiday Mode | Solar Storage with Tankless Auxiliary Water Heater | 52 | 1 | 1 | 75 | Z13 | [18 empty] | Bakersfield | FALSE | 34.19 |  | 2020-05-27 | 2020-07-13 |  |  | 2020-06-05 | 2020-09-24 | 1485 | 5470 | Up-front Payment
PGE-015591 | Low Income Single Family Residential | Domestic Hot Water | Gas | Pacific Gas and Electric | Incentive:Paid | 5397 | 36.9 |  | 1 | 160 |  | 160 |  | 2020-06-05 10:28 | 2020-07-14 | TITANIUM POWER INC | Retrofit | Bakersfield | Bakersfield | 93304 | Host Customer is System Owner | 5 |  | 30004297 | Butler Sun Solutions, Inc. | Titanium Power | Power Pack 2 GT | Indirect Forced Circulation (IF) | 45.42 |  | ARIS2004 | Glycol | Advanced Controller with a Vacation or Holiday Mode | Solar Storage with Tankless Auxiliary Water Heater | 52 | 1 | 1 | 65 | Z13 | [18 empty] | Bakersfield | FALSE | 34.19 |  | 2011-06-01: 2020-05-27; 2011-08-03: 2020-06-05; 2011-09-20: 2020-07-14 | 1551 | 5470 | Up-front Payment
PGE-015592 | Low Income Single Family Residential | Domestic Hot Water | Gas | Pacific Gas and Electric | Incentive:Paid | 5397 | 36.9 |  | 1 | 160 |  | 160 |  | 2020-06-05 10:33 | 2020-07-14 | TITANIUM POWER INC | Retrofit | Bakersfield | Bakersfield | 93304 | Host Customer is System Owner | 5 |  | 30004297 | Butler Sun Solutions, Inc. | Titanium Power | Power Pack 2 GT | Indirect Forced Circulation (IF) | 45.42 |  | ARIS2004 | Glycol | Advanced Controller with a Vacation or Holiday Mode | Solar Storage with Tankless Auxiliary Water Heater | 52 | 1 | 1 | 65 | Z13 | [18 empty] | Bakersfield | FALSE | 34.19 |  | 2011-06-01: 2020-05-27; 2011-08-03: 2020-06-05; 2011-09-20: 2020-07-14 | 1551 | 5470 | Up-front Payment
PGE-015593 | Commercial/Multifamily Residential | Domestic Hot Water | Gas | Pacific Gas and Electric | Incentive:Paid | 85320 | 17.16 |  | 2 | 4972 |  | 4972 |  | 2020-06-03 14:28 | 2020-07-06 | SUN LIGHT & POWER | New Construction | Fremont | Alameda | 94539 | Host Customer is System Owner | [7 empty] | 1285.44 | 40.17 |  | Glycol | Pressure Stagnation Protection (PSP) | Solar Storage and Auxiliary Tanks are separate |  | 1 | 1 | 6327 | Z03 | 171 | Units | Apartments/Condos | 2010115A | 32 | 1 | 1950 | 1 | 370 | 1 | 1400000 | TRUE | 130 | 120 |  | Heliodyne - Delta-T Pro Ethernet |  | Heliodyne - Delta-T Pro Ethernet | City of Fremont | FALSE | 53.15 |  | 2020-06-03 | 2020-06-29 | 2020-06-03 | 2020-07-06 | 2022-06-30 | 2022-07-21 | 810 | 264243 | Up-front Payment
PGE-015594 | Commercial/Multifamily Residential | Domestic Hot Water | Gas | Pacific Gas and Electric | Incentive:Paid | 79125 | 17.16 |  | 2 | 4611 |  | 4611 |  | 2020-06-15 12:03 | 2020-09-10 | SUN LIGHT & POWER | New Construction | Daly City | San Mateo | 94015 | Host Customer is System Owner | [7 empty] | 1288.32 | 40.26 |  | Glycol | Pressure Stagnation Protection (PSP) | Solar Storage and Auxiliary Tanks are separate |  | 1 | 1 | 4514 | Z03 | 122 | Units | Apartments/Condos | 2010115A | 32 | 2 | 1950 | 1 | 480 | 4 | 399000 | TRUE | 140 | 120 |  | Heliodyne - Delta-T Pro Ethernet |  | Heliodyne - Delta-T Pro Ethernet | City of Daly City | FALSE | 34.26 |  | 2020-06-15 | 2020-06-29 | 2020-06-15 | 2020-09-10 | 2022-08-26 | 2022-08-30 | 781 | 157995 | Up-front Payment
PGE-015595 | Low Income Single Family Residential | Domestic Hot Water | Gas | Pacific Gas and Electric | Incentive:Paid | 5397 | 36.9 |  | 1 | 160 |  | 152 |  | 2020-06-05 09:52 | 2020-07-14 | TITANIUM POWER INC | Retrofit | Bakersfield | Bakersfield | 93304 | Host Customer is System Owner | 9 |  | 30004297 | Butler Sun Solutions, Inc. | Titanium Power | Power Pack 2 GT | Indirect Forced Circulation (IF) | 45.42 |  | ARIS2004 | Glycol | Advanced Controller with a Vacation or Holiday Mode | Solar Storage with Tankless Auxiliary Water Heater | 52 | 1 | 0.95 | 105 | Z13 | [18 empty] | Bakersfield | FALSE | 34.19 |  | 2011-06-01: 2020-05-28; 2011-08-03: 2020-06-05; 2011-09-20: 2020-07-14 | 1551 | 5470 | Up-front Payment
PGE-015596 | Single Family Residential | Domestic Hot Water | Gas | Pacific Gas and Electric | Incentive:Paid | 4366 | 29.85 |  | 1 | 160 |  | 160 |  | 2020-06-05 11:01 | 2020-07-23 | TITANIUM POWER INC | Retrofit | Bakersfield | Bakersfield | 93307 | Host Customer is System Owner | 6 |  | 30004297 | Butler Sun Solutions, Inc. | Titanium Power | Power Pack 2 GT | Indirect Forced Circulation (IF) | 45.42 |  | ARIS2004 | Glycol | Advanced Controller with a Vacation or Holiday Mode | Solar Storage with Tankless Auxiliary Water Heater | 52 | 1 | 1 | 75 | Z13 | [18 empty] | Bakersfield | FALSE | 34.19 |  | 2020-05-28 | 2020-07-10 |  |  | 2020-06-05 | 2020-07-23 | 1534 | 5470 | Up-front Payment
PGE-015597 | Low Income Single Family Residential | Domestic Hot Water | Gas | Pacific Gas and Electric | Incentive:Paid | 5397 | 36.9 |  | 1 | 160 |  | 152 |  | 2020-06-05 10:59 | 2020-07-10 | TITANIUM POWER INC | Retrofit | Bakersfield | Bakersfield | 93309 | Host Customer is System Owner | 4 |  | 30004297 | Butler Sun Solutions, Inc. | Titanium Power | Power Pack 2 GT | Indirect Forced Circulation (IF) | 45.42 |  | ARIS2004 | Glycol | Advanced Controller with a Vacation or Holiday Mode | Solar Storage with Tankless Auxiliary Water Heater | 52 | 1 | 0.95 | 55 | Z13 | [18 empty] | Bakersfield | FALSE | 34.19 |  | 2011-06-01: 2020-05-28; 2011-08-03: 2020-06-05; 2011-09-20: 2020-07-10 | 1551 | 5470 | Up-front Payment
PGE-015598 | Low Income Single Family Residential | Domestic Hot Water | Gas | Pacific Gas and Electric | Incentive:Paid | 5397 | 36.9 |  | 1 | 160 |  | 152 |  | 2020-06-05 10:57 | 2020-07-10 | TITANIUM POWER INC | Retrofit | Bakersfield | Bakersfield | 93307 | Host Customer is System Owner | 7 |  | 30004297 | Butler Sun Solutions, Inc. | Titanium Power | Power Pack 2 GT | Indirect Forced Circulation (IF) | 45.42 |  | ARIS2004 | Glycol | Advanced Controller with a Vacation or Holiday Mode | Solar Storage with Tankless Auxiliary Water Heater | 52 | 1 | 0.95 | 85 | Z13 | [18 empty] | Bakersfield | FALSE | 34.19 |  | 2011-06-01: 2020-05-28; 2011-08-03: 2020-06-05; 2011-09-20: 2020-07-10 | 1551 | 5470 | Up-front Payment
PGE-015599 | Low Income Single Family Residential | Domestic Hot Water | Gas | Pacific Gas and Electric | Incentive:Paid | 5397 | 36.9 |  | 1 | 160 |  | 160 |  | 2020-06-05 09:56 | 2020-09-01 | TITANIUM POWER INC | Retrofit | Bakersfield | Bakersfield | 93307 | Host Customer is System Owner | 5 |  | 30004297 | Butler Sun Solutions, Inc. | Titanium Power | Power Pack 2 GT | Indirect Forced Circulation (IF) | 45.42 |  | ARIS2004 | Glycol | Advanced Controller with a Vacation or Holiday Mode | Solar Storage with Tankless Auxiliary Water Heater | 52 | 1 | 1 | 65 | Z13 | [18 empty] | Bakersfield | FALSE | 34.19 |  | 2011-06-01: 2020-05-28; 2011-08-03: 2020-06-05; 2011-09-20: 2020-09-01 | 1509 | 5470 | Up-front Payment
PGE-015600 | Low Income Single Family Residential | Domestic Hot Water | Gas | Pacific Gas and Electric | Incentive:Paid | 5397 | 36.9 |  | 1 | 160 |  | 152 |  | 2020-06-05 10:49 | 2020-07-10 | TITANIUM POWER INC | Retrofit | Bakersfield | Bakersfield | 93305 | Host Customer is System Owner | 4 |  | 30004297 | Butler Sun Solutions, Inc. | Titanium Power | Power Pack 2 GT | Indirect Forced Circulation (IF) | 45.42 |  | ARIS2004 | Glycol | Advanced Controller with a Vacation or Holiday Mode | Solar Storage with Tankless Auxiliary Water Heater | 52 | 1 | 0.95 | 55 | Z13 | [18 empty] | Bakersfield | FALSE | 34.19 |  | 2011-06-01: 2020-05-28; 2011-08-03: 2020-06-05; 2011-09-20: 2020-07-10 | 1551 | 5470 | Up-front Payment
PGE-015601 | Low Income Single Family Residential | Domestic Hot Water | Gas | Pacific Gas and Electric | Incentive:Paid | 5397 | 36.9 |  | 1 | 160 |  | 160 |  | 2020-06-05 10:39 | 2020-07-10 | TITANIUM POWER INC | Retrofit | Bakersfield | Bakersfield | 93304 | Host Customer is System Owner | 7 |  | 30004297 | Butler Sun Solutions, Inc. | Titanium Power | Power Pack 2 GT | Indirect Forced Circulation (IF) | 45.42 |  | ARIS2004 | Glycol | Advanced Controller with a Vacation or Holiday Mode | Solar Storage with Tankless Auxiliary Water Heater | 52 | 1 | 1 | 85 | Z13 | [18 empty] | Bakersfield | FALSE | 34.19 |  | 2011-06-01: 2020-05-28; 2011-08-03: 2020-06-05; 2011-09-20: 2020-07-10 | 1551 | 5470 | Up-front Payment
PGE-015602 | Single Family Residential - Disadvantaged Community | Domestic Hot Water | Gas | Pacific Gas and Electric | Incentive:Paid | 4366 | 29.85 |  | 1 | 160 |  | 160 |  | 2020-06-05 10:37 | 2020-07-23 | TITANIUM POWER INC | Retrofit | Bakersfield | Bakersfield | 93305 | Host Customer is System Owner | 4 |  | 30004297 | Butler Sun Solutions, Inc. | Titanium Power | Power Pack 2 GT | Indirect Forced Circulation (IF) | 45.42 |  | ARIS2004 | Glycol | Advanced Controller with a Vacation or Holiday Mode | Solar Storage with Tankless Auxiliary Water Heater | 52 | 1 | 1 | 55 | Z13 | [18 empty] | Bakersfield | FALSE | 34.19 |  | 2020-05-28 | 2020-07-10 |  |  | 2020-06-05 | 2020-07-23 | 1534 | 5470 | Up-front Payment
PGE-015603 | Single Family Residential - Disadvantaged Community | Domestic Hot Water | Gas | Pacific Gas and Electric | Incentive:Paid | 4366 | 29.85 |  | 1 | 164 |  | 164 |  | 2020-06-05 10:35 | 2020-09-24 | TITANIUM POWER INC | Retrofit | Bakersfield | Bakersfield | 93304 | Host Customer is System Owner | 6 |  | 30004298 | Butler Sun Solutions, Inc. | Titanium Power | Power Pack 2 GT Butler | Indirect Forced Circulation (IF) | 43.72 |  | BT1 | Glycol | Advanced Controller with a Vacation or Holiday Mode | Solar Storage with Tankless Auxiliary Water Heater | 52 | 1 | 1 | 75 | Z13 | [18 empty] | Bakersfield | FALSE | 33.23 |  | 2020-05-28 | 2020-07-13 |  |  | 2020-06-05 | 2020-09-24 | 1485 | 5450 | Up-front Payment
PGE-015604 | Low Income Multifamily Residential | Domestic Hot Water | Gas | Pacific Gas and Electric | Reservation:Canceled | 9903 | 24.89 |  | 1 | 439 |  | 430 |  | 2020-07-13 17:03 | 2020-08-05 | SUN LIGHT & POWER | Retrofit | San Francisco | San Francisco | 94110 | Host Customer is System Owner | [7 empty] | 574.6 | 16.9 |  | Glycol | Advanced Controller with a Vacation or Holiday Mode | Solar Storage and Auxiliary Tanks are separate |  | 0.98 | 1 | 2090 | Z03 | 55 | Units | Apartments/Condos | 2007044A | 34 | 2 | 480 | 4 | 520 | 2 | 500000 | TRUE | 125 | 125 |  | Heliodyne - Delta-T Pro Ethernet |  | Heliodyne - Delta-T Pro Ethernet |  | FALSE | 268.28 |  | 2020-05-29 | 2020-08-05 | 2020-07-13 | 2020-08-05 |  |  | 1443 | 117775 | Up-front Payment
PGE-015605 | Low Income Single Family Residential | Domestic Hot Water | Gas | Pacific Gas and Electric | Incentive:Paid | 5397 | 36.9 |  | 1 | 160 |  | 160 |  | 2020-06-03 15:07 | 2020-07-14 | TITANIUM POWER INC | Retrofit | Bakersfield | Bakersfield | 93305 | Host Customer is System Owner | 4 |  | 30004297 | Butler Sun Solutions, Inc. | Titanium Power | Power Pack 2 GT | Indirect Forced Circulation (IF) | 45.42 |  | ARIS2004 | Glycol | Advanced Controller with a Vacation or Holiday Mode | Solar Storage with Tankless Auxiliary Water Heater | 52 | 1 | 1 | 55 | Z13 | [18 empty] | Bakersfield | FALSE | 34.19 |  | 2020-06-01 | 2020-07-10 |  |  | 2020-06-03 | 2020-07-14 | 1551 | 5470 | Up-front Payment
PGE-015606 | Low Income Single Family Residential | Domestic Hot Water | Gas | Pacific Gas and Electric | Incentive:Paid | 5314 | 36.9 |  | 1 | 160 |  | 144 |  | 2020-06-03 15:05 | 2020-07-29 | TITANIUM POWER INC | Retrofit | Bakersfield | Bakersfield | 93307 | Host Customer is System Owner | 6 |  | 30004297 | Butler Sun Solutions, Inc. | Titanium Power | Power Pack 2 GT | Indirect Forced Circulation (IF) | 45.42 |  | ARIS2004 | Glycol | Advanced Controller with a Vacation or Holiday Mode | Solar Storage with Tankless Auxiliary Water Heater | 52 | 1 | 0.9 | 75 | Z13 | [18 empty] | Bakersfield | FALSE | 33.44 |  | 2020-06-01 | 2020-07-14 |  |  | 2020-06-03 | 2020-07-29 | 1534 | 5350 | Up-front Payment
PGE-015608 | Commercial/Multifamily Residential | Domestic Hot Water | Gas | Pacific Gas and Electric | Incentive:Paid | 49589 | 17.16 |  | 2 | 3764 |  | 3764 |  | 2020-07-02 10:19 | 2020-10-05 | SUN LIGHT & POWER | New Construction | Menlo Park | San Mateo | 94025 | Host Customer is System Owner | [7 empty] | 964.08 | 40.17 |  | Glycol | Pressure Stagnation Protection (PSP) | Solar Storage and Auxiliary Tanks are separate |  | 1 | 1 | 7525 | Z03 | 215 | Units | Apartments/Condos | 2010115A | 24 | 2 | 1450 | 1 | 597 | 3 | 1199700 | TRUE | 140 | 120 |  | Heliodyne - Delta-T Pro Ethernet |  | Heliodyne - Delta-T Pro Ethernet | City of Menlo Park | FALSE | 13.17 |  | 2020-07-01 | 2020-07-30 | 2020-07-02 | 2020-10-05 | 2023-01-23 | 2023-01-31 | 626 | 49589 | Up-front Payment
PGE-015609 | Single Family Residential - Disadvantaged Community | Domestic Hot Water | Gas | Pacific Gas and Electric | Incentive:Paid | 4366 | 29.85 |  | 1 | 160 |  | 152 |  | 2020-06-05 11:33 | 2020-09-14 | TITANIUM POWER INC | Retrofit | Bakersfield | Bakersfield | 93307 | Host Customer is System Owner | 5 |  | 30004297 | Butler Sun Solutions, Inc. | Titanium Power | Power Pack 2 GT | Indirect Forced Circulation (IF) | 45.42 |  | ARIS2004 | Glycol | Advanced Controller with a Vacation or Holiday Mode | Solar Storage with Tankless Auxiliary Water Heater | 52 | 1 | 0.95 | 65 | Z13 | [18 empty] | Bakersfield | FALSE | 34.06 |  | 2020-06-02 | 2020-07-10 |  |  | 2020-06-05 | 2020-09-14 | 1488 | 5450 | Up-front Payment
PGE-015610 | Low Income Single Family Residential | Domestic Hot Water | Gas | Pacific Gas and Electric | Incentive:Paid | 5397 | 36.9 |  | 1 | 164 |  | 164 |  | 2020-06-05 11:35 | 2020-07-11 | TITANIUM POWER INC | Retrofit | Bakersfield | Bakersfield | 93307 | Host Customer is System Owner | 4 |  | 30004298 | Butler Sun Solutions, Inc. | Titanium Power | Power Pack 2 GT Butler | Indirect Forced Circulation (IF) | 43.72 |  | BT1 | Glycol | Advanced Controller with a Vacation or Holiday Mode | Solar Storage with Tankless Auxiliary Water Heater | 52 | 1 | 1 | 55 | Z13 | [18 empty] | Bakersfield | FALSE | 33.23 |  | 2011-06-01: 2020-06-02; 2011-08-03: 2020-06-05; 2011-09-20: 2020-07-11 | 1551 | 5450 | Up-front Payment
PGE-015611 | Single Family Residential - Disadvantaged Community | Domestic Hot Water | Gas | Pacific Gas and Electric | Incentive:Paid | 4366 | 29.85 |  | 1 | 160 |  | 160 |  | 2020-06-05 11:38 | 2020-07-28 | TITANIUM POWER INC | Retrofit | Bakersfield | Bakersfield | 93307 | Host Customer is System Owner | 5 |  | 30004297 | Butler Sun Solutions, Inc. | Titanium Power | Power Pack 2 GT | Indirect Forced Circulation (IF) | 45.42 |  | ARIS2004 | Glycol | Advanced Controller with a Vacation or Holiday Mode | Solar Storage with Tankless Auxiliary Water Heater | 52 | 1 | 1 | 65 | Z13 | [18 empty] | Bakersfield | FALSE | 34.06 |  | 2020-06-02 | 2020-07-11 |  |  | 2020-06-05 | 2020-07-28 | 1534 | 5450 | Up-front Payment
PGE-015612 | Single Family Residential | Domestic Hot Water | Gas | Pacific Gas and Electric | Incentive:Paid | 4366 | 29.85 |  | 1 | 164 |  | 164 |  | 2020-06-05 11:41 | 2020-07-28 | TITANIUM POWER INC | Retrofit | Bakersfield | Bakersfield | 93306 | Host Customer is System Owner | 7 |  | 30004298 | Butler Sun Solutions, Inc. | Titanium Power | Power Pack 2 GT Butler | Indirect Forced Circulation (IF) | 43.72 |  | BT1 | Glycol | Advanced Controller with a Vacation or Holiday Mode | Solar Storage with Tankless Auxiliary Water Heater | 52 | 1 | 1 | 85 | Z13 | [18 empty] | Bakersfield | FALSE | 33.23 |  | 2020-06-02 | 2020-07-11 |  |  | 2020-06-05 | 2020-07-28 | 1534 | 5450 | Up-front Payment
PGE-015614 | Single Family Residential - Disadvantaged Community | Domestic Hot Water | Gas | Pacific Gas and Electric | Incentive:Paid | 4366 | 29.85 |  | 1 | 160 |  | 152 |  | 2020-06-06 08:45 | 2020-08-27 | TITANIUM POWER INC | Retrofit | Bakersfield | Bakersfield | 93307 | Host Customer is System Owner | 4 |  | 30004297 | Butler Sun Solutions, Inc. | Titanium Power | Power Pack 2 GT | Indirect Forced Circulation (IF) | 45.42 |  | ARIS2004 | Glycol | Advanced Controller with a Vacation or Holiday Mode | Solar Storage with Tankless Auxiliary Water Heater | 52 | 1 | 0.95 | 55 | Z13 | [18 empty] | Bakersfield | FALSE | 34.06 |  | 2020-06-02 | 2020-07-11 |  |  | 2020-06-06 | 2020-08-27 | 1510 | 5450 | Up-front Payment
PGE-015615 | Low Income Single Family Residential | Domestic Hot Water | Gas | Pacific Gas and Electric | Incentive:Paid | 5314 | 36.9 |  | 1 | 160 |  | 144 |  | 2020-06-06 08:52 | 2020-07-11 | TITANIUM POWER INC | Retrofit | Bakersfield | Bakersfield | 93307 | Host Customer is System Owner | 5 |  | 30004297 | Butler Sun Solutions, Inc. | Titanium Power | Power Pack 2 GT | Indirect Forced Circulation (IF) | 45.42 |  | ARIS2004 | Glycol | Advanced Controller with a Vacation or Holiday Mode | Solar Storage with Tankless Auxiliary Water Heater | 52 | 1 | 0.9 | 65 | Z13 | [18 empty] | Bakersfield | FALSE | 33.44 |  | 2011-06-01: 2020-06-02; 2011-08-03: 2020-06-06; 2011-09-20: 2020-07-11 | 1551 | 5350 | Up-front Payment
PGE-015616 | Low Income Single Family Residential | Domestic Hot Water | Gas | Pacific Gas and Electric | Incentive:Paid | 5397 | 36.9 |  | 1 | 160 |  | 160 |  | 2020-06-06 08:56 | 2020-07-11 | TITANIUM POWER INC | Retrofit | Bakersfield | Bakersfield | 93305 | Host Customer is System Owner | 9 |  | 30004297 | Butler Sun Solutions, Inc. | Titanium Power | Power Pack 2 GT | Indirect Forced Circulation (IF) | 45.42 |  | ARIS2004 | Glycol | Advanced Controller with a Vacation or Holiday Mode | Solar Storage with Tankless Auxiliary Water Heater | 52 | 1 | 1 | 105 | Z13 | [18 empty] | Bakersfield | FALSE | 34.06 |  | 2011-06-01: 2020-06-02; 2011-08-03: 2020-06-06; 2011-09-20: 2020-07-11 | 1551 | 5450 | Up-front Payment
PGE-015617 | Single Family Residential - Disadvantaged Community | Domestic Hot Water | Gas | Pacific Gas and Electric | Incentive:Paid | 4366 | 29.85 |  | 1 | 160 |  | 160 |  | 2020-06-06 09:01 | 2020-09-24 | TITANIUM POWER INC | Retrofit | Bakersfield | Bakersfield | 93307 | Host Customer is System Owner | 4 |  | 30004297 | Butler Sun Solutions, Inc. | Titanium Power | Power Pack 2 GT | Indirect Forced Circulation (IF) | 45.42 |  | ARIS2004 | Glycol | Advanced Controller with a Vacation or Holiday Mode | Solar Storage with Tankless Auxiliary Water Heater | 52 | 1 | 1 | 55 | Z13 | [18 empty] | Bakersfield | FALSE | 34.06 |  | 2020-06-02 | 2020-07-11 |  |  | 2020-06-06 | 2020-09-24 | 1485 | 5450 | Up-front Payment
PGE-015618 | Single Family Residential - Disadvantaged Community | Domestic Hot Water | Gas | Pacific Gas and Electric | Incentive:Paid | 4366 | 29.85 |  | 1 | 160 |  | 152 |  | 2020-06-06 09:04 | 2020-08-27 | TITANIUM POWER INC | Retrofit | Bakersfield | Bakersfield | 93309 | Host Customer is System Owner | 4 |  | 30004297 | Butler Sun Solutions, Inc. | Titanium Power | Power Pack 2 GT | Indirect Forced Circulation (IF) | 45.42 |  | ARIS2004 | Glycol | Advanced Controller with a Vacation or Holiday Mode | Solar Storage with Tankless Auxiliary Water Heater | 52 | 1 | 0.95 | 55 | Z13 | [18 empty] | Bakersfield | FALSE | 34.06 |  | 2020-06-02 | 2020-07-11 |  |  | 2020-06-06 | 2020-08-27 | 1515 | 5450 | Up-front Payment
PGE-015619 | Single Family Residential - Disadvantaged Community | Domestic Hot Water | Gas | Pacific Gas and Electric | Incentive:Paid | 4366 | 29.85 |  | 1 | 160 |  | 152 |  | 2020-06-06 09:15 | 2020-07-29 | TITANIUM POWER INC | Retrofit | Bakersfield | Bakersfield | 93305 | Host Customer is System Owner | 5 |  | 30004297 | Butler Sun Solutions, Inc. | Titanium Power | Power Pack 2 GT | Indirect Forced Circulation (IF) | 45.42 |  | ARIS2004 | Glycol | Advanced Controller with a Vacation or Holiday Mode | Solar Storage with Tankless Auxiliary Water Heater | 52 | 1 | 0.95 | 65 | Z13 | [18 empty] | Bakersfield | FALSE | 34.06 |  | 2020-06-02 | 2020-07-14 |  |  | 2020-06-06 | 2020-07-29 | 1534 | 5450 | Up-front Payment
PGE-015620 | Low Income Single Family Residential | Domestic Hot Water | Gas | Pacific Gas and Electric | Incentive:Paid | 5397 | 36.9 |  | 1 | 160 |  | 160 |  | 2020-06-06 09:16 | 2020-07-15 | TITANIUM POWER INC | Retrofit | Bakersfield | Bakersfield | 93304 | Host Customer is System Owner | 5 |  | 30004297 | Butler Sun Solutions, Inc. | Titanium Power | Power Pack 2 GT | Indirect Forced Circulation (IF) | 45.42 |  | ARIS2004 | Glycol | Advanced Controller with a Vacation or Holiday Mode | Solar Storage with Tankless Auxiliary Water Heater | 52 | 1 | 1 | 65 | Z13 | [18 empty] | Bakersfield | FALSE | 34.06 |  | 2011-06-01: 2020-06-02; 2011-08-03: 2020-06-06; 2011-09-20: 2020-07-15 | 1551 | 5450 | Up-front Payment
PGE-015621 | Low Income Single Family Residential | Domestic Hot Water | Gas | Pacific Gas and Electric | Incentive:Paid | 5397 | 36.9 |  | 1 | 160 |  | 160 |  | 2020-06-05 11:04 | 2020-09-01 | TITANIUM POWER INC | Retrofit | Bakersfield | Bakersfield | 93307 | Host Customer is System Owner | 7 |  | 30004297 | Butler Sun Solutions, Inc. | Titanium Power | Power Pack 2 GT | Indirect Forced Circulation (IF) | 45.42 |  | ARIS2004 | Glycol | Advanced Controller with a Vacation or Holiday Mode | Solar Storage with Tankless Auxiliary Water Heater | 52 | 1 | 1 | 85 | Z13 | [18 empty] | Bakersfield | FALSE | 34.19 |  | 2011-06-01: 2020-06-02; 2011-08-03: 2020-06-05; 2011-09-20: 2020-09-01 | 1509 | 5470 | Up-front Payment
PGE-015622 | Low Income Single Family Residential | Domestic Hot Water | Gas | Pacific Gas and Electric | Incentive:Paid | 5397 | 36.9 |  | 1 | 160 |  | 160 |  | 2020-06-05 11:07 | 2020-07-11 | TITANIUM POWER INC | Retrofit | Bakersfield | Bakersfield | 93307 | Host Customer is System Owner | 8 |  | 30004297 | Butler Sun Solutions, Inc. | Titanium Power | Power Pack 2 GT | Indirect Forced Circulation (IF) | 45.42 |  | ARIS2004 | Glycol | Advanced Controller with a Vacation or Holiday Mode | Solar Storage with Tankless Auxiliary Water Heater | 52 | 1 | 1 | 95 | Z13 | [18 empty] | Bakersfield | FALSE | 34.19 |  | 2011-06-01: 2020-06-02; 2011-08-03: 2020-06-05; 2011-09-20: 2020-07-11 | 1551 | 5470 | Up-front Payment
PGE-015623 | Low Income Single Family Residential | Domestic Hot Water | Gas | Pacific Gas and Electric | Incentive:Paid | 5397 | 36.9 |  | 1 | 160 |  | 160 |  | 2020-06-08 13:05 | 2020-08-10 | TITANIUM POWER INC | Retrofit | Bakersfield | Bakersfield | 93307 | Host Customer is System Owner | 4 |  | 30004297 | Butler Sun Solutions, Inc. | Titanium Power | Power Pack 2 GT | Indirect Forced Circulation (IF) | 45.42 |  | ARIS2004 | Glycol | Advanced Controller with a Vacation or Holiday Mode | Solar Storage with Tankless Auxiliary Water Heater | 52 | 1 | 1 | 55 | Z13 | [18 empty] | Bakersfield | FALSE | 34.19 |  | 2011-06-01: 2020-06-02; 2011-08-03: 2020-06-08; 2011-09-20: 2020-08-10 | 1522 | 5470 | Up-front Payment
PGE-015624 | Low Income Multifamily Residential | Domestic Hot Water | Gas | Pacific Gas and Electric | Incentive:Paid | 30864 | 24.89 |  | 1 | 1240 |  | 1240 |  | 2020-06-30 16:51 | 2020-09-08 | SUN LIGHT & POWER | New Construction | Pleasanton | Alameda | 94566 | Host Customer is System Owner | [7 empty] | 321.36 | 40.17 |  | Glycol | Pressure Stagnation Protection (PSP) | Solar Storage and Auxiliary Tanks are separate |  | 1 | 1 | 1240 | Z12 | 31 | Units | Apartments/Condos | 2010115A | 8 | 2 | 476 | 4 | 238 | 2 | 999800 | TRUE | 140 | 120 |  |  |  |  | City of Pleasanton | FALSE | 62.45 |  | 2020-06-25 | 2020-07-30 | 2020-06-30 | 2020-09-08 | 2021-03-29 | 2021-04-01 | 1289 | 77435 | Up-front Payment
PGE-015625 | Low Income Single Family Residential | Domestic Hot Water | Gas | Pacific Gas and Electric | Incentive:Paid | 5397 | 36.9 |  | 1 | 160 |  | 160 |  | 2020-06-05 11:10 | 2020-09-25 | TITANIUM POWER INC | Retrofit | Bakersfield | Bakersfield | 93307 | Host Customer is System Owner | 6 |  | 30004297 | Butler Sun Solutions, Inc. | Titanium Power | Power Pack 2 GT | Indirect Forced Circulation (IF) | 45.42 |  | ARIS2004 | Glycol | Advanced Controller with a Vacation or Holiday Mode | Solar Storage with Tankless Auxiliary Water Heater | 52 | 1 | 1 | 75 | Z13 | [18 empty] | Bakersfield | FALSE | 34.19 |  | 2011-06-01: 2020-06-03; 2011-08-03: 2020-06-05; 2011-09-20: 2020-09-25 | 1474 | 5470 | Up-front Payment
PGE-015626 | Low Income Single Family Residential | Domestic Hot Water | Gas | Pacific Gas and Electric | Incentive:Paid | 5397 | 36.9 |  | 1 | 164 |  | 164 |  | 2020-06-05 11:30 | 2020-07-11 | TITANIUM POWER INC | Retrofit | Bakersfield | Bakersfield | 93307 | Host Customer is System Owner | 8 |  | 30004298 | Butler Sun Solutions, Inc. | Titanium Power | Power Pack 2 GT Butler | Indirect Forced Circulation (IF) | 43.72 |  | BT1 | Glycol | Advanced Controller with a Vacation or Holiday Mode | Solar Storage with Tankless Auxiliary Water Heater | 52 | 1 | 1 | 95 | Z13 | [18 empty] | Bakersfield | FALSE | 33.23 |  | 2011-06-01: 2020-06-03; 2011-08-03: 2020-06-05; 2011-09-20: 2020-07-11 | 1551 | 5450 | Up-front Payment
PGE-015627 | Single Family Residential - Disadvantaged Community | Domestic Hot Water | Gas | Pacific Gas and Electric | Incentive:Paid | 4366 | 29.85 |  | 1 | 160 |  | 160 |  | 2020-06-05 11:28 | 2020-07-28 | TITANIUM POWER INC | Retrofit | Bakersfield | Bakersfield | 93307 | Host Customer is System Owner | 4 |  | 30004297 | Butler Sun Solutions, Inc. | Titanium Power | Power Pack 2 GT | Indirect Forced Circulation (IF) | 45.42 |  | ARIS2004 | Glycol | Advanced Controller with a Vacation or Holiday Mode | Solar Storage with Tankless Auxiliary Water Heater | 52 | 1 | 1 | 55 | Z13 | [18 empty] | Bakersfield | FALSE | 34.06 |  | 2020-06-03 | 2020-07-13 |  |  | 2020-06-05 | 2020-07-28 | 1488 | 5450 | Up-front Payment
PGE-015628 | Single Family Residential - Disadvantaged Community | Domestic Hot Water | Gas | Pacific Gas and Electric | Incentive:Paid | 4366 | 29.85 |  | 1 | 160 |  | 160 |  | 2020-06-05 11:26 | 2020-07-28 | TITANIUM POWER INC | Retrofit | Bakersfield | Bakersfield | 93307 | Host Customer is System Owner | 4 |  | 30004297 | Butler Sun Solutions, Inc. | Titanium Power | Power Pack 2 GT | Indirect Forced Circulation (IF) | 45.42 |  | ARIS2004 | Glycol | Advanced Controller with a Vacation or Holiday Mode | Solar Storage with Tankless Auxiliary Water Heater | 52 | 1 | 1 | 55 | Z13 | [18 empty] | Bakersfield | FALSE | 34.06 |  | 2020-06-03 | 2020-07-13 |  |  | 2020-06-05 | 2020-07-28 | 1534 | 5450 | Up-front Payment
PGE-015629 | Low Income Single Family Residential | Domestic Hot Water | Gas | Pacific Gas and Electric | Incentive:Paid | 5314 | 36.9 |  | 1 | 160 |  | 144 |  | 2020-06-05 11:24 | 2020-08-10 | TITANIUM POWER INC | Retrofit | Bakersfield | Bakersfield | 93305 | Host Customer is System Owner | 6 |  | 30004297 | Butler Sun Solutions, Inc. | Titanium Power | Power Pack 2 GT | Indirect Forced Circulation (IF) | 45.42 |  | ARIS2004 | Glycol | Advanced Controller with a Vacation or Holiday Mode | Solar Storage with Tankless Auxiliary Water Heater | 52 | 1 | 0.9 | 75 | Z13 | [18 empty] | Bakersfield | FALSE | 34.06 |  | 2011-06-01: 2020-06-03; 2011-08-03: 2020-06-05; 2011-09-20: 2020-08-10 | 1522 | 5450 | Up-front Payment
PGE-015630 | Commercial/Multifamily Residential | Domestic Hot Water | Gas | Pacific Gas and Electric | Incentive:Paid | 47310 | 17.16 |  | 2 | 2757 |  | 2757 |  | 2020-06-09 09:46 | 2020-06-29 | SUN LIGHT & POWER | New Construction | Berkeley | Alameda | 94702 | Host Customer is System Owner | [7 empty] | 723.06 | 40.17 |  | Glycol | Pressure Stagnation Protection (PSP) | Solar Storage with Tankless Auxiliary Water Heater |  | 1 | 1 | 3572 | Z03 | 94 | Units | Apartments/Condos | 2010115A | 18 | 2 | 1080 | 1 | 0 | 0 | 1791000 | TRUE | 120 | 120 |  | Heliodyne - Delta-T Pro Ethernet |  | Heliodyne - Delta-T Pro Ethernet | City of Berkeley | FALSE | 45.63 |  | 2020-06-03 | 2022-06-14 | 2020-06-09 | 2020-06-29 | 2022-06-09 | 2022-08-09 | 794 | 125793 | Up-front Payment
PGE-015631 | Commercial/Multifamily Residential | Domestic Hot Water | Gas | Pacific Gas and Electric | Incentive:Paid | 56594 | 17.16 |  | 2 | 3298 |  | 3298 |  | 2020-06-08 07:51 | 2020-08-11 | SUN LIGHT & POWER | New Construction | Davis | Yolo | 95616 | Host Customer is System Owner | [7 empty] | 964.08 | 40.17 |  | Glycol | Pressure Stagnation Protection (PSP) | Solar Storage and Auxiliary Tanks are separate |  | 1 | 1 | 2698 | Z12 | 71 | Units | Apartments/Condos | 2010115A | 24 | 2 | 1450 | 1 | 534 | 1 | 3998000 | TRUE | 145 | 117 |  | Heliodyne - Delta-T Pro Ethernet |  | Heliodyne - Delta-T Pro Ethernet | City of Davis | FALSE | 140.99 |  | 2020-06-03 | 2020-06-29 | 2020-06-08 | 2020-08-11 | 2021-12-09 | 2021-12-10 | 1041 | 464990 | Up-front Payment
PGE-015632 | Single Family Residential - Disadvantaged Community | Domestic Hot Water | Gas | Pacific Gas and Electric | Incentive:Paid | 4366 | 29.85 |  | 1 | 164 |  | 148 |  | 2020-06-05 11:22 | 2020-07-29 | TITANIUM POWER INC | Retrofit | Bakersfield | Bakersfield | 93308 | Host Customer is System Owner | 5 |  | 30004298 | Butler Sun Solutions, Inc. | Titanium Power | Power Pack 2 GT Butler | Indirect Forced Circulation (IF) | 43.72 |  | BT1 | Glycol | Advanced Controller with a Vacation or Holiday Mode | Solar Storage with Tankless Auxiliary Water Heater | 52 | 1 | 0.9 | 65 | Z13 | [18 empty] | Bakersfield | FALSE | 33.23 |  | 2020-06-03 | 2020-07-14 |  |  | 2020-06-05 | 2020-07-29 | 1534 | 5450 | Up-front Payment
PGE-015634 | Low Income Single Family Residential | Domestic Hot Water | Gas | Pacific Gas and Electric | Incentive:Paid | 5397 | 36.9 |  | 1 | 164 |  | 156 |  | 2020-06-06 09:50 | 2020-07-15 | TITANIUM POWER INC | Retrofit | Bakersffield | Bakersfield | 93307 | Host Customer is System Owner | 4 |  | 30004298 | Butler Sun Solutions, Inc. | Titanium Power | Power Pack 2 GT Butler | Indirect Forced Circulation (IF) | 43.72 |  | BT1 | Glycol | Advanced Controller with a Vacation or Holiday Mode | Solar Storage with Tankless Auxiliary Water Heater | 52 | 1 | 0.95 | 55 | Z13 | [18 empty] | Bakersfield | FALSE | 33.23 |  | 2011-06-01: 2020-06-03; 2011-08-03: 2020-06-06; 2011-09-20: 2020-07-15 | 1551 | 5450 | Up-front Payment
PGE-015636 | Low Income Single Family Residential | Domestic Hot Water | Gas | Pacific Gas and Electric | Incentive:Paid | 5397 | 36.9 |  | 1 | 160 |  | 160 |  | 2020-06-06 09:45 | 2020-07-15 | TITANIUM POWER INC | Retrofit | Bakersfield | Bakersfield | 93307 | Host Customer is System Owner | 6 |  | 30004297 | Butler Sun Solutions, Inc. | Titanium Power | Power Pack 2 GT | Indirect Forced Circulation (IF) | 45.42 |  | ARIS2004 | Glycol | Advanced Controller with a Vacation or Holiday Mode | Solar Storage with Tankless Auxiliary Water Heater | 52 | 1 | 1 | 75 | Z13 | [18 empty] | Bakersfield | FALSE | 34.19 |  | 2011-06-01: 2020-06-05; 2011-08-03: 2020-06-06; 2011-09-20: 2020-07-15 | 1551 | 5470 | Up-front Payment
PGE-015637 | Low Income Single Family Residential | Domestic Hot Water | Gas | Pacific Gas and Electric | Incentive:Paid | 5397 | 36.9 |  | 1 | 160 |  | 160 |  | 2020-06-06 09:46 | 2020-07-29 | TITANIUM POWER INC | Retrofit | Bakersfield | Bakersfield | 93307 | Host Customer is System Owner | 7 |  | 30004297 | Butler Sun Solutions, Inc. | Titanium Power | Power Pack 2 GT | Indirect Forced Circulation (IF) | 45.42 |  | ARIS2004 | Glycol | Advanced Controller with a Vacation or Holiday Mode | Solar Storage with Tankless Auxiliary Water Heater | 52 | 1 | 1 | 85 | Z13 | [18 empty] | Bakersfield | FALSE | 34.19 |  | 2020-06-05 | 2020-07-14 |  |  | 2020-06-06 | 2020-07-29 | 1534 | 5470 | Up-front Payment
PGE-015638 | Single Family Residential - Disadvantaged Community | Domestic Hot Water | Gas | Pacific Gas and Electric | Incentive:Paid | 4366 | 29.85 |  | 1 | 160 |  | 160 |  | 2020-06-06 09:47 | 2020-07-30 | TITANIUM POWER INC | Retrofit | Bakersfield | Bakersfield | 93307 | Host Customer is System Owner | 7 |  | 30004297 | Butler Sun Solutions, Inc. | Titanium Power | Power Pack 2 GT | Indirect Forced Circulation (IF) | 45.42 |  | ARIS2004 | Glycol | Advanced Controller with a Vacation or Holiday Mode | Solar Storage with Tankless Auxiliary Water Heater | 52 | 1 | 1 | 85 | Z13 | [18 empty] | Bakersfield | FALSE | 34.19 |  | 2020-06-05 | 2020-07-13 |  |  | 2020-06-06 | 2020-07-30 | 1534 | 5470 | Up-front Payment
PGE-015641 | Low Income Single Family Residential | Domestic Hot Water | Gas | Pacific Gas and Electric | Incentive:Paid | 5397 | 36.9 |  | 1 | 148 |  | 148 |  | 2020-06-05 15:14 | 2020-06-30 | DUNROSS CONSTRUCTION | Retrofit | Bakersfield | Kern | 93313 | Host Customer is System Owner | 4 |  | 30004247 | Heliodyne, Inc. | HELIOPAS | HPAS 1 410 G 80 AC D Z | Indirect Forced Circulation (IF) | 40.26 |  | 410 001 | Glycol | Steam Back | Solar Storage and Auxiliary Tanks are separate | 80 | 1 | 1 | 55 | Z13 | [18 empty] | City of Bakersfield | FALSE | 36.47 |  | 2020-06-05 | 2020-06-22 |  |  | 2020-06-05 | 2020-06-30 | 1570 | 5397 | Up-front Payment
PGE-015642 | Low Income Single Family Residential | Domestic Hot Water | Gas | Pacific Gas and Electric | Incentive:Paid | 5397 | 36.9 |  | 1 | 148 |  | 148 |  | 2020-06-10 14:27 | 2020-06-22 | DUNROSS CONSTRUCTION | Retrofit | Bakersfield | Kern | 93313 | Host Customer is System Owner | 5 |  | 30004247 | Heliodyne, Inc. | HELIOPAS | HPAS 1 410 G 80 AC D Z | Indirect Forced Circulation (IF) | 40.26 |  | 410 001 | Glycol | Steam Back | Solar Storage and Auxiliary Tanks are separate | 80 | 1 | 1 | 65 | Z13 | [18 empty] | City of Bakersfield | FALSE | 36.47 |  | 2011-06-01: 2020-06-05; 2011-08-03: 2020-06-10; 2011-09-20: 2020-06-22 | 1578 | 5397 | Up-front Payment
PGE-015643 | Low Income Single Family Residential | Domestic Hot Water | Gas | Pacific Gas and Electric | Incentive:Paid | 5397 | 36.9 |  | 1 | 160 |  | 160 |  | 2020-07-24 13:27 | 2020-08-20 | TITANIUM POWER INC | Retrofit | Bakersfield | Bakersfield | 93307 | Host Customer is System Owner | 8 |  | 30004297 | Butler Sun Solutions, Inc. | Titanium Power | Power Pack 2 GT | Indirect Forced Circulation (IF) | 45.42 |  | ARIS2004 | Glycol | Advanced Controller with a Vacation or Holiday Mode | Solar Storage with Tankless Auxiliary Water Heater | 52 | 1 | 1 | 95 | Z13 | [18 empty] | Bakersfield | FALSE | 34.19 |  | 2020-06-06 | 2020-08-07 |  |  | 2020-07-24 | 2020-08-20 | 1515 | 5470 | Up-front Payment
PGE-015644 | Low Income Single Family Residential | Domestic Hot Water | Gas | Pacific Gas and Electric | Incentive:Paid | 5397 | 36.9 |  | 1 | 160 |  | 160 |  | 2020-07-29 11:02 | 2020-09-03 | TITANIUM POWER INC | Retrofit | Bakersfield | Bakersfield | 93307 | Host Customer is System Owner | 8 |  | 30004297 | Butler Sun Solutions, Inc. | Titanium Power | Power Pack 2 GT | Indirect Forced Circulation (IF) | 45.42 |  | ARIS2004 | Glycol | Advanced Controller with a Vacation or Holiday Mode | Solar Storage with Tankless Auxiliary Water Heater | 52 | 1 | 1 | 95 | Z13 | [18 empty] | Bakersfield | FALSE | 34.19 |  | 2011-06-01: 2020-06-06; 2011-08-03: 2020-07-29; 2011-09-20: 2020-09-03 | 1509 | 5470 | Up-front Payment
PGE-015645 | Low Income Single Family Residential | Domestic Hot Water | Gas | Pacific Gas and Electric | Incentive:Paid | 5397 | 36.9 |  | 1 | 160 |  | 160 |  | 2020-06-08 13:33 | 2020-07-15 | TITANIUM POWER INC | Retrofit | Bakersfield | Bakersfield | 93304 | Host Customer is System Owner | 4 |  | 30004297 | Butler Sun Solutions, Inc. | Titanium Power | Power Pack 2 GT | Indirect Forced Circulation (IF) | 45.42 |  | ARIS2004 | Glycol | Advanced Controller with a Vacation or Holiday Mode | Solar Storage with Tankless Auxiliary Water Heater | 52 | 1 | 1 | 55 | Z13 | [18 empty] | Bakersfield | FALSE | 34.06 |  | 2020-06-06 | 2020-07-13 |  |  | 2020-06-08 | 2020-07-15 | 1551 | 5450 | Up-front Payment
PGE-015646 | Low Income Single Family Residential | Domestic Hot Water | Gas | Pacific Gas and Electric | Incentive:Paid | 5397 | 36.9 |  | 1 | 164 |  | 156 |  | 2020-06-08 13:31 | 2020-07-15 | TITANIUM POWER INC | Retrofit | Bakersfield | Bakersfield | 93307 | Host Customer is System Owner | 5 |  | 30004298 | Butler Sun Solutions, Inc. | Titanium Power | Power Pack 2 GT Butler | Indirect Forced Circulation (IF) | 43.72 |  | BT1 | Glycol | Advanced Controller with a Vacation or Holiday Mode | Solar Storage with Tankless Auxiliary Water Heater | 52 | 1 | 0.95 | 65 | Z13 | [18 empty] | Bakersfield | FALSE | 33.23 |  | 2011-06-01: 2020-06-06; 2011-08-03: 2020-06-08; 2011-09-20: 2020-07-15 | 1551 | 5450 | Up-front Payment
PGE-015647 | Low Income Single Family Residential | Domestic Hot Water | Gas | Pacific Gas and Electric | Incentive:Paid | 5397 | 36.9 |  | 1 | 160 |  | 160 |  | 2020-06-08 12:59 | 2020-08-10 | TITANIUM POWER INC | Retrofit | Bakersfield | Bakersfield | 93307 | Host Customer is System Owner | 7 |  | 30004297 | Butler Sun Solutions, Inc. | Titanium Power | Power Pack 2 GT | Indirect Forced Circulation (IF) | 45.42 |  | ARIS2004 | Glycol | Advanced Controller with a Vacation or Holiday Mode | Solar Storage with Tankless Auxiliary Water Heater | 52 | 1 | 1 | 85 | Z13 | [18 empty] | Bakersfield | FALSE | 34.19 |  | 2011-06-01: 2020-06-06; 2011-08-03: 2020-06-08; 2011-09-20: 2020-08-10 | 1522 | 5470 | Up-front Payment
PGE-015648 | Single Family Residential - Disadvantaged Community | Domestic Hot Water | Gas | Pacific Gas and Electric | Incentive:Paid | 4366 | 29.85 |  | 1 | 164 |  | 148 |  | 2020-06-08 13:28 | 2020-08-03 | TITANIUM POWER INC | Retrofit | Bakersfield | Bakersfield | 93308 | Host Customer is System Owner | 4 |  | 30004298 | Butler Sun Solutions, Inc. | Titanium Power | Power Pack 2 GT Butler | Indirect Forced Circulation (IF) | 43.72 |  | BT1 | Glycol | Advanced Controller with a Vacation or Holiday Mode | Solar Storage with Tankless Auxiliary Water Heater | 52 | 1 | 0.9 | 55 | Z13 | [18 empty] | Bakersfield | FALSE | 33.23 |  | 2020-06-06 | 2020-07-14 |  |  | 2020-06-08 | 2020-08-03 | 1534 | 5450 | Up-front Payment
PGE-015649 | Low Income Single Family Residential | Domestic Hot Water | Gas | Pacific Gas and Electric | Incentive:Paid | 5397 | 36.9 |  | 1 | 160 |  | 152 |  | 2020-06-08 13:25 | 2020-09-25 | TITANIUM POWER INC | Retrofit | Bakersfield | Bakersfield | 93307 | Host Customer is System Owner | 4 |  | 30004297 | Butler Sun Solutions, Inc. | Titanium Power | Power Pack 2 GT | Indirect Forced Circulation (IF) | 45.42 |  | ARIS2004 | Glycol | Advanced Controller with a Vacation or Holiday Mode | Solar Storage with Tankless Auxiliary Water Heater | 52 | 1 | 0.95 | 55 | Z13 | [18 empty] | Bakersfield | FALSE | 34.19 |  | 2011-06-01: 2020-06-06; 2011-08-03: 2020-06-08; 2011-09-20: 2020-09-25 | 1474 | 5470 | Up-front Payment
PGE-015650 | Low Income Single Family Residential | Domestic Hot Water | Gas | Pacific Gas and Electric | Incentive:Paid | 5397 | 36.9 |  | 1 | 160 |  | 152 |  | 2020-07-29 11:04 | 2020-09-03 | TITANIUM POWER INC | Retrofit | Bakersfield | Bakersfield | 93305 | Host Customer is System Owner | 4 |  | 30004297 | Butler Sun Solutions, Inc. | Titanium Power | Power Pack 2 GT | Indirect Forced Circulation (IF) | 45.42 |  | ARIS2004 | Glycol | Advanced Controller with a Vacation or Holiday Mode | Solar Storage with Tankless Auxiliary Water Heater | 52 | 1 | 0.95 | 55 | Z13 | [18 empty] | Bakersfield | FALSE | 34.19 |  | 2011-06-01: 2020-06-06; 2011-08-03: 2020-07-29; 2011-09-20: 2020-09-03 | 1509 | 5470 | Up-front Payment
PGE-015651 | Low Income Single Family Residential | Domestic Hot Water | Gas | Pacific Gas and Electric | Incentive:Paid | 5397 | 36.9 |  | 1 | 160 |  | 160 |  | 2020-06-08 13:03 | 2020-08-10 | TITANIUM POWER INC | Retrofit | Bakersfield | Bakersfield | 93307 | Host Customer is System Owner | 7 |  | 30004297 | Butler Sun Solutions, Inc. | Titanium Power | Power Pack 2 GT | Indirect Forced Circulation (IF) | 45.42 |  | ARIS2004 | Glycol | Advanced Controller with a Vacation or Holiday Mode | Solar Storage with Tankless Auxiliary Water Heater | 52 | 1 | 1 | 85 | Z13 | [18 empty] | Bakersfield | FALSE | 34.19 |  | 2011-06-01: 2020-06-06; 2011-08-03: 2020-06-08; 2011-09-20: 2020-08-10 | 1522 | 5470 | Up-front Payment
PGE-015652 | Single Family Residential - Disadvantaged Community | Domestic Hot Water | Gas | Pacific Gas and Electric | Incentive:Paid | 4366 | 29.85 |  | 1 | 164 |  | 164 |  | 2020-06-08 13:15 | 2020-08-05 | TITANIUM POWER INC | Retrofit | Bakersfield | Bakersfield | 93306 | Host Customer is System Owner | 4 |  | 30004298 | Butler Sun Solutions, Inc. | Titanium Power | Power Pack 2 GT Butler | Indirect Forced Circulation (IF) | 43.72 |  | BT1 | Glycol | Advanced Controller with a Vacation or Holiday Mode | Solar Storage with Tankless Auxiliary Water Heater | 52 | 1 | 1 | 55 | Z13 | [18 empty] | Bakersfield | FALSE | 33.35 |  | 2020-06-06 | 2020-07-14 |  |  | 2020-06-08 | 2020-08-05 | 1534 | 5470 | Up-front Payment
PGE-015653 | Low Income Single Family Residential | Domestic Hot Water | Gas | Pacific Gas and Electric | Incentive:Paid | 5397 | 36.9 |  | 1 | 164 |  | 164 |  | 2020-06-08 12:46 | 2020-08-10 | TITANIUM POWER INC | Retrofit | Bakersfield | Bakersfield | 93307 | Host Customer is System Owner | 4 |  | 30004298 | Butler Sun Solutions, Inc. | Titanium Power | Power Pack 2 GT Butler | Indirect Forced Circulation (IF) | 43.72 |  | BT1 | Glycol | Advanced Controller with a Vacation or Holiday Mode | Solar Storage with Tankless Auxiliary Water Heater | 52 | 1 | 1 | 55 | Z13 | [18 empty] | Bakersfield | FALSE | 33.23 |  | 2011-06-01: 2020-06-06; 2011-08-03: 2020-06-08; 2011-09-20: 2020-08-10 | 1522 | 5450 | Up-front Payment
PGE-015655 | Low Income Single Family Residential | Domestic Hot Water | Gas | Pacific Gas and Electric | Incentive:Paid | 5397 | 36.9 |  | 1 | 160 |  | 160 |  | 2020-06-08 12:52 | 2020-07-22 | TITANIUM POWER INC | Retrofit | Bakersfield | Bakersfield | 93307 | Host Customer is System Owner | 6 |  | 30004297 | Butler Sun Solutions, Inc. | Titanium Power | Power Pack 2 GT | Indirect Forced Circulation (IF) | 45.42 |  | ARIS2004 | Glycol | Advanced Controller with a Vacation or Holiday Mode | Solar Storage with Tankless Auxiliary Water Heater | 52 | 1 | 1 | 75 | Z13 | [18 empty] | Bakersfield | FALSE | 34.19 |  | 2020-06-08 | 2020-07-14 |  |  | 2020-06-08 | 2020-07-22 | 1522 | 5470 | Up-front Payment
PGE-015656 | Single Family Residential - Disadvantaged Community | Domestic Hot Water | Gas | Pacific Gas and Electric | Incentive:Paid | 4366 | 29.85 |  | 1 | 160 |  | 152 |  | 2020-06-11 13:56 | 2020-07-30 | TITANIUM POWER INC | Retrofit | Bakersfield | Bakersfield | 93307 | Host Customer is System Owner | 7 |  | 30004297 | Butler Sun Solutions, Inc. | Titanium Power | Power Pack 2 GT | Indirect Forced Circulation (IF) | 45.42 |  | ARIS2004 | Glycol | Advanced Controller with a Vacation or Holiday Mode | Solar Storage with Tankless Auxiliary Water Heater | 52 | 1 | 0.95 | 85 | Z13 | [18 empty] | Bakersfield | FALSE | 34.19 |  | 2020-06-08 | 2020-07-15 |  |  | 2020-06-11 | 2020-07-30 | 1534 | 5470 | Up-front Payment
PGE-015657 | Low Income Single Family Residential | Domestic Hot Water | Gas | Pacific Gas and Electric | Incentive:Paid | 5397 | 36.9 |  | 1 | 160 |  | 152 |  | 2020-06-10 11:04 | 2020-08-10 | TITANIUM POWER INC | Retrofit | Bakersfield | Bakersfield | 93307 | Host Customer is System Owner | 4 |  | 30004297 | Butler Sun Solutions, Inc. | Titanium Power | Power Pack 2 GT | Indirect Forced Circulation (IF) | 45.42 |  | ARIS2004 | Glycol | Advanced Controller with a Vacation or Holiday Mode | Solar Storage with Tankless Auxiliary Water Heater | 52 | 1 | 0.95 | 55 | Z13 | [18 empty] | Bakersfield | FALSE | 34.19 |  | 2011-06-01: 2020-06-08; 2011-08-03: 2020-06-10; 2011-09-20: 2020-08-10 | 1522 | 5470 | Up-front Payment
PGE-015658 | Low Income Single Family Residential | Domestic Hot Water | Gas | Pacific Gas and Electric | Incentive:Paid | 5397 | 36.9 |  | 1 | 160 |  | 160 |  | 2020-06-10 10:46 | 2020-07-16 | TITANIUM POWER INC | Retrofit | Bakersfield | Bakersfield | 93307 | Host Customer is System Owner | 6 |  | 30004297 | Butler Sun Solutions, Inc. | Titanium Power | Power Pack 2 GT | Indirect Forced Circulation (IF) | 45.42 |  | ARIS2004 | Glycol | Advanced Controller with a Vacation or Holiday Mode | Solar Storage with Tankless Auxiliary Water Heater | 52 | 1 | 1 | 75 | Z13 | [18 empty] | Bakersfield | FALSE | 34.19 |  | 2011-06-01: 2020-06-08; 2011-08-03: 2020-06-10; 2011-09-20: 2020-07-16 | 1551 | 5470 | Up-front Payment
PGE-015659 | Single Family Residential - Disadvantaged Community | Domestic Hot Water | Gas | Pacific Gas and Electric | Incentive:Paid | 4366 | 29.85 |  | 1 | 160 |  | 160 |  | 2020-06-10 10:21 | 2020-07-31 | TITANIUM POWER INC | Retrofit | Bakersfield | Bakersfield | 93304 | Host Customer is System Owner | 6 |  | 30004297 | Butler Sun Solutions, Inc. | Titanium Power | Power Pack 2 GT | Indirect Forced Circulation (IF) | 45.42 |  | ARIS2004 | Glycol | Advanced Controller with a Vacation or Holiday Mode | Solar Storage with Tankless Auxiliary Water Heater | 52 | 1 | 1 | 75 | Z13 | [18 empty] | Bakersfield | FALSE | 34.19 |  | 2020-06-08 | 2020-07-15 |  |  | 2020-06-10 | 2020-07-31 | 1534 | 5470 | Up-front Payment
PGE-015660 | Single Family Residential - Disadvantaged Community | Domestic Hot Water | Gas | Pacific Gas and Electric | Incentive:Paid | 4366 | 29.85 |  | 1 | 164 |  | 164 |  | 2020-06-10 13:29 | 2020-07-30 | TITANIUM POWER INC | Retrofit | Bakersfield | Bakersfield | 93304 | Host Customer is System Owner | 6 |  | 30004298 | Butler Sun Solutions, Inc. | Titanium Power | Power Pack 2 GT Butler | Indirect Forced Circulation (IF) | 43.72 |  | BT1 | Glycol | Advanced Controller with a Vacation or Holiday Mode | Solar Storage with Tankless Auxiliary Water Heater | 52 | 1 | 1 | 75 | Z13 | [18 empty] | Bakersfield | FALSE | 33.23 |  | 2020-06-08 | 2020-07-15 |  |  | 2020-06-10 | 2020-07-30 | 1534 | 5450 | Up-front Payment
PGE-015661 | Single Family Residential - Disadvantaged Community | Domestic Hot Water | Gas | Pacific Gas and Electric | Incentive:Paid | 4366 | 29.85 |  | 1 | 164 |  | 164 |  | 2020-06-10 13:38 | 2020-07-30 | TITANIUM POWER INC | Retrofit | Bakersfield | Bakersfield | 93304 | Host Customer is System Owner | 6 |  | 30004298 | Butler Sun Solutions, Inc. | Titanium Power | Power Pack 2 GT Butler | Indirect Forced Circulation (IF) | 43.72 |  | BT1 | Glycol | Advanced Controller with a Vacation or Holiday Mode | Solar Storage with Tankless Auxiliary Water Heater | 52 | 1 | 1 | 75 | Z13 | [18 empty] | Bakersfield | FALSE | 33.23 |  | 2020-06-08 | 2020-07-15 |  |  | 2020-06-10 | 2020-07-30 | 1532 | 5450 | Up-front Payment
PGE-015662 | Single Family Residential - Disadvantaged Community | Domestic Hot Water | Gas | Pacific Gas and Electric | Incentive:Paid | 4366 | 29.85 |  | 1 | 164 |  | 164 |  | 2020-06-10 13:39 | 2020-09-25 | TITANIUM POWER INC | Retrofit | Bakersfield | Bakersfield | 93304 | Host Customer is System Owner | 6 |  | 30004298 | Butler Sun Solutions, Inc. | Titanium Power | Power Pack 2 GT Butler | Indirect Forced Circulation (IF) | 43.72 |  | BT1 | Glycol | Advanced Controller with a Vacation or Holiday Mode | Solar Storage with Tankless Auxiliary Water Heater | 52 | 1 | 1 | 75 | Z13 | [18 empty] | Bakersfield | FALSE | 33.23 |  | 2020-06-08 | 2020-07-15 |  |  | 2020-06-10 | 2020-09-25 | 1485 | 5450 | Up-front Payment
PGE-015663 | Low Income Single Family Residential | Domestic Hot Water | Gas | Pacific Gas and Electric | Incentive:Paid | 5397 | 36.9 |  | 1 | 164 |  | 156 |  | 2020-06-10 13:43 | 2020-07-16 | TITANIUM POWER INC | Retrofit | Bakersfield | Bakersfield | 93305 | Host Customer is System Owner | 4 |  | 30004298 | Butler Sun Solutions, Inc. | Titanium Power | Power Pack 2 GT Butler | Indirect Forced Circulation (IF) | 43.72 |  | BT1 | Glycol | Advanced Controller with a Vacation or Holiday Mode | Solar Storage with Tankless Auxiliary Water Heater | 52 | 1 | 0.95 | 55 | Z13 | [18 empty] | Bakersfield | FALSE | 33.23 |  | 2011-06-01: 2020-06-08; 2011-08-03: 2020-06-10; 2011-09-20: 2020-07-16 | 1551 | 5450 | Up-front Payment
PGE-015664 | Low Income Single Family Residential | Domestic Hot Water | Gas | Pacific Gas and Electric | Incentive:Paid | 5397 | 36.9 |  | 1 | 160 |  | 160 |  | 2020-06-10 10:24 | 2020-07-16 | TITANIUM POWER INC | Retrofit | Bakersfield | Bakersfield | 93307 | Host Customer is System Owner | 10 |  | 30004297 | Butler Sun Solutions, Inc. | Titanium Power | Power Pack 2 GT | Indirect Forced Circulation (IF) | 45.42 |  | ARIS2004 | Glycol | Advanced Controller with a Vacation or Holiday Mode | Solar Storage with Tankless Auxiliary Water Heater | 52 | 1 | 1 | 115 | Z13 | [18 empty] | Bakersfield | FALSE | 34.19 |  | 2011-06-01: 2020-06-08; 2011-08-03: 2020-06-10; 2011-09-20: 2020-07-16 | 1551 | 5470 | Up-front Payment
PGE-015665 | Low Income Single Family Residential | Domestic Hot Water | Gas | Pacific Gas and Electric | Incentive:Paid | 5397 | 36.9 |  | 1 | 160 |  | 152 |  | 2020-07-29 15:27 | 2020-09-10 | TITANIUM POWER INC | Retrofit | Bakersfield | Bakersfield | 93313 | Host Customer is System Owner | 5 |  | 30004297 | Butler Sun Solutions, Inc. | Titanium Power | Power Pack 2 GT | Indirect Forced Circulation (IF) | 45.42 |  | ARIS2004 | Glycol | Advanced Controller with a Vacation or Holiday Mode | Solar Storage with Tankless Auxiliary Water Heater | 52 | 1 | 0.95 | 65 | Z13 | [18 empty] | Bakersfield | FALSE | 34.19 |  | 2020-06-08 | 2020-08-10 |  |  | 2020-07-29 | 2020-09-10 | 1499 | 5470 | Up-front Payment
PGE-015666 | Single Family Residential - Disadvantaged Community | Domestic Hot Water | Gas | Pacific Gas and Electric | Incentive:Paid | 4366 | 29.85 |  | 1 | 160 |  | 160 |  | 2020-06-11 13:57 | 2020-07-30 | TITANIUM POWER INC | Retrofit | Bakersfield | Bakersfield | 93307 | Host Customer is System Owner | 6 |  | 30004297 | Butler Sun Solutions, Inc. | Titanium Power | Power Pack 2 GT | Indirect Forced Circulation (IF) | 45.42 |  | ARIS2004 | Glycol | Advanced Controller with a Vacation or Holiday Mode | Solar Storage with Tankless Auxiliary Water Heater | 52 | 1 | 1 | 75 | Z13 | [18 empty] | Bakersfield | FALSE | 34.19 |  | 2020-06-08 | 2020-07-15 |  |  | 2020-06-11 | 2020-07-30 | 1532 | 5470 | Up-front Payment
PGE-015667 | Low Income Single Family Residential | Domestic Hot Water | Gas | Pacific Gas and Electric | Incentive:Paid | 5397 | 36.9 |  | 1 | 160 |  | 160 |  | 2020-06-10 09:38 | 2020-07-16 | TITANIUM POWER INC | Retrofit | Bakersfield | Bakersfield | 93307 | Host Customer is System Owner | 7 |  | 30004297 | Butler Sun Solutions, Inc. | Titanium Power | Power Pack 2 GT | Indirect Forced Circulation (IF) | 45.42 |  | ARIS2004 | Glycol | Advanced Controller with a Vacation or Holiday Mode | Solar Storage with Tankless Auxiliary Water Heater | 52 | 1 | 1 | 85 | Z13 | [18 empty] | Bakersfield | FALSE | 34.19 |  | 2011-06-01: 2020-06-08; 2011-08-03: 2020-06-10; 2011-09-20: 2020-07-16 | 1551 | 5470 | Up-front Payment
PGE-015668 | Low Income Single Family Residential | Domestic Hot Water | Gas | Pacific Gas and Electric | Incentive:Paid | 5314 | 36.9 |  | 1 | 160 |  | 144 |  | 2020-06-10 11:54 | 2020-07-31 | TITANIUM POWER INC | Retrofit | Bakersfield | Bakersfield | 93307 | Host Customer is System Owner | 5 |  | 30004297 | Butler Sun Solutions, Inc. | Titanium Power | Power Pack 2 GT | Indirect Forced Circulation (IF) | 45.42 |  | ARIS2004 | Glycol | Advanced Controller with a Vacation or Holiday Mode | Solar Storage with Tankless Auxiliary Water Heater | 52 | 1 | 0.9 | 65 | Z13 | [18 empty] | Bakersfield | FALSE | 34.06 |  | 2020-06-08 | 2020-07-15 |  |  | 2020-06-10 | 2020-07-31 | 1532 | 5450 | Up-front Payment
PGE-015669 | Low Income Single Family Residential | Domestic Hot Water | Gas | Pacific Gas and Electric | Incentive:Paid | 5397 | 36.9 |  | 1 | 160 |  | 160 |  | 2020-06-10 11:50 | 2020-07-16 | TITANIUM POWER INC | Retrofit | Bakersfield | Bakersfield | 93306 | Host Customer is System Owner | 4 |  | 30004297 | Butler Sun Solutions, Inc. | Titanium Power | Power Pack 2 GT | Indirect Forced Circulation (IF) | 45.42 |  | ARIS2004 | Glycol | Advanced Controller with a Vacation or Holiday Mode | Solar Storage with Tankless Auxiliary Water Heater | 52 | 1 | 1 | 55 | Z13 | [18 empty] | Bakersfield | FALSE | 34.06 |  | 2011-06-01: 2020-06-08; 2011-08-03: 2020-06-10; 2011-09-20: 2020-07-16 | 1551 | 5450 | Up-front Payment
PGE-015670 | Low Income Single Family Residential | Domestic Hot Water | Gas | Pacific Gas and Electric | Incentive:Paid | 5397 | 36.9 |  | 1 | 160 |  | 160 |  | 2020-06-10 11:10 | 2020-09-26 | TITANIUM POWER INC | Retrofit | Bakersfield | Bakersfield | 93307 | Host Customer is System Owner | 5 |  | 30004297 | Butler Sun Solutions, Inc. | Titanium Power | Power Pack 2 GT | Indirect Forced Circulation (IF) | 45.42 |  | ARIS2004 | Glycol | Advanced Controller with a Vacation or Holiday Mode | Solar Storage with Tankless Auxiliary Water Heater | 52 | 1 | 1 | 65 | Z13 | [18 empty] | Bakersfield | FALSE | 34.19 |  | 2011-06-01: 2020-06-08; 2011-08-03: 2020-06-10; 2011-09-20: 2020-09-26 | 1474 | 5470 | Up-front Payment
PGE-015671 | Low Income Single Family Residential | Domestic Hot Water | Gas | Pacific Gas and Electric | Incentive:Paid | 5397 | 36.9 |  | 1 | 160 |  | 160 |  | 2020-06-10 11:32 | 2020-07-20 | TITANIUM POWER INC | Retrofit | Bakersfield | Bakersfield | 93305 | Host Customer is System Owner | 5 |  | 30004297 | Butler Sun Solutions, Inc. | Titanium Power | Power Pack 2 GT | Indirect Forced Circulation (IF) | 45.42 |  | ARIS2004 | Glycol | Advanced Controller with a Vacation or Holiday Mode | Solar Storage with Tankless Auxiliary Water Heater | 52 | 1 | 1 | 65 | Z13 | [18 empty] | Bakersfield | FALSE | 34.06 |  | 2011-06-01: 2020-06-08; 2011-08-03: 2020-06-10; 2011-09-20: 2020-07-20 | 1551 | 5450 | Up-front Payment
PGE-015672 | Low Income Single Family Residential | Domestic Hot Water | Gas | Pacific Gas and Electric | Incentive:Paid | 5397 | 36.9 |  | 1 | 160 |  | 160 |  | 2020-06-10 11:29 | 2020-09-14 | TITANIUM POWER INC | Retrofit | Bakersfield | Bakersfield | 93304 | Host Customer is System Owner | 5 |  | 30004297 | Butler Sun Solutions, Inc. | Titanium Power | Power Pack 2 GT | Indirect Forced Circulation (IF) | 45.42 |  | ARIS2004 | Glycol | Advanced Controller with a Vacation or Holiday Mode | Solar Storage with Tankless Auxiliary Water Heater | 52 | 1 | 1 | 65 | Z13 | [18 empty] | Bakersfield | FALSE | 34.06 |  | 2020-06-08 | 2020-07-20 |  |  | 2020-06-10 | 2020-09-14 | 1488 | 5450 | Up-front Payment
PGE-015673 | Low Income Single Family Residential | Domestic Hot Water | Gas | Pacific Gas and Electric | Incentive:Paid | 5397 | 36.9 |  | 1 | 160 |  | 160 |  | 2020-06-10 11:27 | 2020-07-31 | TITANIUM POWER INC | Retrofit | Bakersfield | Bakersfield | 93309 | Host Customer is System Owner | 6 |  | 30004297 | Butler Sun Solutions, Inc. | Titanium Power | Power Pack 2 GT | Indirect Forced Circulation (IF) | 45.42 |  | ARIS2004 | Glycol | Advanced Controller with a Vacation or Holiday Mode | Solar Storage with Tankless Auxiliary Water Heater | 52 | 1 | 1 | 75 | Z13 | [18 empty] | Bakersfield | FALSE | 34.06 |  | 2020-06-08 | 2020-07-15 |  |  | 2020-06-10 | 2020-07-31 | 1532 | 5450 | Up-front Payment
PGE-015674 | Low Income Single Family Residential | Domestic Hot Water | Gas | Pacific Gas and Electric | Incentive:Paid | 5397 | 36.9 |  | 1 | 160 |  | 160 |  | 2020-06-10 11:17 | 2020-07-16 | TITANIUM POWER INC | Retrofit | Bakersfield | Bakersfield | 93307 | Host Customer is System Owner | 7 |  | 30004297 | Butler Sun Solutions, Inc. | Titanium Power | Power Pack 2 GT | Indirect Forced Circulation (IF) | 45.42 |  | ARIS2004 | Glycol | Advanced Controller with a Vacation or Holiday Mode | Solar Storage with Tankless Auxiliary Water Heater | 52 | 1 | 1 | 85 | Z13 | [18 empty] | Bakersfield | FALSE | 34.06 |  | 2011-06-01: 2020-06-08; 2011-08-03: 2020-06-10; 2011-09-20: 2020-07-16 | 1551 | 5450 | Up-front Payment
PGE-015675 | Low Income Single Family Residential | Domestic Hot Water | Gas | Pacific Gas and Electric | Incentive:Paid | 5397 | 36.9 |  | 1 | 160 |  | 160 |  | 2020-06-10 11:14 | 2020-07-16 | TITANIUM POWER INC | Retrofit | Bakersfield | Bakersfield | 93304 | Host Customer is System Owner | 4 |  | 30004297 | Butler Sun Solutions, Inc. | Titanium Power | Power Pack 2 GT | Indirect Forced Circulation (IF) | 45.42 |  | ARIS2004 | Glycol | Advanced Controller with a Vacation or Holiday Mode | Solar Storage with Tankless Auxiliary Water Heater | 52 | 1 | 1 | 55 | Z13 | [18 empty] | Bakersfield | FALSE | 34.06 |  | 2011-06-01: 2020-06-08; 2011-08-03: 2020-06-10; 2011-09-20: 2020-07-16 | 1551 | 5450 | Up-front Payment
PGE-015676 | Low Income Single Family Residential | Domestic Hot Water | Gas | Pacific Gas and Electric | Incentive:Paid | 5397 | 36.9 |  | 1 | 160 |  | 152 |  | 2020-06-10 11:06 | 2020-07-27 | TITANIUM POWER INC | Retrofit | Bakersfield | Bakersfield | 93304 | Host Customer is System Owner | 6 |  | 30004297 | Butler Sun Solutions, Inc. | Titanium Power | Power Pack 2 GT | Indirect Forced Circulation (IF) | 45.42 |  | ARIS2004 | Glycol | Advanced Controller with a Vacation or Holiday Mode | Solar Storage with Tankless Auxiliary Water Heater | 52 | 1 | 0.95 | 75 | Z13 | [18 empty] | Bakersfield | FALSE | 34.19 |  | 2020-06-08 | 2020-07-16 |  |  | 2020-06-10 | 2020-07-27 | 1532 | 5470 | Up-front Payment
PGE-015677 | Single Family Residential - Disadvantaged Community | Domestic Hot Water | Gas | Pacific Gas and Electric | Incentive:Paid | 4366 | 29.85 |  | 1 | 160 |  | 160 |  | 2020-06-10 09:36 | 2020-07-31 | TITANIUM POWER INC | Retrofit | Bakersfiled | Bakersfield | 93307 | Host Customer is System Owner | 9 |  | 30004297 | Butler Sun Solutions, Inc. | Titanium Power | Power Pack 2 GT | Indirect Forced Circulation (IF) | 45.42 |  | ARIS2004 | Glycol | Advanced Controller with a Vacation or Holiday Mode | Solar Storage with Tankless Auxiliary Water Heater | 52 | 1 | 1 | 105 | Z13 | [18 empty] | Bakersfield | FALSE | 34.06 |  | 2020-06-08 | 2020-07-15 |  |  | 2020-06-10 | 2020-07-31 | 1532 | 5450 | Up-front Payment
PGE-015678 | Single Family Residential - Disadvantaged Community | Domestic Hot Water | Gas | Pacific Gas and Electric | Incentive:Paid | 4366 | 29.85 |  | 1 | 160 |  | 160 |  | 2020-06-10 09:34 | 2020-07-30 | TITANIUM POWER INC | Retrofit | Bakersfield | Bakersfield | 93304 | Host Customer is System Owner | 4 |  | 30004297 | Butler Sun Solutions, Inc. | Titanium Power | Power Pack 2 GT | Indirect Forced Circulation (IF) | 45.42 |  | ARIS2004 | Glycol | Advanced Controller with a Vacation or Holiday Mode | Solar Storage with Tankless Auxiliary Water Heater | 52 | 1 | 1 | 55 | Z13 | [18 empty] | Bakersfield | FALSE | 34.06 |  | 2020-06-08 | 2020-07-15 |  |  | 2020-06-10 | 2020-07-30 | 1532 | 5450 | Up-front Payment
PGE-015679 | Low Income Multifamily Residential | Domestic Hot Water | Gas | Pacific Gas and Electric | Incentive:Paid | 55106 | 24.89 |  | 1 | 2214 |  | 2214 |  | 2020-06-10 08:32 | 2020-07-31 | SUN LIGHT & POWER | New Construction | Napa | Napa | 94559 | Host Customer is System Owner | [7 empty] | 642.72 | 40.17 |  | Glycol | Pressure Stagnation Protection (PSP) | Solar Storage and Auxiliary Tanks are separate |  | 1 | 1 | 1938 | Z03 | 51 | Units | Apartments/Condos | 2010115A | 16 | 2 | 960 | 1 | 238 | 2 | 800000 | FALSE | 140 | 120 |  | Heliodyne - Delta-T Pro Ethernet |  | Heliodyne - Delta-T Pro Ethernet | City of Napa | FALSE | 58.64 |  | 2020-06-09 | 2020-06-29 | 2020-06-10 | 2020-07-31 | 2022-06-17 | 2022-09-20 | 761 | 129831 | Up-front Payment
PGE-015680 | Low Income Single Family Residential | Domestic Hot Water | Gas | Pacific Gas and Electric | Incentive:Paid | 5397 | 36.9 |  | 1 | 160 |  | 160 |  | 2020-06-11 13:37 | 2020-07-16 | TITANIUM POWER INC | Retrofit | Bakersfield | Bakersfield | 93307 | Host Customer is System Owner | 4 |  | 30004297 | Butler Sun Solutions, Inc. | Titanium Power | Power Pack 2 GT | Indirect Forced Circulation (IF) | 45.42 |  | ARIS2004 | Glycol | Advanced Controller with a Vacation or Holiday Mode | Solar Storage with Tankless Auxiliary Water Heater | 52 | 1 | 1 | 55 | Z13 | [18 empty] | Bakersfield | FALSE | 34.19 |  | 2011-06-01: 2020-06-09; 2011-08-03: 2020-06-11; 2011-09-20: 2020-07-16 | 1551 | 5470 | Up-front Payment
PGE-015681 | Low Income Single Family Residential | Domestic Hot Water | Gas | Pacific Gas and Electric | Incentive:Paid | 5397 | 36.9 |  | 1 | 160 |  | 160 |  | 2020-06-11 13:38 | 2020-07-20 | TITANIUM POWER INC | Retrofit | Bakersfield | Bakersfield | 93309 | Host Customer is System Owner | 6 |  | 30004297 | Butler Sun Solutions, Inc. | Titanium Power | Power Pack 2 GT | Indirect Forced Circulation (IF) | 45.42 |  | ARIS2004 | Glycol | Advanced Controller with a Vacation or Holiday Mode | Solar Storage with Tankless Auxiliary Water Heater | 52 | 1 | 1 | 75 | Z13 | [18 empty] | Bakersfield | FALSE | 34.19 |  | 2011-06-01: 2020-06-09; 2011-08-03: 2020-06-11; 2011-09-20: 2020-07-20 | 1551 | 5470 | Up-front Payment
PGE-015682 | Low Income Single Family Residential | Domestic Hot Water | Gas | Pacific Gas and Electric | Incentive:Paid | 5397 | 36.9 |  | 1 | 160 |  | 160 |  | 2020-06-11 13:39 | 2020-07-31 | TITANIUM POWER INC | Retrofit | Bakersfield | Bakersfield | 93304 | Host Customer is System Owner | 5 |  | 30004297 | Butler Sun Solutions, Inc. | Titanium Power | Power Pack 2 GT | Indirect Forced Circulation (IF) | 45.42 |  | ARIS2004 | Glycol | Advanced Controller with a Vacation or Holiday Mode | Solar Storage with Tankless Auxiliary Water Heater | 52 | 1 | 1 | 65 | Z13 | [18 empty] | Bakersfield | FALSE | 34.19 |  | 2020-06-09 | 2020-07-16 |  |  | 2020-06-11 | 2020-07-31 | 1532 | 5470 | Up-front Payment
PGE-015683 | Single Family Residential | Domestic Hot Water | Gas | Pacific Gas and Electric | Incentive:Paid | 4366 | 29.85 |  | 1 | 160 |  | 152 |  | 2020-06-11 13:56 | 2020-07-31 | TITANIUM POWER INC | Retrofit | Bakersfield | Bakersfield | 93309 | Host Customer is System Owner | 4 |  | 30004297 | Butler Sun Solutions, Inc. | Titanium Power | Power Pack 2 GT | Indirect Forced Circulation (IF) | 45.42 |  | ARIS2004 | Glycol | Advanced Controller with a Vacation or Holiday Mode | Solar Storage with Tankless Auxiliary Water Heater | 52 | 1 | 0.95 | 55 | Z13 | [18 empty] | Bakersfield | FALSE | 34.19 |  | 2020-06-09 | 2020-07-16 |  |  | 2020-06-11 | 2020-07-31 | 1532 | 5470 | Up-front Payment
PGE-015684 | Low Income Single Family Residential | Domestic Hot Water | Gas | Pacific Gas and Electric | Incentive:Paid | 5397 | 36.9 |  | 1 | 160 |  | 160 |  | 2020-06-11 13:46 | 2020-07-22 | TITANIUM POWER INC | Retrofit | Bakersfield | Bakersfield | 93307 | Host Customer is System Owner | 4 |  | 30004297 | Butler Sun Solutions, Inc. | Titanium Power | Power Pack 2 GT | Indirect Forced Circulation (IF) | 45.42 |  | ARIS2004 | Glycol | Advanced Controller with a Vacation or Holiday Mode | Solar Storage with Tankless Auxiliary Water Heater | 52 | 1 | 1 | 55 | Z13 | [18 empty] | Bakersfield | FALSE | 34.19 |  | 2011-06-01: 2020-06-09; 2011-08-03: 2020-06-11; 2011-09-20: 2020-07-22 | 1551 | 5470 | Up-front Payment
SCG-015685 | Commercial Pools | Pool Heating | Gas | Southern California Gas Company | Incentive:Paid | 14280 | 7 |  | 1 | 2040 |  | 2040 |  | 2020-06-11 15:09 | 2020-06-12 | SOLAR UNLIMITED INC | Retrofit | Los Angeles | Los Angeles | 90027 | Host Customer is System Owner | [7 empty] | 1350 | 50 |  | Drainback |  |  |  | 1 | 1 |  | Z09 |  |  |  | 10001888 | 27 | 1 | [5 empty] | FALSE |  |  |  | Flow meter, Blue White F2000, Model: ASD |  | Flow meter, Blue White F2000, Model: ASD | Los Angeles, Los Angeles, CA | FALSE | 14.12 |  | 2020-06-09 |  | 2020-06-11 | 2020-06-12 | 2020-10-16 | 2020-11-09 | 1444 | 28800 | Up-front Payment
PGE-015686 | Single Family Residential - Disadvantaged Community | Domestic Hot Water | Gas | Pacific Gas and Electric | Incentive:Paid | 4366 | 29.85 |  | 1 | 160 |  | 160 |  | 2020-06-11 13:46 | 2020-07-24 | TITANIUM POWER INC | Retrofit | Bakersfield | Bakersfield | 93307 | Host Customer is System Owner | 6 |  | 30004297 | Butler Sun Solutions, Inc. | Titanium Power | Power Pack 2 GT | Indirect Forced Circulation (IF) | 45.42 |  | ARIS2004 | Glycol | Advanced Controller with a Vacation or Holiday Mode | Solar Storage with Tankless Auxiliary Water Heater | 52 | 1 | 1 | 75 | Z13 | [18 empty] | Bakersfield | FALSE | 34.19 |  | 2020-06-09 | 2020-07-16 |  |  | 2020-06-11 | 2020-07-24 | 1532 | 5470 | Up-front Payment
PGE-015687 | Single Family Residential - Disadvantaged Community | Domestic Hot Water | Gas | Pacific Gas and Electric | Incentive:Paid | 4366 | 29.85 |  | 1 | 160 |  | 160 |  | 2020-06-11 13:47 | 2020-08-26 | TITANIUM POWER INC | Retrofit | Bakersfield | Bakersfield | 93307 | Host Customer is System Owner | 4 |  | 30004297 | Butler Sun Solutions, Inc. | Titanium Power | Power Pack 2 GT | Indirect Forced Circulation (IF) | 45.42 |  | ARIS2004 | Glycol | Advanced Controller with a Vacation or Holiday Mode | Solar Storage with Tankless Auxiliary Water Heater | 52 | 1 | 1 | 55 | Z13 | [18 empty] | Bakersfield | FALSE | 34.19 |  | 2020-06-09 | 2020-07-16 |  |  | 2020-06-11 | 2020-08-26 | 1515 | 5470 | Up-front Payment
PGE-015688 | Single Family Residential - Disadvantaged Community | Domestic Hot Water | Gas | Pacific Gas and Electric | Incentive:Paid | 4366 | 29.85 |  | 1 | 160 |  | 160 |  | 2020-06-11 13:47 | 2020-07-24 | TITANIUM POWER INC | Retrofit | Bakersfield | Bakersfield | 93309 | Host Customer is System Owner | 6 |  | 30004297 | Butler Sun Solutions, Inc. | Titanium Power | Power Pack 2 GT | Indirect Forced Circulation (IF) | 45.42 |  | ARIS2004 | Glycol | Advanced Controller with a Vacation or Holiday Mode | Solar Storage with Tankless Auxiliary Water Heater | 52 | 1 | 1 | 75 | Z13 | [18 empty] | Bakersfield | FALSE | 34.19 |  | 2020-06-09 | 2020-07-16 |  |  | 2020-06-11 | 2020-07-24 | 1532 | 5470 | Up-front Payment
PGE-015689 | Low Income Single Family Residential | Domestic Hot Water | Gas | Pacific Gas and Electric | Incentive:Paid | 5397 | 36.9 |  | 1 | 160 |  | 160 |  | 2020-06-11 13:40 | 2020-07-24 | TITANIUM POWER INC | Retrofit | Bakersfield | Bakersfield | 93307 | Host Customer is System Owner | 4 |  | 30004297 | Butler Sun Solutions, Inc. | Titanium Power | Power Pack 2 GT | Indirect Forced Circulation (IF) | 45.42 |  | ARIS2004 | Glycol | Advanced Controller with a Vacation or Holiday Mode | Solar Storage with Tankless Auxiliary Water Heater | 52 | 1 | 1 | 55 | Z13 | [18 empty] | Bakersfield | FALSE | 34.19 |  | 2011-06-01: 2020-06-09; 2011-08-03: 2020-06-11; 2011-09-20: 2020-07-24 | 1532 | 5470 | Up-front Payment
PGE-015690 | Single Family Residential - Disadvantaged Community | Domestic Hot Water | Gas | Pacific Gas and Electric | Incentive:Paid | 4366 | 29.85 |  | 1 | 160 |  | 160 |  | 2020-06-11 13:48 | 2020-07-24 | TITANIUM POWER INC | Retrofit | Bakersfield | Bakersfield | 93304 | Host Customer is System Owner | 4 |  | 30004297 | Butler Sun Solutions, Inc. | Titanium Power | Power Pack 2 GT | Indirect Forced Circulation (IF) | 45.42 |  | ARIS2004 | Glycol | Advanced Controller with a Vacation or Holiday Mode | Solar Storage with Tankless Auxiliary Water Heater | 52 | 1 | 1 | 55 | Z13 | [18 empty] | Bakersfield | FALSE | 34.19 |  | 2020-06-09 | 2020-07-16 |  |  | 2020-06-11 | 2020-07-24 | 1532 | 5470 | Up-front Payment
PGE-015691 | Low Income Single Family Residential | Domestic Hot Water | Gas | Pacific Gas and Electric | Incentive:Paid | 5397 | 36.9 |  | 1 | 160 |  | 160 |  | 2020-06-11 13:40 | 2020-07-20 | TITANIUM POWER INC | Retrofit | Bakersfield | Bakersfield | 93309 | Host Customer is System Owner | 4 |  | 30004297 | Butler Sun Solutions, Inc. | Titanium Power | Power Pack 2 GT | Indirect Forced Circulation (IF) | 45.42 |  | ARIS2004 | Glycol | Advanced Controller with a Vacation or Holiday Mode | Solar Storage with Tankless Auxiliary Water Heater | 52 | 1 | 1 | 55 | Z13 | [18 empty] | Bakersfield | FALSE | 34.19 |  | 2011-06-01: 2020-06-09; 2011-08-03: 2020-06-11; 2011-09-20: 2020-07-20 | 1551 | 5470 | Up-front Payment
PGE-015692 | Single Family Residential - Disadvantaged Community | Domestic Hot Water | Gas | Pacific Gas and Electric | Incentive:Paid | 4366 | 29.85 |  | 1 | 160 |  | 160 |  | 2020-06-11 13:48 | 2020-07-31 | TITANIUM POWER INC | Retrofit | Bakersfield | Bakersfield | 93307 | Host Customer is System Owner | 6 |  | 30004297 | Butler Sun Solutions, Inc. | Titanium Power | Power Pack 2 GT | Indirect Forced Circulation (IF) | 45.42 |  | ARIS2004 | Glycol | Advanced Controller with a Vacation or Holiday Mode | Solar Storage with Tankless Auxiliary Water Heater | 52 | 1 | 1 | 75 | Z13 | [18 empty] | Bakersfield | FALSE | 34.19 |  | 2020-06-09 | 2020-07-16 |  |  | 2020-06-11 | 2020-07-31 | 1532 | 5470 | Up-front Payment
PGE-015693 | Low Income Single Family Residential | Domestic Hot Water | Gas | Pacific Gas and Electric | Incentive:Paid | 5314 | 36.9 |  | 1 | 160 |  | 144 |  | 2020-06-11 13:42 | 2020-07-20 | TITANIUM POWER INC | Retrofit | Bakersfield | Bakersfield | 93307 | Host Customer is System Owner | 4 |  | 30004297 | Butler Sun Solutions, Inc. | Titanium Power | Power Pack 2 GT | Indirect Forced Circulation (IF) | 45.42 |  | ARIS2004 | Glycol | Advanced Controller with a Vacation or Holiday Mode | Solar Storage with Tankless Auxiliary Water Heater | 52 | 1 | 0.9 | 55 | Z13 | [18 empty] | Bakersfield | FALSE | 34.19 |  | 2011-06-01: 2020-06-09; 2011-08-03: 2020-06-11; 2011-09-20: 2020-07-20 | 1551 | 5470 | Up-front Payment
PGE-015694 | Low Income Single Family Residential | Domestic Hot Water | Gas | Pacific Gas and Electric | Incentive:Paid | 5397 | 36.9 |  | 1 | 160 |  | 152 |  | 2020-06-11 13:43 | 2020-09-10 | TITANIUM POWER INC | Retrofit | Bakersfield | Bakersfield | 93304 | Host Customer is System Owner | 6 |  | 30004297 | Butler Sun Solutions, Inc. | Titanium Power | Power Pack 2 GT | Indirect Forced Circulation (IF) | 45.42 |  | ARIS2004 | Glycol | Advanced Controller with a Vacation or Holiday Mode | Solar Storage with Tankless Auxiliary Water Heater | 52 | 1 | 0.95 | 75 | Z13 | [18 empty] | Bakersfield | FALSE | 34.19 |  | 2020-06-09 | 2020-07-16 |  |  | 2020-06-11 | 2020-09-10 | 1488 | 5470 | Up-front Payment
PGE-015695 | Low Income Single Family Residential | Domestic Hot Water | Gas | Pacific Gas and Electric | Incentive:Paid | 5397 | 36.9 |  | 1 | 160 |  | 160 |  | 2020-06-11 13:49 | 2020-07-22 | TITANIUM POWER INC | Retrofit | Bakersfield | Bakersfield | 93307 | Host Customer is System Owner | 7 |  | 30004297 | Butler Sun Solutions, Inc. | Titanium Power | Power Pack 2 GT | Indirect Forced Circulation (IF) | 45.42 |  | ARIS2004 | Glycol | Advanced Controller with a Vacation or Holiday Mode | Solar Storage with Tankless Auxiliary Water Heater | 52 | 1 | 1 | 85 | Z13 | [18 empty] | Bakersfield | FALSE | 34.06 |  | 2011-06-01: 2020-06-09; 2011-08-03: 2020-06-11; 2011-09-20: 2020-07-22 | 1551 | 5450 | Up-front Payment
PGE-015696 | Low Income Single Family Residential | Domestic Hot Water | Gas | Pacific Gas and Electric | Incentive:Paid | 5397 | 36.9 |  | 1 | 160 |  | 160 |  | 2020-06-11 13:51 | 2020-07-22 | TITANIUM POWER INC | Retrofit | Bakersfield | Bakersfield | 93306 | Host Customer is System Owner | 4 |  | 30004297 | Butler Sun Solutions, Inc. | Titanium Power | Power Pack 2 GT | Indirect Forced Circulation (IF) | 45.42 |  | ARIS2004 | Glycol | Advanced Controller with a Vacation or Holiday Mode | Solar Storage with Tankless Auxiliary Water Heater | 52 | 1 | 1 | 55 | Z13 | [18 empty] | Bakersfield | FALSE | 34.06 |  | 2011-06-01: 2020-06-09; 2011-08-03: 2020-06-11; 2011-09-20: 2020-07-22 | 1551 | 5450 | Up-front Payment
PGE-015697 | Low Income Single Family Residential | Domestic Hot Water | Gas | Pacific Gas and Electric | Incentive:Paid | 5397 | 36.9 |  | 1 | 160 |  | 160 |  | 2020-06-11 13:49 | 2020-09-10 | TITANIUM POWER INC | Retrofit | Bakersfield | Bakersfield | 93306 | Host Customer is System Owner | 6 |  | 30004297 | Butler Sun Solutions, Inc. | Titanium Power | Power Pack 2 GT | Indirect Forced Circulation (IF) | 45.42 |  | ARIS2004 | Glycol | Advanced Controller with a Vacation or Holiday Mode | Solar Storage with Tankless Auxiliary Water Heater | 52 | 1 | 1 | 75 | Z13 | [18 empty] | Bakersfield | FALSE | 34.06 |  | 2020-06-09 | 2020-07-16 |  |  | 2020-06-11 | 2020-09-10 | 1499 | 5450 | Up-front Payment
PGE-015698 | Single Family Residential - Disadvantaged Community | Domestic Hot Water | Gas | Pacific Gas and Electric | Incentive:Paid | 4366 | 29.85 |  | 1 | 160 |  | 160 |  | 2020-06-11 13:50 | 2020-11-12 | TITANIUM POWER INC | Retrofit | Bakersfiled | Bakersfield | 93307 | Host Customer is System Owner | 4 |  | 30004297 | Butler Sun Solutions, Inc. | Titanium Power | Power Pack 2 GT | Indirect Forced Circulation (IF) | 45.42 |  | ARIS2004 | Glycol | Advanced Controller with a Vacation or Holiday Mode | Solar Storage with Tankless Auxiliary Water Heater | 52 | 1 | 1 | 55 | Z13 | [18 empty] | Bakersfield | FALSE | 34.06 |  | 2020-06-09 | 2020-07-16 |  |  | 2020-06-11 | 2020-11-12 | 1440 | 5450 | Up-front Payment
PGE-015699 | Single Family Residential - Disadvantaged Community | Domestic Hot Water | Gas | Pacific Gas and Electric | Incentive:Paid | 4366 | 29.85 |  | 1 | 160 |  | 160 |  | 2020-06-11 13:41 | 2020-07-22 | TITANIUM POWER INC | Retrofit | Bakersfield | Bakersfield | 93307 | Host Customer is System Owner | 5 |  | 30004297 | Butler Sun Solutions, Inc. | Titanium Power | Power Pack 2 GT | Indirect Forced Circulation (IF) | 45.42 |  | ARIS2004 | Glycol | Advanced Controller with a Vacation or Holiday Mode | Solar Storage with Tankless Auxiliary Water Heater | 52 | 1 | 1 | 65 | Z13 | [18 empty] | Bakersfield | FALSE | 34.19 |  | 2020-06-09 | 2020-07-16 |  |  | 2020-06-11 | 2020-07-22 | 1551 | 5470 | Up-front Payment
PGE-015700 | Single Family Residential - Disadvantaged Community | Domestic Hot Water | Gas | Pacific Gas and Electric | Incentive:Paid | 4366 | 29.85 |  | 1 | 160 |  | 160 |  | 2020-06-11 13:52 | 2020-09-25 | TITANIUM POWER INC | Retrofit | Bakersfield | Bakersfield | 93304 | Host Customer is System Owner | 8 |  | 30004297 | Butler Sun Solutions, Inc. | Titanium Power | Power Pack 2 GT | Indirect Forced Circulation (IF) | 45.42 |  | ARIS2004 | Glycol | Advanced Controller with a Vacation or Holiday Mode | Solar Storage with Tankless Auxiliary Water Heater | 52 | 1 | 1 | 95 | Z13 | [18 empty] | Bakersfield | FALSE | 34.06 |  | 2020-06-09 | 2020-07-16 |  |  | 2020-06-11 | 2020-09-25 | 1485 | 5450 | Up-front Payment
PGE-015701 | Low Income Single Family Residential | Domestic Hot Water | Gas | Pacific Gas and Electric | Incentive:Paid | 5397 | 36.9 |  | 1 | 160 |  | 160 |  | 2020-06-11 13:52 | 2020-07-24 | TITANIUM POWER INC | Retrofit | Bakersfield | Bakersfield | 93307 | Host Customer is System Owner | 7 |  | 30004297 | Butler Sun Solutions, Inc. | Titanium Power | Power Pack 2 GT | Indirect Forced Circulation (IF) | 45.42 |  | ARIS2004 | Glycol | Advanced Controller with a Vacation or Holiday Mode | Solar Storage with Tankless Auxiliary Water Heater | 52 | 1 | 1 | 85 | Z13 | [18 empty] | Bakersfield | FALSE | 34.06 |  | 2020-06-09 | 2020-07-17 |  |  | 2020-06-11 | 2020-07-24 | 1532 | 5450 | Up-front Payment
PGE-015702 | Single Family Residential - Disadvantaged Community | Domestic Hot Water | Gas | Pacific Gas and Electric | Incentive:Paid | 4298 | 29.85 |  | 1 | 160 |  | 144 |  | 2020-07-31 14:55 | 2020-08-20 | TITANIUM POWER INC | Retrofit | Bakersfield | Bakersfield | 93306 | Host Customer is System Owner | 4 |  | 30004297 | Butler Sun Solutions, Inc. | Titanium Power | Power Pack 2 GT | Indirect Forced Circulation (IF) | 45.42 |  | ARIS2004 | Glycol | Advanced Controller with a Vacation or Holiday Mode | Solar Storage with Tankless Auxiliary Water Heater | 52 | 1 | 0.9 | 55 | Z13 | [18 empty] | Bakersfield | FALSE | 27.5 |  | 2020-06-09 | 2020-08-12 |  |  | 2020-07-31 | 2020-08-20 | 1515 | 4400 | Up-front Payment
PGE-015703 | Single Family Residential - Disadvantaged Community | Domestic Hot Water | Gas | Pacific Gas and Electric | Incentive:Paid | 4366 | 29.85 |  | 1 | 160 |  | 160 |  | 2020-06-11 13:53 | 2020-07-24 | TITANIUM POWER INC | Retrofit | Bakersfield | Bakersfield | 93305 | Host Customer is System Owner | 4 |  | 30004297 | Butler Sun Solutions, Inc. | Titanium Power | Power Pack 2 GT | Indirect Forced Circulation (IF) | 45.42 |  | ARIS2004 | Glycol | Advanced Controller with a Vacation or Holiday Mode | Solar Storage with Tankless Auxiliary Water Heater | 52 | 1 | 1 | 55 | Z13 | [18 empty] | Bakersfield | FALSE | 34.06 |  | 2020-06-09 | 2020-07-17 |  |  | 2020-06-11 | 2020-07-24 | 1532 | 5450 | Up-front Payment
PGE-015705 | Low Income Single Family Residential | Domestic Hot Water | Gas | Pacific Gas and Electric | Incentive:Paid | 5397 | 36.9 |  | 1 | 160 |  | 152 |  | 2020-06-11 13:55 | 2020-07-24 | TITANIUM POWER INC | Retrofit | Bakersfield | Bakersfield | 93306 | Host Customer is System Owner | 4 |  | 30004297 | Butler Sun Solutions, Inc. | Titanium Power | Power Pack 2 GT | Indirect Forced Circulation (IF) | 45.42 |  | ARIS2004 | Glycol | Advanced Controller with a Vacation or Holiday Mode | Solar Storage with Tankless Auxiliary Water Heater | 52 | 1 | 0.95 | 55 | Z13 | [18 empty] | Bakersfield | FALSE | 34.06 |  | 2020-06-09 | 2020-07-17 |  |  | 2020-06-11 | 2020-07-24 | 1532 | 5450 | Up-front Payment
PGE-015706 | Low Income Single Family Residential | Domestic Hot Water | Gas | Pacific Gas and Electric | Incentive:Paid | 5397 | 36.9 |  | 1 | 160 |  | 160 |  | 2020-06-11 13:55 | 2020-07-24 | TITANIUM POWER INC | Retrofit | Bakersfield | Bakersfield | 93306 | Host Customer is System Owner | 5 |  | 30004297 | Butler Sun Solutions, Inc. | Titanium Power | Power Pack 2 GT | Indirect Forced Circulation (IF) | 45.42 |  | ARIS2004 | Glycol | Advanced Controller with a Vacation or Holiday Mode | Solar Storage with Tankless Auxiliary Water Heater | 52 | 1 | 1 | 65 | Z13 | [18 empty] | Bakersfield | FALSE | 34.06 |  | 2011-06-01: 2020-06-09; 2011-08-03: 2020-06-11; 2011-09-20: 2020-07-24 | 1532 | 5450 | Up-front Payment
PGE-015707 | Low Income Single Family Residential | Domestic Hot Water | Gas | Pacific Gas and Electric | Incentive:Paid | 5397 | 36.9 |  | 1 | 160 |  | 160 |  | 2020-06-11 13:56 | 2020-07-27 | TITANIUM POWER INC | Retrofit | Bakersfield | Bakersfield | 93307 | Host Customer is System Owner | 4 |  | 30004297 | Butler Sun Solutions, Inc. | Titanium Power | Power Pack 2 GT | Indirect Forced Circulation (IF) | 45.42 |  | ARIS2004 | Glycol | Advanced Controller with a Vacation or Holiday Mode | Solar Storage with Tankless Auxiliary Water Heater | 52 | 1 | 1 | 55 | Z13 | [18 empty] | Bakersfield | FALSE | 34.06 |  | 2020-06-09 | 2020-07-17 |  |  | 2020-06-11 | 2020-07-27 | 1532 | 5450 | Up-front Payment
PGE-015708 | Single Family Residential - Disadvantaged Community | Domestic Hot Water | Gas | Pacific Gas and Electric | Incentive:Paid | 4366 | 29.85 |  | 1 | 160 |  | 160 |  | 2020-06-11 13:59 | 2020-07-27 | TITANIUM POWER INC | Retrofit | Bakersfield | Bakersfield | 93307 | Host Customer is System Owner | 4 |  | 30004297 | Butler Sun Solutions, Inc. | Titanium Power | Power Pack 2 GT | Indirect Forced Circulation (IF) | 45.42 |  | ARIS2004 | Glycol | Advanced Controller with a Vacation or Holiday Mode | Solar Storage with Tankless Auxiliary Water Heater | 52 | 1 | 1 | 55 | Z13 | [18 empty] | Bakersfield | FALSE | 34.19 |  | 2020-06-09 | 2020-07-17 |  |  | 2020-06-11 | 2020-07-27 | 1530 | 5470 | Up-front Payment
PGE-015709 | Single Family Residential | Domestic Hot Water | Gas | Pacific Gas and Electric | Incentive:Paid | 4366 | 29.85 |  | 1 | 160 |  | 160 |  | 2020-06-11 13:57 | 2020-07-27 | TITANIUM POWER INC | Retrofit | Bakersfield | Bakersfield | 93304 | Host Customer is System Owner | 4 |  | 30004297 | Butler Sun Solutions, Inc. | Titanium Power | Power Pack 2 GT | Indirect Forced Circulation (IF) | 45.42 |  | ARIS2004 | Glycol | Advanced Controller with a Vacation or Holiday Mode | Solar Storage with Tankless Auxiliary Water Heater | 52 | 1 | 1 | 55 | Z13 | [18 empty] | Bakersfield | FALSE | 34.19 |  | 2020-06-09 | 2020-07-17 |  |  | 2020-06-11 | 2020-07-27 | 1530 | 5470 | Up-front Payment
PGE-015710 | Low Income Single Family Residential | Domestic Hot Water | Gas | Pacific Gas and Electric | Incentive:Paid | 5397 | 36.9 |  | 1 | 147 |  | 147 |  | 2020-06-09 16:19 | 2020-06-22 | DUNROSS CONSTRUCTION | Retrofit | Bakersfield | Kern | 93304 | Host Customer is System Owner | 4 |  | 30004296 | SunEarth, Inc. | SOLARAY | TE40T-80-2G | Indirect Forced Circulation (IF) | 40.95 |  | TRB-40 | Glycol | Steam Back | Solar Storage and Auxiliary Tanks are separate | 80 | 1 | 1 | 55 | Z13 | [18 empty] | County of Bakersfield | FALSE | 36.71 |  | 2011-06-01: 2020-06-09; 2011-08-03: 2020-06-09; 2011-09-20: 2020-06-22 | 1578 | 5397 | Up-front Payment
PGE-015711 | Single Family Residential - Disadvantaged Community | Domestic Hot Water | Gas | Pacific Gas and Electric | Incentive:Paid | 4366 | 29.85 |  | 1 | 160 |  | 152 |  | 2020-06-11 14:44 | 2020-07-27 | TITANIUM POWER INC | Retrofit | Bakersfield | Bakersfield | 93304 | Host Customer is System Owner | 4 |  | 30004297 | Butler Sun Solutions, Inc. | Titanium Power | Power Pack 2 GT | Indirect Forced Circulation (IF) | 45.42 |  | ARIS2004 | Glycol | Advanced Controller with a Vacation or Holiday Mode | Solar Storage with Tankless Auxiliary Water Heater | 52 | 1 | 0.95 | 55 | Z13 | [18 empty] | Bakersfield | FALSE | 34.19 |  | 2020-06-10 | 2020-07-17 |  |  | 2020-06-11 | 2020-07-27 | 1530 | 5470 | Up-front Payment
PGE-015712 | Low Income Single Family Residential | Domestic Hot Water | Gas | Pacific Gas and Electric | Incentive:Paid | 5397 | 36.9 |  | 1 | 160 |  | 160 |  | 2020-06-11 14:45 | 2020-07-27 | TITANIUM POWER INC | Retrofit | Bakersfield | Bakersfield | 93305 | Host Customer is System Owner | 4 |  | 30004297 | Butler Sun Solutions, Inc. | Titanium Power | Power Pack 2 GT | Indirect Forced Circulation (IF) | 45.42 |  | ARIS2004 | Glycol | Advanced Controller with a Vacation or Holiday Mode | Solar Storage with Tankless Auxiliary Water Heater | 52 | 1 | 1 | 55 | Z13 | [18 empty] | Bakersfield | FALSE | 34.06 |  | 2011-06-01: 2020-06-10; 2011-08-03: 2020-06-11; 2011-09-20: 2020-07-27 | 1530 | 5450 | Up-front Payment
PGE-015713 | Low Income Single Family Residential | Domestic Hot Water | Gas | Pacific Gas and Electric | Incentive:Paid | 5397 | 36.9 |  | 1 | 160 |  | 160 |  | 2020-06-11 14:52 | 2020-09-25 | TITANIUM POWER INC | Retrofit | Bakersfield | Bakersfield | 93306 | Host Customer is System Owner | 10 |  | 30004297 | Butler Sun Solutions, Inc. | Titanium Power | Power Pack 2 GT | Indirect Forced Circulation (IF) | 45.42 |  | ARIS2004 | Glycol | Advanced Controller with a Vacation or Holiday Mode | Solar Storage with Tankless Auxiliary Water Heater | 52 | 1 | 1 | 115 | Z13 | [18 empty] | Bakersfield | FALSE | 34.06 |  | 2011-06-01: 2020-06-10; 2011-08-03: 2020-06-11; 2011-09-20: 2020-09-25 | 1485 | 5450 | Up-front Payment
PGE-015715 | Low Income Single Family Residential | Domestic Hot Water | Gas | Pacific Gas and Electric | Incentive:Paid | 5397 | 36.9 |  | 1 | 160 |  | 152 |  | 2020-06-11 14:46 | 2020-07-31 | TITANIUM POWER INC | Retrofit | Bakersfield | Bakersfield | 93305 | Host Customer is System Owner | 4 |  | 30004297 | Butler Sun Solutions, Inc. | Titanium Power | Power Pack 2 GT | Indirect Forced Circulation (IF) | 45.42 |  | ARIS2004 | Glycol | Advanced Controller with a Vacation or Holiday Mode | Solar Storage with Tankless Auxiliary Water Heater | 52 | 1 | 0.95 | 55 | Z13 | [18 empty] | Bakersfield | FALSE | 34.06 |  | 2020-06-10 | 2020-07-20 |  |  | 2020-06-11 | 2020-07-31 | 1530 | 5450 | Up-front Payment
PGE-015717 | Low Income Single Family Residential | Domestic Hot Water | Gas | Pacific Gas and Electric | Incentive:Paid | 5397 | 36.9 |  | 1 | 160 |  | 152 |  | 2020-06-11 14:51 | 2020-07-29 | TITANIUM POWER INC | Retrofit | Bakersfield | Bakersfield | 93313 | Host Customer is System Owner | 5 |  | 30004297 | Butler Sun Solutions, Inc. | Titanium Power | Power Pack 2 GT | Indirect Forced Circulation (IF) | 45.42 |  | ARIS2004 | Glycol | Advanced Controller with a Vacation or Holiday Mode | Solar Storage with Tankless Auxiliary Water Heater | 52 | 1 | 0.95 | 65 | Z13 | [18 empty] | Bakersfield | FALSE | 34.19 |  | 2011-06-01: 2020-06-10; 2011-08-03: 2020-06-11; 2011-09-20: 2020-07-29 | 1530 | 5470 | Up-front Payment
PGE-015720 | Low Income Single Family Residential | Domestic Hot Water | Gas | Pacific Gas and Electric | Incentive:Paid | 5397 | 36.9 |  | 1 | 160 |  | 152 |  | 2020-06-11 14:50 | 2020-07-29 | TITANIUM POWER INC | Retrofit | Bakersfield | Bakersfield | 93307 | Host Customer is System Owner | 4 |  | 30004297 | Butler Sun Solutions, Inc. | Titanium Power | Power Pack 2 GT | Indirect Forced Circulation (IF) | 45.42 |  | ARIS2004 | Glycol | Advanced Controller with a Vacation or Holiday Mode | Solar Storage with Tankless Auxiliary Water Heater | 52 | 1 | 0.95 | 55 | Z13 | [18 empty] | Bakersfield | FALSE | 34.19 |  | 2011-06-01: 2020-06-10; 2011-08-03: 2020-06-11; 2011-09-20: 2020-07-29 | 1530 | 5470 | Up-front Payment
PGE-015721 | Low Income Single Family Residential | Domestic Hot Water | Gas | Pacific Gas and Electric | Incentive:Paid | 5397 | 36.9 |  | 1 | 160 |  | 160 |  | 2020-06-11 14:46 | 2020-09-24 | TITANIUM POWER INC | Retrofit | Bakersfield | Bakersfield | 93307 | Host Customer is System Owner | 4 |  | 30004297 | Butler Sun Solutions, Inc. | Titanium Power | Power Pack 2 GT | Indirect Forced Circulation (IF) | 45.42 |  | ARIS2004 | Glycol | Advanced Controller with a Vacation or Holiday Mode | Solar Storage with Tankless Auxiliary Water Heater | 52 | 1 | 1 | 55 | Z13 | [18 empty] | Bakersfield | FALSE | 34.19 |  | 2011-06-01: 2020-06-10; 2011-08-03: 2020-06-11; 2011-09-20: 2020-09-24 | 1485 | 5470 | Up-front Payment
PGE-015723 | Low Income Single Family Residential | Domestic Hot Water | Gas | Pacific Gas and Electric | Incentive:Paid | 5397 | 36.9 |  | 1 | 160 |  | 152 |  | 2020-06-11 14:47 | 2020-07-29 | TITANIUM POWER INC | Retrofit | Bakersfield | Bakersfield | 93307 | Host Customer is System Owner | 4 |  | 30004297 | Butler Sun Solutions, Inc. | Titanium Power | Power Pack 2 GT | Indirect Forced Circulation (IF) | 45.42 |  | ARIS2004 | Glycol | Advanced Controller with a Vacation or Holiday Mode | Solar Storage with Tankless Auxiliary Water Heater | 52 | 1 | 0.95 | 55 | Z13 | [18 empty] | Bakersfield | FALSE | 34.19 |  | 2011-06-01: 2020-06-10; 2011-08-03: 2020-06-11; 2011-09-20: 2020-07-29 | 1530 | 5470 | Up-front Payment
PGE-015724 | Single Family Residential - Disadvantaged Community | Domestic Hot Water | Gas | Pacific Gas and Electric | Incentive:Paid | 4366 | 29.85 |  | 1 | 160 |  | 160 |  | 2020-06-11 14:49 | 2020-08-21 | TITANIUM POWER INC | Retrofit | Bakersfield | Bakersfield | 93309 | Host Customer is System Owner | 8 |  | 30004297 | Butler Sun Solutions, Inc. | Titanium Power | Power Pack 2 GT | Indirect Forced Circulation (IF) | 45.42 |  | ARIS2004 | Glycol | Advanced Controller with a Vacation or Holiday Mode | Solar Storage with Tankless Auxiliary Water Heater | 52 | 1 | 1 | 95 | Z13 | [18 empty] | Bakersfield | FALSE | 34.19 |  | 2020-06-10 | 2020-07-20 |  |  | 2020-06-11 | 2020-08-21 | 1515 | 5470 | Up-front Payment
PGE-015725 | Single Family Residential | Domestic Hot Water | Gas | Pacific Gas and Electric | Incentive:Paid | 4366 | 29.85 |  | 1 | 164 |  | 156 |  | 2020-06-11 14:47 | 2020-08-21 | TITANIUM POWER INC | Retrofit | Bakersfield | Bakersfield | 93305 | Host Customer is System Owner | 8 |  | 30004298 | Butler Sun Solutions, Inc. | Titanium Power | Power Pack 2 GT Butler | Indirect Forced Circulation (IF) | 43.72 |  | BT1 | Glycol | Advanced Controller with a Vacation or Holiday Mode | Solar Storage with Tankless Auxiliary Water Heater | 52 | 1 | 0.95 | 95 | Z13 | [18 empty] | Bakersfield | FALSE | 33.35 |  | 2020-06-10 | 2020-07-20 |  |  | 2020-06-11 | 2020-08-21 | 1515 | 5470 | Up-front Payment
PGE-015726 | Single Family Residential - Disadvantaged Community | Domestic Hot Water | Gas | Pacific Gas and Electric | Incentive:Paid | 4298 | 29.85 |  | 1 | 160 |  | 144 |  | 2020-06-11 14:48 | 2020-08-03 | TITANIUM POWER INC | Retrofit | Bakersfield | Bakersfield | 93305 | Host Customer is System Owner | 4 |  | 30004297 | Butler Sun Solutions, Inc. | Titanium Power | Power Pack 2 GT | Indirect Forced Circulation (IF) | 45.42 |  | ARIS2004 | Glycol | Advanced Controller with a Vacation or Holiday Mode | Solar Storage with Tankless Auxiliary Water Heater | 52 | 1 | 0.9 | 55 | Z13 | [18 empty] | Bakersfield | FALSE | 33.56 |  | 2020-06-10 | 2020-07-20 |  |  | 2020-06-11 | 2020-08-03 | 1530 | 5370 | Up-front Payment
PGE-015727 | Low Income Single Family Residential | Domestic Hot Water | Gas | Pacific Gas and Electric | Incentive:Paid | 5397 | 36.9 |  | 1 | 160 |  | 160 |  | 2020-07-10 10:44 | 2020-08-06 | DOCTOR PIPER INC | Retrofit | Bakersfield | Kern | 93307 | Host Customer is System Owner | 4 |  | 30004307 | SunEarth, Inc. | Cascade 2 | C2-40T-50-TLG | Indirect Forced Circulation (IF) | 40.95 |  | TRB-40 | Automatic Drainback | Drainback (Water) | Solar Storage with Tankless Auxiliary Water Heater | 0 | 1 | 1 | 55 | Z13 | [18 empty] | City of Bakersfield | FALSE | 33.73 |  | 2020-06-10 | 2020-07-30 |  |  | 2020-07-10 | 2020-08-06 | 1534 | 5397 | Up-front Payment
PGE-015728 | Low Income Single Family Residential | Domestic Hot Water | Gas | Pacific Gas and Electric | Incentive:Paid | 5397 | 36.9 |  | 1 | 160 |  | 160 |  | 2020-07-31 15:11 | 2021-04-21 | DOCTOR PIPER INC | Retrofit | Bakersfield | Kern | 93307 | Host Customer is System Owner | 4 |  | 30004307 | SunEarth, Inc. | Cascade 2 | C2-40T-50-TLG | Indirect Forced Circulation (IF) | 40.95 |  | TRB-40 | Automatic Drainback | Steam Back | Solar Storage with Tankless Auxiliary Water Heater | 50 | 1 | 1 | 55 | Z13 | [18 empty] | City of Bakersfield | FALSE | 33.73 |  | 2020-06-10 | 2020-09-03 |  |  | 2020-07-31 | 2021-04-21 | 1276 | 5397 | Up-front Payment
PGE-015738 | Low Income Single Family Residential | Domestic Hot Water | Gas | Pacific Gas and Electric | Incentive:Paid | 5397 | 36.9 |  | 1 | 160 |  | 152 |  | 2020-06-18 11:04 | 2020-07-29 | TITANIUM POWER INC | Retrofit | Bakersfield | Bakersfield | 93306 | Host Customer is System Owner | 4 |  | 30004297 | Butler Sun Solutions, Inc. | Titanium Power | Power Pack 2 GT | Indirect Forced Circulation (IF) | 45.42 |  | ARIS2004 | Glycol | Advanced Controller with a Vacation or Holiday Mode | Solar Storage with Tankless Auxiliary Water Heater | 52 | 1 | 0.95 | 55 | Z13 | [18 empty] | Bakersfield | FALSE | 34.06 |  | 2011-06-01: 2020-06-11; 2011-08-03: 2020-06-18; 2011-09-20: 2020-07-29 | 1530 | 5450 | Up-front Payment
PGE-015741 | Low Income Single Family Residential | Domestic Hot Water | Gas | Pacific Gas and Electric | Incentive:Paid | 5397 | 36.9 |  | 1 | 160 |  | 160 |  | 2020-06-18 11:08 | 2020-07-29 | TITANIUM POWER INC | Retrofit | Bakersfield | Bakersfield | 93307 | Host Customer is System Owner | 6 |  | 30004297 | Butler Sun Solutions, Inc. | Titanium Power | Power Pack 2 GT | Indirect Forced Circulation (IF) | 45.42 |  | ARIS2004 | Glycol | Advanced Controller with a Vacation or Holiday Mode | Solar Storage with Tankless Auxiliary Water Heater | 52 | 1 | 1 | 75 | Z13 | [18 empty] | Bakersfield | FALSE | 34.06 |  | 2011-06-01: 2020-06-11; 2011-08-03: 2020-06-18; 2011-09-20: 2020-07-29 | 1530 | 5450 | Up-front Payment
PGE-015757 | Industrial | Process Heating | Gas | Pacific Gas and Electric | Incentive:In Payment | 2580873 | 10.1 |  | 1 | 239664 |  | 239664 |  | 2020-06-17 09:41 | 2020-09-10 | SOLAR THERMAL CONSTRUCTION INC | Retrofit | Turlock | Stanislaus | 95380 | Host Customer is System Owner | [7 empty] | 42516 | 141.72 |  | Glycol | Advanced Controller with a Thermal Cycling Function | Solar Storage with Tankless Auxiliary Water Heater |  | 1 | 1 | 345392 | Z12 |  |  | Other | 10001988 | 300 | 2 | 45610 | 2 | 0 | 0 | 5000000 | FALSE | 140 | 140 |  | Kamstrup Multical 603 | Skyven Technologies | Kamstrup Multical 603 | Turlock, Stanislaus County, CA | FALSE | 30.63 |  | 2020-06-12 | 2020-08-19 | 2020-06-17 | 2020-09-10 | 2022-10-31 | 2022-11-30 | 634 | 7341676 | Performance-Based Incentive
PGE-015758 | Commercial/Multifamily Residential | Domestic Hot Water | Gas | Pacific Gas and Electric | Incentive:Paid | 36242 | 17.16 |  | 2 | 2112 |  | 2112 |  | 2020-07-01 18:23 | 2020-08-04 | SUN LIGHT & POWER | New Construction | Berkeley | Alameda | 94720 | Host Customer is System Owner | [7 empty] | 644.16 | 40.26 |  | Glycol | Pressure Stagnation Protection (PSP) | Solar Storage and Auxiliary Tanks are separate |  | 1 | 1 | 1600 | Z03 | 40 | Units | Apartments/Condos | 2010115A | 16 | 2 | 900 | 1 | 1500 | 1 | 16000000 | TRUE | 140 | 120 |  | Heliodyne - Delta-T Pro Ethernet |  | Heliodyne - Delta-T Pro Ethernet | City of Berkeley | FALSE | 61.33 |  | 2020-06-12 | 2020-07-30 | 2020-07-01 | 2020-08-04 | 2022-01-21 | 2022-03-01 | 968 | 129527 | Up-front Payment
PGE-015759 | Low Income Single Family Residential | Domestic Hot Water | Gas | Pacific Gas and Electric | Incentive:Paid | 5397 | 36.9 |  | 1 | 148 |  | 148 |  | 2020-06-12 15:35 | 2020-06-30 | DUNROSS CONSTRUCTION | Retrofit | Bakersfield | Kern | 93307 | Host Customer is System Owner | 5 |  | 30004247 | Heliodyne, Inc. | HELIOPAS | HPAS 1 410 G 80 AC D Z | Indirect Forced Circulation (IF) | 40.26 |  | 410 001 | Glycol | Steam Back | Solar Storage and Auxiliary Tanks are separate | 80 | 1 | 1 | 65 | Z13 | [18 empty] | City of Bakersfield | FALSE | 36.47 |  | 2020-06-12 | 2020-06-22 |  |  | 2020-06-12 | 2020-06-30 | 1573 | 5397 | Up-front Payment
PGE-015760 | Low Income Multifamily Residential | Domestic Hot Water | Gas | Pacific Gas and Electric | Incentive:Paid | 50490 | 24.89 |  | 1 | 2049 |  | 2029 |  | 2020-06-29 13:42 | 2020-08-19 | SUN LIGHT & POWER | New Construction | Fairfax | Marin | 94930 | Host Customer is System Owner | [7 empty] | 642.72 | 40.17 |  | Glycol | Pressure Stagnation Protection (PSP) | Solar Storage and Auxiliary Tanks are separate |  | 0.99 | 1 | 2052 | Z02 | 54 | Units | Apartments/Condos | 2010115A | 16 | 2 | 952 | 8 | 476 | 4 | 796000 | TRUE | 140 | 120 |  | Heliodyne - Delta-T Pro Ethernet |  | Heliodyne - Delta-T Pro Ethernet | Town of Fairfax | FALSE | 48.64 |  | 2020-06-12 | 2020-07-08 | 2020-06-29 | 2020-08-19 | 2021-03-01 | 2021-03-15 | 1289 | 99668 | Up-front Payment
PGE-015762 | Low Income Single Family Residential | Domestic Hot Water | Gas | Pacific Gas and Electric | Incentive:Paid | 5397 | 36.9 |  | 1 | 160 |  | 160 |  | 2020-06-22 15:10 | 2020-07-29 | TITANIUM POWER INC | Retrofit | Bakersfield | Bakersfield | 93307 | Host Customer is System Owner | 8 |  | 30004297 | Butler Sun Solutions, Inc. | Titanium Power | Power Pack 2 GT | Indirect Forced Circulation (IF) | 45.42 |  | ARIS2004 | Glycol | Advanced Controller with a Vacation or Holiday Mode | Solar Storage with Tankless Auxiliary Water Heater | 52 | 1 | 1 | 95 | Z13 | [18 empty] | Bakersfield | FALSE | 34.19 |  | 2011-06-01: 2020-06-15; 2011-08-03: 2020-06-22; 2011-09-20: 2020-07-29 | 1530 | 5470 | Up-front Payment
PGE-015763 | Single Family Residential - Disadvantaged Community | Domestic Hot Water | Gas | Pacific Gas and Electric | Incentive:Paid | 4366 | 29.85 |  | 1 | 160 |  | 160 |  | 2020-06-22 15:11 | 2020-11-12 | TITANIUM POWER INC | Retrofit | Bakersfield | Bakersfield | 93307 | Host Customer is System Owner | 6 |  | 30004297 | Butler Sun Solutions, Inc. | Titanium Power | Power Pack 2 GT | Indirect Forced Circulation (IF) | 45.42 |  | ARIS2004 | Glycol | Advanced Controller with a Vacation or Holiday Mode | Solar Storage with Tankless Auxiliary Water Heater | 52 | 1 | 1 | 75 | Z13 | [18 empty] | Bakersfield | FALSE | 34.19 |  | 2020-06-15 | 2020-07-21 |  |  | 2020-06-22 | 2020-11-12 | 1440 | 5470 | Up-front Payment
PGE-015764 | Low Income Single Family Residential | Domestic Hot Water | Gas | Pacific Gas and Electric | Incentive:Paid | 5397 | 36.9 |  | 1 | 160 |  | 160 |  | 2020-06-22 15:12 | 2020-08-20 | TITANIUM POWER INC | Retrofit | Bakersfield | Bakersfield | 93307 | Host Customer is System Owner | 5 |  | 30004297 | Butler Sun Solutions, Inc. | Titanium Power | Power Pack 2 GT | Indirect Forced Circulation (IF) | 45.42 |  | ARIS2004 | Glycol | Advanced Controller with a Vacation or Holiday Mode | Solar Storage with Tankless Auxiliary Water Heater | 52 | 1 | 1 | 65 | Z13 | [18 empty] | Bakersfield | FALSE | 34.19 |  | 2020-06-15 | 2020-07-21 |  |  | 2020-06-22 | 2020-08-20 | 1515 | 5470 | Up-front Payment
PGE-015765 | Low Income Single Family Residential | Domestic Hot Water | Gas | Pacific Gas and Electric | Incentive:Paid | 5397 | 36.9 |  | 1 | 160 |  | 160 |  | 2020-06-18 10:21 | 2020-07-27 | TITANIUM POWER INC | Retrofit | Bakersfield | Bakersfield | 93307 | Host Customer is System Owner | 4 |  | 30004297 | Butler Sun Solutions, Inc. | Titanium Power | Power Pack 2 GT | Indirect Forced Circulation (IF) | 45.42 |  | ARIS2004 | Glycol | Advanced Controller with a Vacation or Holiday Mode | Solar Storage with Tankless Auxiliary Water Heater | 52 | 1 | 1 | 55 | Z13 | [18 empty] | Bakersfield | FALSE | 34.06 |  | 2011-06-01: 2020-06-15; 2011-08-03: 2020-06-18; 2011-09-20: 2020-07-27 | 1530 | 5450 | Up-front Payment
PGE-015766 | Commercial/Multifamily Residential | Domestic Hot Water | Gas | Pacific Gas and Electric | Incentive:Paid | 16439 | 17.16 |  | 2 | 958 |  | 958 |  | 2020-07-07 09:10 | 2020-08-26 | SUN LIGHT & POWER | New Construction | Oakland | Alameda | 94612 | Host Customer is System Owner | [7 empty] | 241.02 | 40.17 |  | Glycol | Pressure Stagnation Protection (PSP) | Solar and Auxiliary Storage are the same Tank |  | 1 | 1 | 1200 | Z03 | 30 | Units | Apartments/Condos | 2010115A | 6 | 1 | 357 | 3 | 1 | 357 | 390000 | TRUE | 140 | 120 |  |  |  |  | City of Oakland | FALSE | 59.34 |  | 2020-06-15 | 2020-07-30 | 2020-07-07 | 2020-08-26 | 2022-03-02 | 2022-03-22 | 934 | 56848 | Up-front Payment
PGE-015767 | Single Family Residential - Disadvantaged Community | Domestic Hot Water | Gas | Pacific Gas and Electric | Incentive:Canceled | 4366 | 29.85 |  | 1 | 160 |  | 160 |  | 2020-06-18 10:19 | 2020-08-20 | TITANIUM POWER INC | Retrofit | Bakersfield | Bakersfield | 93309 | Host Customer is System Owner | 4 |  | 30004297 | Butler Sun Solutions, Inc. | Titanium Power | Power Pack 2 GT | Indirect Forced Circulation (IF) | 45.42 |  | ARIS2004 | Glycol | Advanced Controller with a Vacation or Holiday Mode | Solar Storage with Tankless Auxiliary Water Heater | 52 | 1 | 1 | 55 | Z13 | [18 empty] | Bakersfield | FALSE | 34.06 |  | 2020-06-15 | 2020-07-20 |  |  | 2020-06-18 | 2020-08-20 | 1454 | 5450 | Up-front Payment
PGE-015768 | Low Income Single Family Residential | Domestic Hot Water | Gas | Pacific Gas and Electric | Incentive:Paid | 5397 | 36.9 |  | 1 | 160 |  | 160 |  | 2020-06-18 10:23 | 2020-07-29 | TITANIUM POWER INC | Retrofit | Bakersfield | Bakersfield | 93304 | Host Customer is System Owner | 8 |  | 30004297 | Butler Sun Solutions, Inc. | Titanium Power | Power Pack 2 GT | Indirect Forced Circulation (IF) | 45.42 |  | ARIS2004 | Glycol | Advanced Controller with a Vacation or Holiday Mode | Solar Storage with Tankless Auxiliary Water Heater | 52 | 1 | 1 | 95 | Z13 | [18 empty] | Bakersfield | FALSE | 34.06 |  | 2011-06-01: 2020-06-15; 2011-08-03: 2020-06-18; 2011-09-20: 2020-07-29 | 1530 | 5450 | Up-front Payment
PGE-015769 | Single Family Residential - Disadvantaged Community | Domestic Hot Water | Gas | Pacific Gas and Electric | Incentive:Paid | 4366 | 29.85 |  | 1 | 160 |  | 160 |  | 2020-06-18 10:25 | 2020-09-24 | TITANIUM POWER INC | Retrofit | Bakersfield | Bakersfield | 93304 | Host Customer is System Owner | 4 |  | 30004297 | Butler Sun Solutions, Inc. | Titanium Power | Power Pack 2 GT | Indirect Forced Circulation (IF) | 45.42 |  | ARIS2004 | Glycol | Advanced Controller with a Vacation or Holiday Mode | Solar Storage with Tankless Auxiliary Water Heater | 52 | 1 | 1 | 55 | Z13 | [18 empty] | Bakersfield | FALSE | 34.19 |  | 2020-06-15 | 2020-07-20 |  |  | 2020-06-18 | 2020-09-24 | 1485 | 5470 | Up-front Payment
PGE-015770 | Commercial/Multifamily Residential | Domestic Hot Water | Gas | Pacific Gas and Electric | Incentive:Paid | 25414 | 17.16 |  | 2 | 1481 |  | 1481 |  | 2020-07-13 15:24 | 2020-08-11 | SUN LIGHT & POWER | New Construction | San Francisco | San Francisco | 94103 | Host Customer is System Owner | [7 empty] | 361.53 | 40.17 |  | Drainback | Pressure Stagnation Protection (PSP) | Solar Storage and Auxiliary Tanks are separate |  | 1 | 1 | 1600 | Z04 | 40 | Units | Apartments/Condos | 2010115A | 9 | 1 | 500 | 1 | 360 | 1 | 570000 | TRUE | 120 | 120 |  |  |  |  | City and County of San Francisco | FALSE | 40.65 |  | 2020-07-13 | 2020-08-05 | 2020-07-13 | 2020-08-11 | 2021-07-26 | 2021-07-27 | 1178 | 60204 | Up-front Payment
PGE-015771 | Single Family Residential | Domestic Hot Water | Gas | Pacific Gas and Electric | Incentive:Paid | 4366 | 29.85 |  | 1 | 160 |  | 160 |  | 2020-06-18 10:16 | 2020-08-03 | TITANIUM POWER INC | Retrofit | Bakersfield | Bakersfield | 93306 | Host Customer is System Owner | 5 |  | 30004297 | Butler Sun Solutions, Inc. | Titanium Power | Power Pack 2 GT | Indirect Forced Circulation (IF) | 45.42 |  | ARIS2004 | Glycol | Advanced Controller with a Vacation or Holiday Mode | Solar Storage with Tankless Auxiliary Water Heater | 52 | 1 | 1 | 65 | Z13 | [18 empty] | Bakersfield | FALSE | 34.06 |  | 2020-06-15 | 2020-07-20 |  |  | 2020-06-18 | 2020-08-03 | 1530 | 5450 | Up-front Payment
PGE-015772 | Single Family Residential | Domestic Hot Water | Gas | Pacific Gas and Electric | Incentive:Paid | 4366 | 29.85 |  | 1 | 160 |  | 160 |  | 2020-06-18 10:13 | 2020-09-15 | TITANIUM POWER INC | Retrofit | Bakersfield | Bakersfield | 93306 | Host Customer is System Owner | 6 |  | 30004297 | Butler Sun Solutions, Inc. | Titanium Power | Power Pack 2 GT | Indirect Forced Circulation (IF) | 45.42 |  | ARIS2004 | Glycol | Advanced Controller with a Vacation or Holiday Mode | Solar Storage with Tankless Auxiliary Water Heater | 52 | 1 | 1 | 75 | Z13 | [18 empty] | Bakersfield | FALSE | 34.06 |  | 2020-06-15 | 2020-07-20 |  |  | 2020-06-18 | 2020-09-15 | 1488 | 5450 | Up-front Payment
PGE-015773 | Low Income Single Family Residential | Domestic Hot Water | Gas | Pacific Gas and Electric | Incentive:Paid | 5397 | 36.9 |  | 1 | 160 |  | 160 |  | 2020-06-22 15:15 | 2020-08-21 | TITANIUM POWER INC | Retrofit | Bakersfield | Bakersfield | 93307 | Host Customer is System Owner | 6 |  | 30004297 | Butler Sun Solutions, Inc. | Titanium Power | Power Pack 2 GT | Indirect Forced Circulation (IF) | 45.42 |  | ARIS2004 | Glycol | Advanced Controller with a Vacation or Holiday Mode | Solar Storage with Tankless Auxiliary Water Heater | 52 | 1 | 1 | 75 | Z13 | [18 empty] | Bakersfield | FALSE | 34.19 |  | 2020-06-15 | 2020-07-21 |  |  | 2020-06-22 | 2020-08-21 | 1515 | 5470 | Up-front Payment
PGE-015774 | Low Income Single Family Residential | Domestic Hot Water | Gas | Pacific Gas and Electric | Incentive:Paid | 5397 | 36.9 |  | 1 | 160 |  | 160 |  | 2020-06-18 10:07 | 2020-08-04 | TITANIUM POWER INC | Retrofit | Bakersfield | Bakersfield | 93306 | Host Customer is System Owner | 6 |  | 30004297 | Butler Sun Solutions, Inc. | Titanium Power | Power Pack 2 GT | Indirect Forced Circulation (IF) | 45.42 |  | ARIS2004 | Glycol | Advanced Controller with a Vacation or Holiday Mode | Solar Storage with Tankless Auxiliary Water Heater | 52 | 1 | 1 | 75 | Z13 | [18 empty] | Bakersfield | FALSE | 34.06 |  | 2020-06-15 | 2020-07-20 |  |  | 2020-06-18 | 2020-08-04 | 1530 | 5450 | Up-front Payment
PGE-015775 | Single Family Residential - Disadvantaged Community | Domestic Hot Water | Gas | Pacific Gas and Electric | Incentive:Paid | 4366 | 29.85 |  | 1 | 160 |  | 160 |  | 2020-06-18 10:47 | 2020-08-26 | TITANIUM POWER INC | Retrofit | Bakersfield | Bakersfield | 93306 | Host Customer is System Owner | 4 |  | 30004297 | Butler Sun Solutions, Inc. | Titanium Power | Power Pack 2 GT | Indirect Forced Circulation (IF) | 45.42 |  | ARIS2004 | Glycol | Advanced Controller with a Vacation or Holiday Mode | Solar Storage with Tankless Auxiliary Water Heater | 52 | 1 | 1 | 55 | Z13 | [18 empty] | Bakersfield | FALSE | 34.06 |  | 2020-06-15 | 2020-07-20 |  |  | 2020-06-18 | 2020-08-26 | 1515 | 5450 | Up-front Payment
PGE-015776 | Single Family Residential - Disadvantaged Community | Domestic Hot Water | Gas | Pacific Gas and Electric | Incentive:Paid | 4366 | 29.85 |  | 1 | 160 |  | 160 |  | 2020-06-18 11:20 | 2020-10-29 | TITANIUM POWER INC | Retrofit | Bakersfield | Bakersfield | 93306 | Host Customer is System Owner | 7 |  | 30004297 | Butler Sun Solutions, Inc. | Titanium Power | Power Pack 2 GT | Indirect Forced Circulation (IF) | 45.42 |  | ARIS2004 | Glycol | Advanced Controller with a Vacation or Holiday Mode | Solar Storage with Tankless Auxiliary Water Heater | 52 | 1 | 1 | 85 | Z13 | [18 empty] | Bakersfield | FALSE | 34.06 |  | 2020-06-16 | 2020-07-20 |  |  | 2020-06-18 | 2020-10-29 | 1452 | 5450 | Up-front Payment
PGE-015778 | Single Family Residential - Disadvantaged Community | Domestic Hot Water | Gas | Pacific Gas and Electric | Incentive:Paid | 4366 | 29.85 |  | 1 | 160 |  | 160 |  | 2020-06-18 11:02 | 2020-08-04 | TITANIUM POWER INC | Retrofit | Bakersfield | Bakersfield | 93307 | Host Customer is System Owner | 4 |  | 30004297 | Butler Sun Solutions, Inc. | Titanium Power | Power Pack 2 GT | Indirect Forced Circulation (IF) | 45.42 |  | ARIS2004 | Glycol | Advanced Controller with a Vacation or Holiday Mode | Solar Storage with Tankless Auxiliary Water Heater | 52 | 1 | 1 | 55 | Z13 | [18 empty] | Bakersfield | FALSE | 34.06 |  | 2020-06-16 | 2020-07-20 |  |  | 2020-06-18 | 2020-08-04 | 1530 | 5450 | Up-front Payment
PGE-015779 | Low Income Single Family Residential | Domestic Hot Water | Gas | Pacific Gas and Electric | Incentive:Paid | 5397 | 36.9 |  | 1 | 160 |  | 160 |  | 2020-06-18 10:50 | 2020-07-29 | TITANIUM POWER INC | Retrofit | Bakersfield | Bakersfield | 93306 | Host Customer is System Owner | 5 |  | 30004297 | Butler Sun Solutions, Inc. | Titanium Power | Power Pack 2 GT | Indirect Forced Circulation (IF) | 45.42 |  | ARIS2004 | Glycol | Advanced Controller with a Vacation or Holiday Mode | Solar Storage with Tankless Auxiliary Water Heater | 52 | 1 | 1 | 65 | Z13 | [18 empty] | Bakersfield | FALSE | 34.06 |  | 2011-06-01: 2020-06-16; 2011-08-03: 2020-06-18; 2011-09-20: 2020-07-29 | 1530 | 5450 | Up-front Payment
PGE-015780 | Single Family Residential - Disadvantaged Community | Domestic Hot Water | Gas | Pacific Gas and Electric | Incentive:Paid | 4366 | 29.85 |  | 1 | 160 |  | 160 |  | 2020-06-18 12:04 | 2020-08-21 | TITANIUM POWER INC | Retrofit | Bakersfield | Bakersfield | 93305 | Host Customer is System Owner | 4 |  | 30004297 | Butler Sun Solutions, Inc. | Titanium Power | Power Pack 2 GT | Indirect Forced Circulation (IF) | 45.42 |  | ARIS2004 | Glycol | Advanced Controller with a Vacation or Holiday Mode | Solar Storage with Tankless Auxiliary Water Heater | 52 | 1 | 1 | 55 | Z13 | [18 empty] | Bakersfield | FALSE | 34.19 |  | 2020-06-16 | 2020-07-21 |  |  | 2020-06-18 | 2020-08-21 | 1515 | 5470 | Up-front Payment
PGE-015781 | Low Income Single Family Residential | Domestic Hot Water | Gas | Pacific Gas and Electric | Incentive:Paid | 5397 | 36.9 |  | 1 | 160 |  | 160 |  | 2020-06-18 12:02 | 2020-07-29 | TITANIUM POWER INC | Retrofit | Bakersfield | Bakersfield | 93305 | Host Customer is System Owner | 6 |  | 30004297 | Butler Sun Solutions, Inc. | Titanium Power | Power Pack 2 GT | Indirect Forced Circulation (IF) | 45.42 |  | ARIS2004 | Glycol | Advanced Controller with a Vacation or Holiday Mode | Solar Storage with Tankless Auxiliary Water Heater | 52 | 1 | 1 | 75 | Z13 | [18 empty] | Bakersfield | FALSE | 34.19 |  | 2011-06-01: 2020-06-16; 2011-08-03: 2020-06-18; 2011-09-20: 2020-07-29 | 1530 | 5470 | Up-front Payment
PGE-015782 | Low Income Single Family Residential | Domestic Hot Water | Gas | Pacific Gas and Electric | Incentive:Paid | 5397 | 36.9 |  | 1 | 160 |  | 152 |  | 2020-06-22 15:13 | 2020-09-24 | TITANIUM POWER INC | Retrofit | Bakersfield | Bakersfield | 93307 | Host Customer is System Owner | 6 |  | 30004297 | Butler Sun Solutions, Inc. | Titanium Power | Power Pack 2 GT | Indirect Forced Circulation (IF) | 45.42 |  | ARIS2004 | Glycol | Advanced Controller with a Vacation or Holiday Mode | Solar Storage with Tankless Auxiliary Water Heater | 52 | 1 | 0.95 | 75 | Z13 | [18 empty] | Bakersfield | FALSE | 34.19 |  | 2011-06-01: 2020-06-16; 2011-08-03: 2020-06-22; 2011-09-20: 2020-09-24 | 1485 | 5470 | Up-front Payment
PGE-015783 | Single Family Residential - Disadvantaged Community | Domestic Hot Water | Gas | Pacific Gas and Electric | Incentive:Paid | 4366 | 29.85 |  | 1 | 160 |  | 160 |  | 2020-06-18 11:59 | 2020-10-29 | TITANIUM POWER INC | Retrofit | Bakersfield | Bakersfield | 93304 | Host Customer is System Owner | 4 |  | 30004307 | SunEarth, Inc. | Cascade 2 | C2-40T-50-TLG | Indirect Forced Circulation (IF) | 40.95 |  | TRB-40 | Glycol | Advanced Controller with a Vacation or Holiday Mode | Solar Storage with Tankless Auxiliary Water Heater | 50 | 1 | 1 | 55 | Z13 | [18 empty] | Bakersfield | FALSE | 34.06 |  | 2020-06-16 | 2020-07-21 |  |  | 2020-06-18 | 2020-10-29 | 1452 | 5450 | Up-front Payment
PGE-015784 | Low Income Single Family Residential | Domestic Hot Water | Gas | Pacific Gas and Electric | Incentive:Paid | 5397 | 36.9 |  | 1 | 160 |  | 160 |  | 2020-06-18 11:35 | 2020-08-21 | TITANIUM POWER INC | Retrofit | Bakersfield | Bakersfield | 93305 | Host Customer is System Owner | 4 |  | 30004297 | Butler Sun Solutions, Inc. | Titanium Power | Power Pack 2 GT | Indirect Forced Circulation (IF) | 45.42 |  | ARIS2004 | Glycol | Advanced Controller with a Vacation or Holiday Mode | Solar Storage with Tankless Auxiliary Water Heater | 52 | 1 | 1 | 55 | Z13 | [18 empty] | Bakersfield | FALSE | 34.06 |  | 2020-06-16 | 2020-07-21 |  |  | 2020-06-18 | 2020-08-21 | 1515 | 5450 | Up-front Payment
PGE-015785 | Low Income Single Family Residential | Domestic Hot Water | Gas | Pacific Gas and Electric | Incentive:Paid | 5397 | 36.9 |  | 1 | 160 |  | 160 |  | 2020-06-18 11:25 | 2020-07-18 | TITANIUM POWER INC | Retrofit | Bakersfield | Bakersfield | 93307 | Host Customer is System Owner | 4 |  | 30004297 | Butler Sun Solutions, Inc. | Titanium Power | Power Pack 2 GT | Indirect Forced Circulation (IF) | 45.42 |  | ARIS2004 | Glycol | Advanced Controller with a Vacation or Holiday Mode | Solar Storage with Tankless Auxiliary Water Heater | 52 | 1 | 1 | 55 | Z13 | [18 empty] | Bakersfield | FALSE | 34.19 |  | 2011-06-01: 2020-06-16; 2011-08-03: 2020-06-18; 2011-09-20: 2020-07-18 | 1551 | 5470 | Up-front Payment
PGE-015786 | Low Income Single Family Residential | Domestic Hot Water | Gas | Pacific Gas and Electric | Incentive:Paid | 5397 | 36.9 |  | 1 | 160 |  | 152 |  | 2020-06-18 11:29 | 2020-07-18 | TITANIUM POWER INC | Retrofit | Bakersfield | Bakersfield | 93306 | Host Customer is System Owner | 9 |  | 30004297 | Butler Sun Solutions, Inc. | Titanium Power | Power Pack 2 GT | Indirect Forced Circulation (IF) | 45.42 |  | ARIS2004 | Glycol | Advanced Controller with a Vacation or Holiday Mode | Solar Storage with Tankless Auxiliary Water Heater | 52 | 1 | 0.95 | 105 | Z13 | [18 empty] | Bakersfield | FALSE | 34.06 |  | 2011-06-01: 2020-06-16; 2011-08-03: 2020-06-18; 2011-09-20: 2020-07-18 | 1551 | 5450 | Up-front Payment
PGE-015787 | Single Family Residential - Disadvantaged Community | Domestic Hot Water | Gas | Pacific Gas and Electric | Incentive:Paid | 4366 | 29.85 |  | 1 | 160 |  | 160 |  | 2020-06-22 15:17 | 2020-08-27 | TITANIUM POWER INC | Retrofit | Bakersfield | Bakersfield | 93307 | Host Customer is System Owner | 6 |  | 30004297 | Butler Sun Solutions, Inc. | Titanium Power | Power Pack 2 GT | Indirect Forced Circulation (IF) | 45.42 |  | ARIS2004 | Glycol | Advanced Controller with a Vacation or Holiday Mode | Solar Storage with Tankless Auxiliary Water Heater | 52 | 1 | 1 | 75 | Z13 | [18 empty] | Bakersfield | FALSE | 34.19 |  | 2020-06-16 | 2020-07-21 |  |  | 2020-06-22 | 2020-08-27 | 1509 | 5470 | Up-front Payment
PGE-015788 | Single Family Residential - Disadvantaged Community | Domestic Hot Water | Gas | Pacific Gas and Electric | Incentive:Paid | 4298 | 29.85 |  | 1 | 160 |  | 144 |  | 2020-06-18 11:19 | 2020-08-26 | TITANIUM POWER INC | Retrofit | Bakersfield | Bakersfield | 93306 | Host Customer is System Owner | 4 |  | 30004297 | Butler Sun Solutions, Inc. | Titanium Power | Power Pack 2 GT | Indirect Forced Circulation (IF) | 45.42 |  | ARIS2004 | Glycol | Advanced Controller with a Vacation or Holiday Mode | Solar Storage with Tankless Auxiliary Water Heater | 52 | 1 | 0.9 | 55 | Z13 | [18 empty] | Bakersfield | FALSE | 33.44 |  | 2020-06-16 | 2020-07-18 |  |  | 2020-06-18 | 2020-08-26 | 1515 | 5350 | Up-front Payment
PGE-015790 | Low Income Single Family Residential | Domestic Hot Water | Gas | Pacific Gas and Electric | Incentive:Paid | 5397 | 36.9 |  | 1 | 160 |  | 160 |  | 2020-06-22 15:16 | 2020-08-06 | TITANIUM POWER INC | Retrofit | Bakersfield | Bakersfield | 93307 | Host Customer is System Owner | 6 |  | 30004297 | Butler Sun Solutions, Inc. | Titanium Power | Power Pack 2 GT | Indirect Forced Circulation (IF) | 45.42 |  | ARIS2004 | Glycol | Advanced Controller with a Vacation or Holiday Mode | Solar Storage with Tankless Auxiliary Water Heater | 52 | 1 | 1 | 75 | Z13 | [18 empty] | Bakersfield | FALSE | 34.19 |  | 2011-06-01: 2020-06-16; 2011-08-03: 2020-06-22; 2011-09-20: 2020-08-06 | 1530 | 5470 | Up-front Payment
PGE-015791 | Single Family Residential - Disadvantaged Community | Domestic Hot Water | Gas | Pacific Gas and Electric | Incentive:Paid | 4366 | 29.85 |  | 1 | 160 |  | 160 |  | 2020-06-18 11:25 | 2020-07-31 | TITANIUM POWER INC | Retrofit | Bakersfield | Bakersfield | 93304 | Host Customer is System Owner | 5 |  | 30004297 | Butler Sun Solutions, Inc. | Titanium Power | Power Pack 2 GT | Indirect Forced Circulation (IF) | 45.42 |  | ARIS2004 | Glycol | Advanced Controller with a Vacation or Holiday Mode | Solar Storage with Tankless Auxiliary Water Heater | 52 | 1 | 1 | 65 | Z13 | [18 empty] | Bakersfield | FALSE | 34.06 |  | 2020-06-16 | 2020-07-18 |  |  | 2020-06-18 | 2020-07-31 | 1530 | 5450 | Up-front Payment
PGE-015792 | Low Income Single Family Residential | Domestic Hot Water | Gas | Pacific Gas and Electric | Incentive:Paid | 5397 | 36.9 |  | 1 | 160 |  | 160 |  | 2020-06-18 11:41 | 2020-07-18 | TITANIUM POWER INC | Retrofit | Bakersfield | Bakersfield | 93306 | Host Customer is System Owner | 4 |  | 30004297 | Butler Sun Solutions, Inc. | Titanium Power | Power Pack 2 GT | Indirect Forced Circulation (IF) | 45.42 |  | ARIS2004 | Glycol | Advanced Controller with a Vacation or Holiday Mode | Solar Storage with Tankless Auxiliary Water Heater | 52 | 1 | 1 | 55 | Z13 | [18 empty] | Bakersfield | FALSE | 34.06 |  | 2011-06-01: 2020-06-16; 2011-08-03: 2020-06-18; 2011-09-20: 2020-07-18 | 1551 | 5450 | Up-front Payment
PGE-015793 | Low Income Single Family Residential | Domestic Hot Water | Gas | Pacific Gas and Electric | Incentive:Paid | 5397 | 36.9 |  | 1 | 160 |  | 152 |  | 2020-06-18 10:51 | 2020-07-18 | TITANIUM POWER INC | Retrofit | Bakersfield | Bakersfield | 93307 | Host Customer is System Owner | 4 |  | 30004297 | Butler Sun Solutions, Inc. | Titanium Power | Power Pack 2 GT | Indirect Forced Circulation (IF) | 45.42 |  | ARIS2004 | Glycol | Advanced Controller with a Vacation or Holiday Mode | Solar Storage with Tankless Auxiliary Water Heater | 52 | 1 | 0.95 | 55 | Z13 | [18 empty] | Bakersfield | FALSE | 34.06 |  | 2011-06-01: 2020-06-16; 2011-08-03: 2020-06-18; 2011-09-20: 2020-07-18 | 1551 | 5450 | Up-front Payment
PGE-015794 | Single Family Residential - Disadvantaged Community | Domestic Hot Water | Gas | Pacific Gas and Electric | Incentive:Paid | 4366 | 29.85 |  | 1 | 160 |  | 160 |  | 2020-06-18 09:59 | 2020-09-24 | TITANIUM POWER INC | Retrofit | Bakersfield | Bakersfield | 93306 | Host Customer is System Owner | 8 |  | 30004297 | Butler Sun Solutions, Inc. | Titanium Power | Power Pack 2 GT | Indirect Forced Circulation (IF) | 45.42 |  | ARIS2004 | Glycol | Advanced Controller with a Vacation or Holiday Mode | Solar Storage with Tankless Auxiliary Water Heater | 52 | 1 | 1 | 95 | Z13 | [18 empty] | Bakersfield | FALSE | 34.06 |  | 2020-06-16 | 2020-07-18 |  |  | 2020-06-18 | 2020-09-24 | 1485 | 5450 | Up-front Payment
PGE-015795 | Low Income Single Family Residential | Domestic Hot Water | Gas | Pacific Gas and Electric | Incentive:Paid | 5397 | 36.9 |  | 1 | 148 |  | 148 |  | 2020-06-17 10:39 | 2020-09-08 | DUNROSS CONSTRUCTION | Retrofit | Bakersfield | Kern | 93309 | Host Customer is System Owner | 5 |  | 30004247 | Heliodyne, Inc. | HELIOPAS | HPAS 1 410 G 80 AC D Z | Indirect Forced Circulation (IF) | 40.26 |  | 410 001 | Glycol | Steam Back | Solar Storage and Auxiliary Tanks are separate | 80 | 1 | 1 | 65 | Z13 | [18 empty] | City of Bakersfield | FALSE | 36.47 |  | 2011-06-01: 2020-06-16; 2011-08-03: 2020-06-17; 2011-09-20: 2020-09-08 | 1502 | 5397 | Up-front Payment
PGE-015796 | Low Income Single Family Residential | Domestic Hot Water | Gas | Pacific Gas and Electric | Incentive:Paid | 5270 | 36.9 |  | 1 | 160 |  | 144 |  | 2020-06-18 10:03 | 2020-07-18 | TITANIUM POWER INC | Retrofit | Bakersfield | Bakersfield | 93306 | Host Customer is System Owner | 6 |  | 30004297 | Butler Sun Solutions, Inc. | Titanium Power | Power Pack 2 GT | Indirect Forced Circulation (IF) | 45.42 |  | ARIS2004 | Glycol | Advanced Controller with a Vacation or Holiday Mode | Solar Storage with Tankless Auxiliary Water Heater | 52 | 1 | 0.9 | 75 | Z13 | [18 empty] | Bakersfield | FALSE | 32.94 |  | 2011-06-01: 2020-06-16; 2011-08-03: 2020-06-18; 2011-09-20: 2020-07-18 | 1551 | 5270 | Up-front Payment
PGE-015797 | Commercial Pools | Pool Heating | Gas | Pacific Gas and Electric | Incentive:Paid | 6750 | 7 |  | 1 | 1455 |  | 1455 |  | 2020-07-31 17:45 | 2020-10-01 | E C O SOLAR | Retrofit | San Ramon | Contra Costa | 94583 | Host Customer is System Owner | [7 empty] | 651.2 | 40.7 |  | Manual Drainback |  |  |  | 1 | 1 |  | Z12 |  |  |  | 10001888 | 16 | 2 | [5 empty] | FALSE |  |  |  | DeltaSol BX |  | DeltaSol BX | City of San Ramon | FALSE | 9.28 |  | 2020-06-16 | 2020-08-27 | 2020-07-31 | 2020-10-01 | 2021-08-17 | 2021-08-27 | 1150 | 13500 | Up-front Payment
PGE-015798 | Single Family Residential | Domestic Hot Water | Gas | Pacific Gas and Electric | Incentive:Paid | 4366 | 29.85 |  | 1 | 160 |  | 152 |  | 2020-06-18 10:00 | 2020-08-03 | TITANIUM POWER INC | Retrofit | Bakersfield | Bakersfield | 93306 | Host Customer is System Owner | 4 |  | 30004297 | Butler Sun Solutions, Inc. | Titanium Power | Power Pack 2 GT | Indirect Forced Circulation (IF) | 45.42 |  | ARIS2004 | Glycol | Advanced Controller with a Vacation or Holiday Mode | Solar Storage with Tankless Auxiliary Water Heater | 52 | 1 | 0.95 | 55 | Z13 | [18 empty] | Bakersfield | FALSE | 34.06 |  | 2020-06-16 | 2020-07-18 |  |  | 2020-06-18 | 2020-08-03 | 1530 | 5450 | Up-front Payment
PGE-015799 | Single Family Residential - Disadvantaged Community | Domestic Hot Water | Gas | Pacific Gas and Electric | Incentive:Paid | 4366 | 29.85 |  | 1 | 160 |  | 160 |  | 2020-06-18 10:51 | 2020-07-31 | TITANIUM POWER INC | Retrofit | Bakersfield | Bakersfield | 93307 | Host Customer is System Owner | 5 |  | 30004297 | Butler Sun Solutions, Inc. | Titanium Power | Power Pack 2 GT | Indirect Forced Circulation (IF) | 45.42 |  | ARIS2004 | Glycol | Advanced Controller with a Vacation or Holiday Mode | Solar Storage with Tankless Auxiliary Water Heater | 52 | 1 | 1 | 65 | Z13 | [18 empty] | Bakersfield | FALSE | 34.06 |  | 2020-06-16 | 2020-07-18 |  |  | 2020-06-18 | 2020-07-31 | 1530 | 5450 | Up-front Payment
PGE-015800 | Low Income Single Family Residential | Domestic Hot Water | Gas | Pacific Gas and Electric | Incentive:Paid | 5397 | 36.9 |  | 1 | 160 |  | 160 |  | 2020-06-18 10:03 | 2020-07-18 | TITANIUM POWER INC | Retrofit | Bakersfield | Bakersfield | 93307 | Host Customer is System Owner | 4 |  | 30004297 | Butler Sun Solutions, Inc. | Titanium Power | Power Pack 2 GT | Indirect Forced Circulation (IF) | 45.42 |  | ARIS2004 | Glycol | Advanced Controller with a Vacation or Holiday Mode | Solar Storage with Tankless Auxiliary Water Heater | 52 | 1 | 1 | 55 | Z13 | [18 empty] | Bakersfield | FALSE | 34.06 |  | 2011-06-01: 2020-06-16; 2011-08-03: 2020-06-18; 2011-09-20: 2020-07-18 | 1551 | 5450 | Up-front Payment
PGE-015801 | Single Family Residential - Disadvantaged Community | Domestic Hot Water | Gas | Pacific Gas and Electric | Incentive:Paid | 4366 | 29.85 |  | 1 | 160 |  | 160 |  | 2020-06-22 15:16 | 2020-08-11 | TITANIUM POWER INC | Retrofit | Bakersfield | Bakersfield | 93307 | Host Customer is System Owner | 6 |  | 30004297 | Butler Sun Solutions, Inc. | Titanium Power | Power Pack 2 GT | Indirect Forced Circulation (IF) | 45.42 |  | ARIS2004 | Glycol | Advanced Controller with a Vacation or Holiday Mode | Solar Storage with Tankless Auxiliary Water Heater | 52 | 1 | 1 | 75 | Z13 | [18 empty] | Bakersfield | FALSE | 34.19 |  | 2020-06-16 | 2020-07-21 |  |  | 2020-06-22 | 2020-08-11 | 1522 | 5470 | Up-front Payment
PGE-015802 | Low Income Single Family Residential | Domestic Hot Water | Gas | Pacific Gas and Electric | Incentive:Paid | 5397 | 36.9 |  | 1 | 160 |  | 160 |  | 2020-06-22 15:15 | 2020-09-24 | TITANIUM POWER INC | Retrofit | Bakersfield | Bakersfield | 93307 | Host Customer is System Owner | 7 |  | 30004297 | Butler Sun Solutions, Inc. | Titanium Power | Power Pack 2 GT | Indirect Forced Circulation (IF) | 45.42 |  | ARIS2004 | Glycol | Advanced Controller with a Vacation or Holiday Mode | Solar Storage with Tankless Auxiliary Water Heater | 52 | 1 | 1 | 85 | Z13 | [18 empty] | Bakersfield | FALSE | 34.19 |  | 2011-06-01: 2020-06-16; 2011-08-03: 2020-06-22; 2011-09-20: 2020-09-24 | 1485 | 5470 | Up-front Payment
PGE-015803 | Low Income Multifamily Residential | Domestic Hot Water | Gas | Pacific Gas and Electric | Incentive:Paid | 97270 | 24.89 |  | 1 | 3908 |  | 3908 |  | 2020-07-21 14:46 | 2020-12-03 | SUN LIGHT & POWER | New Construction | Berkeley | Alameda | 94704 | Host Customer is System Owner | [7 empty] | 1610.4 | 40.26 |  | Glycol | Pressure Stagnation Protection (PSP) | Solar Storage and Auxiliary Tanks are separate |  | 1 | 1 | 2280 | Z03 | 60 | Units | Apartments/Condos | 2010115A | 40 | 2 | 2400 | 1 | 400 | 4 | 798000 | TRUE | 140 | 120 |  | Heliodyne - Delta-T Pro Ethernet |  | Heliodyne - Delta-T Pro Ethernet | City of Berkeley | FALSE | 60.52 |  | 2020-06-25 | 2020-08-27 | 2020-07-21 | 2020-12-03 | 2022-10-19 | 2022-10-25 | 718 | 236499 | Up-front Payment
PGE-015804 | Low Income Multifamily Residential | Domestic Hot Water | Gas | Pacific Gas and Electric | Incentive:Paid | 72928 | 24.89 |  | 1 | 2930 |  | 2930 |  | 2020-07-17 06:20 | 2020-12-03 | SUN LIGHT & POWER | New Construction | Berkeley | Alameda | 94704 | Host Customer is System Owner | [7 empty] | 885.72 | 40.26 |  | Glycol | Pressure Stagnation Protection (PSP) | Solar Storage and Auxiliary Tanks are separate |  | 1 | 1 | 2280 | Z03 | 60 | Units | Apartments/Condos | 2010115A | 22 | 2 | 1380 | 1 | 300 | 3 | 599997 | TRUE | 140 | 120 |  | Heliodyne - Delta-T Pro Ethernet |  | Heliodyne - Delta-T Pro Ethernet | City of Berkeley | FALSE | 38.04 |  | 2020-06-25 | 2020-08-17 | 2020-07-17 | 2020-12-03 | 2022-11-07 | 2022-12-20 | 666 | 111465 | Up-front Payment
PGE-015805 | Low Income Single Family Residential | Domestic Hot Water | Gas | Pacific Gas and Electric | Incentive:Paid | 5397 | 36.9 |  | 1 | 160 |  | 152 |  | 2020-06-22 15:09 | 2020-07-29 | TITANIUM POWER INC | Retrofit | Bakersfield | Bakersfield | 93306 | Host Customer is System Owner | 6 |  | 30004297 | Butler Sun Solutions, Inc. | Titanium Power | Power Pack 2 GT | Indirect Forced Circulation (IF) | 45.42 |  | ARIS2004 | Glycol | Advanced Controller with a Vacation or Holiday Mode | Solar Storage with Tankless Auxiliary Water Heater | 52 | 1 | 0.95 | 75 | Z13 | [18 empty] | Bakersfield | FALSE | 34.06 |  | 2011-06-01: 2020-06-17; 2011-08-03: 2020-06-22; 2011-09-20: 2020-07-29 | 1530 | 5450 | Up-front Payment
PGE-015806 | Low Income Single Family Residential | Domestic Hot Water | Gas | Pacific Gas and Electric | Incentive:Paid | 5397 | 36.9 |  | 1 | 160 |  | 160 |  | 2020-06-22 15:08 | 2020-11-03 | TITANIUM POWER INC | Retrofit | Bakersfield | Bakersfield | 93306 | Host Customer is System Owner | 6 |  | 30004297 | Butler Sun Solutions, Inc. | Titanium Power | Power Pack 2 GT | Indirect Forced Circulation (IF) | 45.42 |  | ARIS2004 | Glycol | Advanced Controller with a Vacation or Holiday Mode | Solar Storage with Tankless Auxiliary Water Heater | 52 | 1 | 1 | 75 | Z13 | [18 empty] | Bakersfield | FALSE | 34.06 |  | 2020-06-17 | 2020-07-22 |  |  | 2020-06-22 | 2020-11-03 | 1447 | 5450 | Up-front Payment
PGE-015807 | Single Family Residential - Disadvantaged Community | Domestic Hot Water | Gas | Pacific Gas and Electric | Incentive:Paid | 4366 | 29.85 |  | 1 | 160 |  | 160 |  | 2020-06-22 13:28 | 2020-08-04 | TITANIUM POWER INC | Retrofit | Bakersfield | Bakersfield | 93307 | Host Customer is System Owner | 4 |  | 30004297 | Butler Sun Solutions, Inc. | Titanium Power | Power Pack 2 GT | Indirect Forced Circulation (IF) | 45.42 |  | ARIS2004 | Glycol | Advanced Controller with a Vacation or Holiday Mode | Solar Storage with Tankless Auxiliary Water Heater | 52 | 1 | 1 | 55 | Z13 | [18 empty] | Bakersfield | FALSE | 34.06 |  | 2020-06-17 | 2020-07-21 |  |  | 2020-06-22 | 2020-08-04 | 1530 | 5450 | Up-front Payment
PGE-015808 | Low Income Single Family Residential | Domestic Hot Water | Gas | Pacific Gas and Electric | Incentive:Paid | 5397 | 36.9 |  | 1 | 160 |  | 160 |  | 2020-06-22 13:29 | 2020-07-30 | TITANIUM POWER INC | Retrofit | Bakersfield | Bakersfield | 93306 | Host Customer is System Owner | 5 |  | 30004297 | Butler Sun Solutions, Inc. | Titanium Power | Power Pack 2 GT | Indirect Forced Circulation (IF) | 45.42 |  | ARIS2004 | Glycol | Advanced Controller with a Vacation or Holiday Mode | Solar Storage with Tankless Auxiliary Water Heater | 52 | 1 | 1 | 65 | Z13 | [18 empty] | Bakersfield | FALSE | 34.06 |  | 2011-06-01: 2020-06-17; 2011-08-03: 2020-06-22; 2011-09-20: 2020-07-30 | 1530 | 5450 | Up-front Payment
PGE-015809 | Single Family Residential | Domestic Hot Water | Gas | Pacific Gas and Electric | Incentive:Paid | 4366 | 29.85 |  | 1 | 160 |  | 160 |  | 2020-06-22 13:29 | 2020-08-21 | TITANIUM POWER INC | Retrofit | Bakersfield | Bakersfield | 93306 | Host Customer is System Owner | 5 |  | 30004297 | Butler Sun Solutions, Inc. | Titanium Power | Power Pack 2 GT | Indirect Forced Circulation (IF) | 45.42 |  | ARIS2004 | Glycol | Advanced Controller with a Vacation or Holiday Mode | Solar Storage with Tankless Auxiliary Water Heater | 52 | 1 | 1 | 65 | Z13 | [18 empty] | Bakersfield | FALSE | 34.06 |  | 2020-06-17 | 2020-07-22 |  |  | 2020-06-22 | 2020-08-21 | 1515 | 5450 | Up-front Payment
PGE-015810 | Low Income Single Family Residential | Domestic Hot Water | Gas | Pacific Gas and Electric | Incentive:Paid | 5397 | 36.9 |  | 1 | 160 |  | 160 |  | 2020-06-22 13:30 | 2020-07-30 | TITANIUM POWER INC | Retrofit | Bakersfield | Bakersfield | 93307 | Host Customer is System Owner | 4 |  | 30004297 | Butler Sun Solutions, Inc. | Titanium Power | Power Pack 2 GT | Indirect Forced Circulation (IF) | 45.42 |  | ARIS2004 | Glycol | Advanced Controller with a Vacation or Holiday Mode | Solar Storage with Tankless Auxiliary Water Heater | 52 | 1 | 1 | 55 | Z13 | [18 empty] | Bakersfield | FALSE | 34.06 |  | 2011-06-01: 2020-06-17; 2011-08-03: 2020-06-22; 2011-09-20: 2020-07-30 | 1530 | 5450 | Up-front Payment
PGE-015811 | Single Family Residential - Disadvantaged Community | Domestic Hot Water | Gas | Pacific Gas and Electric | Incentive:Paid | 3582 | 29.85 |  | 1 | 160 |  | 120 |  | 2020-06-22 13:27 | 2020-08-21 | TITANIUM POWER INC | Retrofit | Bakersfield | Bakersfield | 93308 | Host Customer is System Owner | 4 |  | 30004297 | Butler Sun Solutions, Inc. | Titanium Power | Power Pack 2 GT | Indirect Forced Circulation (IF) | 45.42 |  | ARIS2004 | Glycol | Advanced Controller with a Vacation or Holiday Mode | Solar Storage with Tankless Auxiliary Water Heater | 52 | 1 | 0.75 | 55 | Z13 | [18 empty] | Bakersfield | FALSE | 27.81 |  | 2020-06-18 | 2020-07-22 |  |  | 2020-06-22 | 2020-08-21 | 1515 | 4450 | Up-front Payment
PGE-015812 | Single Family Residential | Domestic Hot Water | Gas | Pacific Gas and Electric | Incentive:Paid | 4366 | 29.85 |  | 1 | 160 |  | 160 |  | 2020-06-22 13:26 | 2020-08-28 | TITANIUM POWER INC | Retrofit | Bakersfield | Bakersfield | 93306 | Host Customer is System Owner | 4 |  | 30004297 | Butler Sun Solutions, Inc. | Titanium Power | Power Pack 2 GT | Indirect Forced Circulation (IF) | 45.42 |  | ARIS2004 | Glycol | Advanced Controller with a Vacation or Holiday Mode | Solar Storage with Tankless Auxiliary Water Heater | 52 | 1 | 1 | 55 | Z13 | [18 empty] | Bakersfield | FALSE | 34.06 |  | 2020-06-18 | 2020-07-21 |  |  | 2020-06-22 | 2020-08-28 | 1509 | 5450 | Up-front Payment
PGE-015813 | Single Family Residential | Domestic Hot Water | Gas | Pacific Gas and Electric | Incentive:Paid | 4366 | 29.85 |  | 1 | 160 |  | 160 |  | 2020-06-22 11:46 | 2020-08-28 | TITANIUM POWER INC | Retrofit | Bakersfield | Bakersfield | 93306 | Host Customer is System Owner | 8 |  | 30004297 | Butler Sun Solutions, Inc. | Titanium Power | Power Pack 2 GT | Indirect Forced Circulation (IF) | 45.42 |  | ARIS2004 | Glycol | Advanced Controller with a Vacation or Holiday Mode | Solar Storage with Tankless Auxiliary Water Heater | 52 | 1 | 1 | 95 | Z13 | [18 empty] | Bakersfield | FALSE | 34.06 |  | 2020-06-18 | 2020-07-21 |  |  | 2020-06-22 | 2020-08-28 | 1509 | 5450 | Up-front Payment
PGE-015814 | Low Income Single Family Residential | Domestic Hot Water | Gas | Pacific Gas and Electric | Incentive:Paid | 5397 | 36.9 |  | 1 | 160 |  | 152 |  | 2020-06-22 13:20 | 2020-08-03 | TITANIUM POWER INC | Retrofit | Bakersfield | Bakersfield | 93307 | Host Customer is System Owner | 8 |  | 30004297 | Butler Sun Solutions, Inc. | Titanium Power | Power Pack 2 GT | Indirect Forced Circulation (IF) | 45.42 |  | ARIS2004 | Glycol | Advanced Controller with a Vacation or Holiday Mode | Solar Storage with Tankless Auxiliary Water Heater | 52 | 1 | 0.95 | 95 | Z13 | [18 empty] | Bakersfield | FALSE | 34.06 |  | 2011-06-01: 2020-06-18; 2011-08-03: 2020-06-22; 2011-09-20: 2020-08-03 | 1530 | 5450 | Up-front Payment
PGE-015815 | Low Income Single Family Residential | Domestic Hot Water | Gas | Pacific Gas and Electric | Incentive:Paid | 5314 | 36.9 |  | 1 | 160 |  | 144 |  | 2020-07-30 13:59 | 2020-09-02 | TITANIUM POWER INC | Retrofit | Bakersfield | Bakersfield | 93304 | Host Customer is System Owner | 8 |  | 30004297 | Butler Sun Solutions, Inc. | Titanium Power | Power Pack 2 GT | Indirect Forced Circulation (IF) | 45.42 |  | ARIS2004 | Glycol | Advanced Controller with a Vacation or Holiday Mode | Solar Storage with Tankless Auxiliary Water Heater | 52 | 1 | 0.9 | 95 | Z13 | [18 empty] | Bakersfield | FALSE | 34.06 |  | 2011-06-01: 2020-06-18; 2011-08-03: 2020-07-30; 2011-09-20: 2020-09-02 | 1509 | 5450 | Up-front Payment
PGE-015816 | Low Income Single Family Residential | Domestic Hot Water | Gas | Pacific Gas and Electric | Incentive:Paid | 5397 | 36.9 |  | 1 | 160 |  | 160 |  | 2020-06-22 13:25 | 2020-07-30 | TITANIUM POWER INC | Retrofit | Bakersfield | Bakersfield | 93304 | Host Customer is System Owner | 6 |  | 30004297 | Butler Sun Solutions, Inc. | Titanium Power | Power Pack 2 GT | Indirect Forced Circulation (IF) | 45.42 |  | ARIS2004 | Glycol | Advanced Controller with a Vacation or Holiday Mode | Solar Storage with Tankless Auxiliary Water Heater | 52 | 1 | 1 | 75 | Z13 | [18 empty] | Bakersfield | FALSE | 34.06 |  | 2011-06-01: 2020-06-18; 2011-08-03: 2020-06-22; 2011-09-20: 2020-07-30 | 1530 | 5450 | Up-front Payment
PGE-015817 | Low Income Single Family Residential | Domestic Hot Water | Gas | Pacific Gas and Electric | Incentive:Paid | 5397 | 36.9 |  | 1 | 160 |  | 160 |  | 2020-07-09 15:22 | 2021-01-28 | DOCTOR PIPER INC | Retrofit | Bakersfield | Kern | 93304 | Host Customer is System Owner | 4 |  | 30004307 | SunEarth, Inc. | Cascade 2 | C2-40T-50-TLG | Indirect Forced Circulation (IF) | 40.95 |  | TRB-40 | Automatic Drainback |  | Solar Storage with Tankless Auxiliary Water Heater | 0 | 1 | 1 | 55 | Z13 | [18 empty] | City of Bakersfield | FALSE | 33.73 |  | 2020-06-18 | 2020-07-30 |  |  | 2020-07-09 | 2021-01-28 | 1355 | 5397 | Up-front Payment
PGE-015818 | Low Income Single Family Residential | Domestic Hot Water | Gas | Pacific Gas and Electric | Incentive:Paid | 5397 | 36.9 |  | 1 | 160 |  | 160 |  | 2020-06-25 14:47 | 2020-09-25 | TITANIUM POWER INC | Retrofit | Bakersfield | Bakersfield | 93307 | Host Customer is System Owner | 4 |  | 30004297 | Butler Sun Solutions, Inc. | Titanium Power | Power Pack 2 GT | Indirect Forced Circulation (IF) | 45.42 |  | ARIS2004 | Glycol | Advanced Controller with a Vacation or Holiday Mode | Solar Storage with Tankless Auxiliary Water Heater | 52 | 1 | 1 | 55 | Z13 | [18 empty] | Bakersfield | FALSE | 34.19 |  | 2011-06-01: 2020-06-22; 2011-08-03: 2020-06-25; 2011-09-20: 2020-09-25 | 1474 | 5470 | Up-front Payment
PGE-015819 | Low Income Single Family Residential | Domestic Hot Water | Gas | Pacific Gas and Electric | Incentive:Paid | 5397 | 36.9 |  | 1 | 160 |  | 160 |  | 2020-06-25 14:45 | 2020-08-03 | TITANIUM POWER INC | Retrofit | Bakersfield | Bakersfield | 93306 | Host Customer is System Owner | 6 |  | 30004297 | Butler Sun Solutions, Inc. | Titanium Power | Power Pack 2 GT | Indirect Forced Circulation (IF) | 45.42 |  | ARIS2004 | Glycol | Advanced Controller with a Vacation or Holiday Mode | Solar Storage with Tankless Auxiliary Water Heater | 52 | 1 | 1 | 75 | Z13 | [18 empty] | Bakersfield | FALSE | 34.06 |  | 2011-06-01: 2020-06-22; 2011-08-03: 2020-06-25; 2011-09-20: 2020-08-03 | 1530 | 5450 | Up-front Payment
PGE-015820 | Low Income Single Family Residential | Domestic Hot Water | Gas | Pacific Gas and Electric | Incentive:Paid | 5397 | 36.9 |  | 1 | 160 |  | 160 |  | 2020-06-25 14:42 | 2020-08-03 | TITANIUM POWER INC | Retrofit | Bakersfield | Bakersfield | 93306 | Host Customer is System Owner | 5 |  | 30004297 | Butler Sun Solutions, Inc. | Titanium Power | Power Pack 2 GT | Indirect Forced Circulation (IF) | 45.42 |  | ARIS2004 | Glycol | Advanced Controller with a Vacation or Holiday Mode | Solar Storage with Tankless Auxiliary Water Heater | 52 | 1 | 1 | 65 | Z13 | [18 empty] | Bakersfield | FALSE | 34.06 |  | 2011-06-01: 2020-06-22; 2011-08-03: 2020-06-25; 2011-09-20: 2020-08-03 | 1530 | 5450 | Up-front Payment
PGE-015821 | Low Income Single Family Residential | Domestic Hot Water | Gas | Pacific Gas and Electric | Incentive:Paid | 5397 | 36.9 |  | 1 | 160 |  | 160 |  | 2020-06-25 14:40 | 2020-08-03 | TITANIUM POWER INC | Retrofit | Bakersfield | Bakersfield | 93306 | Host Customer is System Owner | 5 |  | 30004297 | Butler Sun Solutions, Inc. | Titanium Power | Power Pack 2 GT | Indirect Forced Circulation (IF) | 45.42 |  | ARIS2004 | Glycol | Advanced Controller with a Vacation or Holiday Mode | Solar Storage with Tankless Auxiliary Water Heater | 52 | 1 | 1 | 65 | Z13 | [18 empty] | Bakersfield | FALSE | 34.06 |  | 2011-06-01: 2020-06-22; 2011-08-03: 2020-06-25; 2011-09-20: 2020-08-03 | 1530 | 5450 | Up-front Payment
PGE-015822 | Low Income Single Family Residential | Domestic Hot Water | Gas | Pacific Gas and Electric | Incentive:Paid | 5397 | 36.9 |  | 1 | 160 |  | 160 |  | 2020-06-25 14:38 | 2020-09-25 | TITANIUM POWER INC | Retrofit | Bakersfield | Bakersfield | 93306 | Host Customer is System Owner | 4 |  | 30004297 | Butler Sun Solutions, Inc. | Titanium Power | Power Pack 2 GT | Indirect Forced Circulation (IF) | 45.42 |  | ARIS2004 | Glycol | Advanced Controller with a Vacation or Holiday Mode | Solar Storage with Tankless Auxiliary Water Heater | 52 | 1 | 1 | 55 | Z13 | [18 empty] | Bakersfield | FALSE | 34.06 |  | 2011-06-01: 2020-06-22; 2011-08-03: 2020-06-25; 2011-09-20: 2020-09-25 | 1474 | 5450 | Up-front Payment
SCG-015824 | Single Family Residential - SJV Pilot | Domestic Hot Water | Gas | Southern California Gas Company | Incentive:Paid | 8000 | 29.85 |  | 1 | 131 |  | 131 |  | 2020-07-24 14:18 | 2020-08-10 | STAPLES & ASSOCIATES INC | Retrofit | California City | Kern | 93505 | Host Customer is System Owner |  |  | 30004214 | Alternate Energy Technologies | EAGLESUN | DBS-G2-60-40 | Indirect Forced Circulation (IF) | 41.35 |  | MSC-20 | Automatic Drainback |  | Solar Storage and Auxiliary Tanks are separate | 60 | 1 | 1 | 0 | Z14 | [18 empty] | California City, CA | FALSE | 61.07 |  | 2020-06-22 |  | 2020-07-24 | 2020-08-10 | 2021-04-30 | 2021-07-06 | 1080 | 8000 | Up-front Payment
PGE-015826 | Single Family Residential - Disadvantaged Community | Domestic Hot Water | Gas | Pacific Gas and Electric | Incentive:Paid | 4298 | 29.85 |  | 1 | 160 |  | 144 |  | 2020-06-25 14:49 | 2020-08-03 | TITANIUM POWER INC | Retrofit | Bakersfield | Bakersfield | 93305 | Host Customer is System Owner | 4 |  | 30004297 | Butler Sun Solutions, Inc. | Titanium Power | Power Pack 2 GT | Indirect Forced Circulation (IF) | 45.42 |  | ARIS2004 | Glycol | Advanced Controller with a Vacation or Holiday Mode | Solar Storage with Tankless Auxiliary Water Heater | 52 | 1 | 0.9 | 55 | Z13 | [18 empty] | Bakersfield | FALSE | 33.44 |  | 2020-06-23 | 2020-07-22 |  |  | 2020-06-25 | 2020-08-03 | 1530 | 5350 | Up-front Payment
PGE-015827 | Single Family Residential - Disadvantaged Community | Domestic Hot Water | Gas | Pacific Gas and Electric | Incentive:Paid | 4366 | 29.85 |  | 1 | 160 |  | 160 |  | 2020-06-25 14:51 | 2020-08-03 | TITANIUM POWER INC | Retrofit | Bakersfield | Bakersfield | 93305 | Host Customer is System Owner | 4 |  | 30004297 | Butler Sun Solutions, Inc. | Titanium Power | Power Pack 2 GT | Indirect Forced Circulation (IF) | 45.42 |  | ARIS2004 | Glycol | Advanced Controller with a Vacation or Holiday Mode | Solar Storage with Tankless Auxiliary Water Heater | 52 | 1 | 1 | 55 | Z13 | [18 empty] | Bakersfield | FALSE | 34.06 |  | 2020-06-23 | 2020-07-22 |  |  | 2020-06-25 | 2020-08-03 | 1499 | 5450 | Up-front Payment
PGE-015828 | Low Income Single Family Residential | Domestic Hot Water | Gas | Pacific Gas and Electric | Incentive:Paid | 5397 | 36.9 |  | 1 | 160 |  | 160 |  | 2020-06-25 14:53 | 2020-08-03 | TITANIUM POWER INC | Retrofit | Bakersfield | Bakersfield | 93307 | Host Customer is System Owner | 4 |  | 30004297 | Butler Sun Solutions, Inc. | Titanium Power | Power Pack 2 GT | Indirect Forced Circulation (IF) | 45.42 |  | ARIS2004 | Glycol | Advanced Controller with a Vacation or Holiday Mode | Solar Storage with Tankless Auxiliary Water Heater | 52 | 1 | 1 | 55 | Z13 | [18 empty] | Bakersfield | FALSE | 34.06 |  | 2011-06-01: 2020-06-23; 2011-08-03: 2020-06-25; 2011-09-20: 2020-08-03 | 1530 | 5450 | Up-front Payment
PGE-015829 | Single Family Residential - Disadvantaged Community | Domestic Hot Water | Gas | Pacific Gas and Electric | Incentive:Paid | 4366 | 29.85 |  | 1 | 160 |  | 160 |  | 2020-06-25 14:55 | 2020-08-03 | TITANIUM POWER INC | Retrofit | Bakersfield | Bakersfield | 93305 | Host Customer is System Owner | 5 |  | 30004297 | Butler Sun Solutions, Inc. | Titanium Power | Power Pack 2 GT | Indirect Forced Circulation (IF) | 45.42 |  | ARIS2004 | Glycol | Advanced Controller with a Vacation or Holiday Mode | Solar Storage with Tankless Auxiliary Water Heater | 52 | 1 | 1 | 65 | Z13 | [18 empty] | Bakersfield | FALSE | 34.06 |  | 2020-06-23 | 2020-07-22 |  |  | 2020-06-25 | 2020-08-03 | 1522 | 5450 | Up-front Payment
PGE-015830 | Single Family Residential - Disadvantaged Community | Domestic Hot Water | Gas | Pacific Gas and Electric | Incentive:Paid | 4366 | 29.85 |  | 1 | 160 |  | 160 |  | 2020-06-25 14:36 | 2020-08-03 | TITANIUM POWER INC | Retrofit | Bakersfield | Bakersfield | 93304 | Host Customer is System Owner | 5 |  | 30004297 | Butler Sun Solutions, Inc. | Titanium Power | Power Pack 2 GT | Indirect Forced Circulation (IF) | 45.42 |  | ARIS2004 | Glycol | Advanced Controller with a Vacation or Holiday Mode | Solar Storage with Tankless Auxiliary Water Heater | 52 | 1 | 1 | 65 | Z13 | [18 empty] | Bakersfield | FALSE | 34.06 |  | 2020-06-23 | 2020-07-22 |  |  | 2020-06-25 | 2020-08-03 | 1522 | 5450 | Up-front Payment
PGE-015832 | Low Income Single Family Residential | Domestic Hot Water | Gas | Pacific Gas and Electric | Incentive:Paid | 5397 | 36.9 |  | 1 | 160 |  | 160 |  | 2020-06-25 14:34 | 2020-08-03 | TITANIUM POWER INC | Retrofit | Bakersfield | Bakersfield | 93307 | Host Customer is System Owner | 6 |  | 30004297 | Butler Sun Solutions, Inc. | Titanium Power | Power Pack 2 GT | Indirect Forced Circulation (IF) | 45.42 |  | ARIS2004 | Glycol | Advanced Controller with a Vacation or Holiday Mode | Solar Storage with Tankless Auxiliary Water Heater | 52 | 1 | 1 | 75 | Z13 | [18 empty] | Bakersfield | FALSE | 34.19 |  | 2011-06-01: 2020-06-23; 2011-08-03: 2020-06-25; 2011-09-20: 2020-08-03 | 1522 | 5470 | Up-front Payment
PGE-015833 | Low Income Single Family Residential | Domestic Hot Water | Gas | Pacific Gas and Electric | Incentive:Paid | 5397 | 36.9 |  | 1 | 164 |  | 164 |  | 2020-06-25 14:32 | 2020-08-03 | TITANIUM POWER INC | Retrofit | Bakersfield | Bakersfield | 93307 | Host Customer is System Owner | 5 |  | 30004298 | Butler Sun Solutions, Inc. | Titanium Power | Power Pack 2 GT Butler | Indirect Forced Circulation (IF) | 43.72 |  | BT1 | Glycol | Advanced Controller with a Vacation or Holiday Mode | Solar Storage with Tankless Auxiliary Water Heater | 52 | 1 | 1 | 65 | Z13 | [18 empty] | Bakersfield | FALSE | 33.35 |  | 2011-06-01: 2020-06-23; 2011-08-03: 2020-06-25; 2011-09-20: 2020-08-03 | 1522 | 5470 | Up-front Payment
PGE-015834 | Low Income Single Family Residential | Domestic Hot Water | Gas | Pacific Gas and Electric | Incentive:Paid | 5397 | 36.9 |  | 1 | 160 |  | 160 |  | 2020-06-25 14:31 | 2020-09-25 | TITANIUM POWER INC | Retrofit | Bakersfield | Bakersfield | 93307 | Host Customer is System Owner | 10 |  | 30004297 | Butler Sun Solutions, Inc. | Titanium Power | Power Pack 2 GT | Indirect Forced Circulation (IF) | 45.42 |  | ARIS2004 | Glycol | Advanced Controller with a Vacation or Holiday Mode | Solar Storage with Tankless Auxiliary Water Heater | 52 | 1 | 1 | 115 | Z13 | [18 empty] | Bakersfield | FALSE | 34.19 |  | 2011-06-01: 2020-06-23; 2011-08-03: 2020-06-25; 2011-09-20: 2020-09-25 | 1474 | 5470 | Up-front Payment
PGE-015835 | Low Income Single Family Residential | Domestic Hot Water | Gas | Pacific Gas and Electric | Incentive:Paid | 5397 | 36.9 |  | 1 | 160 |  | 160 |  | 2020-06-25 14:31 | 2020-08-06 | TITANIUM POWER INC | Retrofit | Bakersfield | Bakersfield | 93307 | Host Customer is System Owner | 7 |  | 30004297 | Butler Sun Solutions, Inc. | Titanium Power | Power Pack 2 GT | Indirect Forced Circulation (IF) | 45.42 |  | ARIS2004 | Glycol | Advanced Controller with a Vacation or Holiday Mode | Solar Storage with Tankless Auxiliary Water Heater | 52 | 1 | 1 | 85 | Z13 | [18 empty] | Bakersfield | FALSE | 34.19 |  | 2011-06-01: 2020-06-23; 2011-08-03: 2020-06-25; 2011-09-20: 2020-08-06 | 1522 | 5470 | Up-front Payment
PGE-015836 | Low Income Single Family Residential | Domestic Hot Water | Gas | Pacific Gas and Electric | Incentive:Paid | 5397 | 36.9 |  | 1 | 160 |  | 160 |  | 2020-06-25 14:30 | 2020-08-05 | TITANIUM POWER INC | Retrofit | Bakersfield | Bakersfield | 93307 | Host Customer is System Owner | 8 |  | 30004297 | Butler Sun Solutions, Inc. | Titanium Power | Power Pack 2 GT | Indirect Forced Circulation (IF) | 45.42 |  | ARIS2004 | Glycol | Advanced Controller with a Vacation or Holiday Mode | Solar Storage with Tankless Auxiliary Water Heater | 52 | 1 | 1 | 95 | Z13 | [18 empty] | Bakersfield | FALSE | 34.19 |  | 2020-06-23 | 2020-07-22 |  |  | 2020-06-25 | 2020-08-05 | 1522 | 5470 | Up-front Payment
PGE-015837 | Low Income Single Family Residential | Domestic Hot Water | Gas | Pacific Gas and Electric | Incentive:Canceled | 5397 | 36.9 |  | 1 | 148 |  | 148 |  | 2020-06-23 12:10 |  |  | Retrofit | Bakersfield | Kern | 93307 | Host Customer is System Owner | 4 |  | 30004247 | Heliodyne, Inc. | HELIOPAS | HPAS 1 410 G 80 AC D Z | Indirect Forced Circulation (IF) | 40.26 |  | 410 001 | Glycol | Steam Back | Solar Storage and Auxiliary Tanks are separate | 80 | 1 | 1 | 55 | Z13 | [18 empty] | City of Bakersfield | FALSE | 36.47 |  | 2011-06-01: 2020-06-23; 2011-08-03: 2020-06-23 | 1586 | 5397 | Up-front Payment
PGE-015838 | Low Income Single Family Residential | Domestic Hot Water | Gas | Pacific Gas and Electric | Incentive:Paid | 5397 | 36.9 |  | 1 | 160 |  | 160 |  | 2020-06-25 14:29 | 2020-09-25 | TITANIUM POWER INC | Retrofit | Bakersfield | Bakersfield | 93307 | Host Customer is System Owner | 4 |  | 30004297 | Butler Sun Solutions, Inc. | Titanium Power | Power Pack 2 GT | Indirect Forced Circulation (IF) | 45.42 |  | ARIS2004 | Glycol | Advanced Controller with a Vacation or Holiday Mode | Solar Storage with Tankless Auxiliary Water Heater | 52 | 1 | 1 | 55 | Z13 | [18 empty] | Bakersfield | FALSE | 34.19 |  | 2011-06-01: 2020-06-23; 2011-08-03: 2020-06-25; 2011-09-20: 2020-09-25 | 1474 | 5470 | Up-front Payment
PGE-015839 | Low Income Single Family Residential | Domestic Hot Water | Gas | Pacific Gas and Electric | Incentive:Paid | 5397 | 36.9 |  | 1 | 160 |  | 160 |  | 2020-06-25 14:28 | 2020-07-30 | TITANIUM POWER INC | Retrofit | Bakersfeild | Bakersfield | 93307 | Host Customer is System Owner | 9 |  | 30004297 | Butler Sun Solutions, Inc. | Titanium Power | Power Pack 2 GT | Indirect Forced Circulation (IF) | 45.42 |  | ARIS2004 | Glycol | Advanced Controller with a Vacation or Holiday Mode | Solar Storage with Tankless Auxiliary Water Heater | 52 | 1 | 1 | 105 | Z13 | [18 empty] | Bakersfield | FALSE | 34.19 |  | 2011-06-01: 2020-06-23; 2011-08-03: 2020-06-25; 2011-09-20: 2020-07-30 | 1522 | 5470 | Up-front Payment
PGE-015840 | Low Income Single Family Residential | Domestic Hot Water | Gas | Pacific Gas and Electric | Incentive:Paid | 5397 | 36.9 |  | 1 | 160 |  | 160 |  | 2020-06-25 14:27 | 2020-08-28 | TITANIUM POWER INC | Retrofit | Bakersfield | Bakersfield | 93307 | Host Customer is System Owner | 7 |  | 30004297 | Butler Sun Solutions, Inc. | Titanium Power | Power Pack 2 GT | Indirect Forced Circulation (IF) | 45.42 |  | ARIS2004 | Glycol | Advanced Controller with a Vacation or Holiday Mode | Solar Storage with Tankless Auxiliary Water Heater | 52 | 1 | 1 | 85 | Z13 | [18 empty] | Bakersfield | FALSE | 34.19 |  | 2020-06-23 | 2020-07-22 |  |  | 2020-06-25 | 2020-08-28 | 1492 | 5470 | Up-front Payment
PGE-015841 | Low Income Single Family Residential | Domestic Hot Water | Gas | Pacific Gas and Electric | Incentive:Paid | 5397 | 36.9 |  | 1 | 160 |  | 160 |  | 2020-06-25 14:26 | 2020-07-30 | TITANIUM POWER INC | Retrofit | Bakersfield | Bakersfield | 93307 | Host Customer is System Owner | 8 |  | 30004297 | Butler Sun Solutions, Inc. | Titanium Power | Power Pack 2 GT | Indirect Forced Circulation (IF) | 45.42 |  | ARIS2004 | Glycol | Advanced Controller with a Vacation or Holiday Mode | Solar Storage with Tankless Auxiliary Water Heater | 52 | 1 | 1 | 95 | Z13 | [18 empty] | Bakersfield | FALSE | 34.19 |  | 2011-06-01: 2020-06-23; 2011-08-03: 2020-06-25; 2011-09-20: 2020-07-30 | 1522 | 5470 | Up-front Payment
PGE-015842 | Single Family Residential - Disadvantaged Community | Domestic Hot Water | Gas | Pacific Gas and Electric | Incentive:Paid | 4366 | 29.85 |  | 1 | 160 |  | 160 |  | 2020-06-25 14:25 | 2020-08-28 | TITANIUM POWER INC | Retrofit | Bakersfeild | Bakersfield | 93307 | Host Customer is System Owner | 8 |  | 30004297 | Butler Sun Solutions, Inc. | Titanium Power | Power Pack 2 GT | Indirect Forced Circulation (IF) | 45.42 |  | ARIS2004 | Glycol | Advanced Controller with a Vacation or Holiday Mode | Solar Storage with Tankless Auxiliary Water Heater | 52 | 1 | 1 | 95 | Z13 | [18 empty] | Bakersfield | FALSE | 34.19 |  | 2020-06-23 | 2020-07-22 |  |  | 2020-06-25 | 2020-08-28 | 1509 | 5470 | Up-front Payment
PGE-015843 | Low Income Single Family Residential | Domestic Hot Water | Gas | Pacific Gas and Electric | Incentive:Paid | 5397 | 36.9 |  | 1 | 160 |  | 160 |  | 2020-06-25 14:24 | 2020-08-03 | TITANIUM POWER INC | Retrofit | Bakersfiled | Bakersfield | 93307 | Host Customer is System Owner | 7 |  | 30004297 | Butler Sun Solutions, Inc. | Titanium Power | Power Pack 2 GT | Indirect Forced Circulation (IF) | 45.42 |  | ARIS2004 | Glycol | Advanced Controller with a Vacation or Holiday Mode | Solar Storage with Tankless Auxiliary Water Heater | 52 | 1 | 1 | 85 | Z13 | [18 empty] | Bakersfield | FALSE | 34.19 |  | 2011-06-01: 2020-06-23; 2011-08-03: 2020-06-25; 2011-09-20: 2020-08-03 | 1522 | 5470 | Up-front Payment
PGE-015844 | Low Income Single Family Residential | Domestic Hot Water | Gas | Pacific Gas and Electric | Incentive:Paid | 5397 | 36.9 |  | 1 | 148 |  | 148 |  | 2020-06-23 17:00 | 2020-08-03 | DUNROSS CONSTRUCTION | Retrofit | Bakersfield | Kern | 93307 | Host Customer is System Owner | 5 |  | 30004247 | Heliodyne, Inc. | HELIOPAS | HPAS 1 410 G 80 AC D Z | Indirect Forced Circulation (IF) | 40.26 |  | 410 001 | Glycol | Steam Back | Solar Storage and Auxiliary Tanks are separate | 80 | 1 | 1 | 65 | Z13 | [18 empty] | City of Bakersfield | FALSE | 36.47 |  | 2011-06-01: 2020-06-23; 2011-08-03: 2020-06-23; 2011-09-20: 2020-08-03 | 1534 | 5397 | Up-front Payment
PGE-015845 | Low Income Single Family Residential | Domestic Hot Water | Gas | Pacific Gas and Electric | Incentive:Paid | 5397 | 36.9 |  | 1 | 148 |  | 148 |  | 2020-06-23 17:14 | 2020-08-07 | DUNROSS CONSTRUCTION | Retrofit | Bakersfield | Kern | 93304 | Host Customer is System Owner | 4 |  | 30004247 | Heliodyne, Inc. | HELIOPAS | HPAS 1 410 G 80 AC D Z | Indirect Forced Circulation (IF) | 40.26 |  | 410 001 | Glycol | Steam Back | Solar Storage and Auxiliary Tanks are separate | 80 | 1 | 1 | 55 | Z13 | [18 empty] | City of Bakersfield | FALSE | 36.47 |  | 2020-06-23 | 2020-07-22 |  |  | 2020-06-23 | 2020-08-07 | 1534 | 5397 | Up-front Payment
PGE-015847 | Commercial/Multifamily Residential | Domestic Hot Water | Gas | Pacific Gas and Electric | Incentive:Paid | 58927 | 17.16 |  | 2 | 3434 |  | 3434 |  | 2020-07-15 10:14 | 2020-09-03 | SUN LIGHT & POWER | Retrofit | Sacramento | Sacramento | 95825 | Host Customer is System Owner | [7 empty] | 982.8 | 40.95 |  | Drainback | Pressure Stagnation Protection (PSP) | Solar Storage and Auxiliary Tanks are separate |  | 1 | 1 | 3078 | Z12 | 81 | Units | Apartments/Condos | TRB-40 | 24 | 1 | 1000 | 1 | 439 | 4 | 398900 | TRUE | 130 | 130 |  | Heliodyne - Delta-T Pro Ethernet |  | Heliodyne - Delta-T Pro Ethernet | Sacramento County | FALSE | 41.64 |  | 2020-07-15 | 2020-08-14 | 2020-07-15 | 2020-09-03 | 2022-01-20 | 2022-01-27 | 969 | 142981 | Up-front Payment
PGE-015848 | Single Family Residential - Disadvantaged Community | Domestic Hot Water | Gas | Pacific Gas and Electric | Incentive:Paid | 4366 | 29.85 |  | 1 | 160 |  | 152 |  | 2020-06-26 14:26 | 2020-10-29 | TITANIUM POWER INC | Retrofit | Bakersfield | Bakersfield | 93307 | Host Customer is System Owner | 8 |  | 30004297 | Butler Sun Solutions, Inc. | Titanium Power | Power Pack 2 GT | Indirect Forced Circulation (IF) | 45.42 |  | ARIS2004 | Glycol | Advanced Controller with a Vacation or Holiday Mode | Solar Storage with Tankless Auxiliary Water Heater | 52 | 1 | 0.95 | 95 | Z13 | [18 empty] | Bakersfield | FALSE | 34.19 |  | 2020-06-24 | 2020-07-22 |  |  | 2020-06-26 | 2020-10-29 | 1452 | 5470 | Up-front Payment
PGE-015849 | Single Family Residential - Disadvantaged Community | Domestic Hot Water | Gas | Pacific Gas and Electric | Incentive:Paid | 4366 | 29.85 |  | 1 | 160 |  | 160 |  | 2020-06-26 14:43 | 2020-08-28 | TITANIUM POWER INC | Retrofit | Bakersfield | Bakersfield | 93307 | Host Customer is System Owner | 6 |  | 30004297 | Butler Sun Solutions, Inc. | Titanium Power | Power Pack 2 GT | Indirect Forced Circulation (IF) | 45.42 |  | ARIS2004 | Glycol | Advanced Controller with a Vacation or Holiday Mode | Solar Storage with Tankless Auxiliary Water Heater | 52 | 1 | 1 | 75 | Z13 | [18 empty] | Bakersfield | FALSE | 34.19 |  | 2020-06-24 | 2020-07-22 |  |  | 2020-06-26 | 2020-08-28 | 1509 | 5470 | Up-front Payment
PGE-015850 | Low Income Single Family Residential | Domestic Hot Water | Gas | Pacific Gas and Electric | Incentive:Paid | 5397 | 36.9 |  | 1 | 160 |  | 160 |  | 2020-06-26 14:40 | 2020-08-03 | TITANIUM POWER INC | Retrofit | Bakersfield | Bakersfield | 93307 | Host Customer is System Owner | 8 |  | 30004297 | Butler Sun Solutions, Inc. | Titanium Power | Power Pack 2 GT | Indirect Forced Circulation (IF) | 45.42 |  | ARIS2004 | Glycol | Advanced Controller with a Vacation or Holiday Mode | Solar Storage with Tankless Auxiliary Water Heater | 52 | 1 | 1 | 95 | Z13 | [18 empty] | Bakersfield | FALSE | 34.19 |  | 2011-06-01: 2020-06-24; 2011-08-03: 2020-06-26; 2011-09-20: 2020-08-03 | 1522 | 5470 | Up-front Payment
PGE-015852 | Low Income Single Family Residential | Domestic Hot Water | Gas | Pacific Gas and Electric | Incentive:Paid | 5397 | 36.9 |  | 1 | 160 |  | 160 |  | 2020-06-26 14:25 | 2020-08-03 | TITANIUM POWER INC | Retrofit | Bakersfield | Bakersfield | 93307 | Host Customer is System Owner | 7 |  | 30004297 | Butler Sun Solutions, Inc. | Titanium Power | Power Pack 2 GT | Indirect Forced Circulation (IF) | 45.42 |  | ARIS2004 | Glycol | Advanced Controller with a Vacation or Holiday Mode | Solar Storage with Tankless Auxiliary Water Heater | 52 | 1 | 1 | 85 | Z13 | [18 empty] | Bakersfield | FALSE | 34.19 |  | 2011-06-01: 2020-06-24; 2011-08-03: 2020-06-26; 2011-09-20: 2020-08-03 | 1522 | 5470 | Up-front Payment
PGE-015853 | Low Income Single Family Residential | Domestic Hot Water | Gas | Pacific Gas and Electric | Incentive:Paid | 5397 | 36.9 |  | 1 | 160 |  | 160 |  | 2020-06-26 14:39 | 2020-08-06 | TITANIUM POWER INC | Retrofit | Bakersfield | Bakersfield | 93307 | Host Customer is System Owner | 6 |  | 30004297 | Butler Sun Solutions, Inc. | Titanium Power | Power Pack 2 GT | Indirect Forced Circulation (IF) | 45.42 |  | ARIS2004 | Glycol | Advanced Controller with a Vacation or Holiday Mode | Solar Storage with Tankless Auxiliary Water Heater | 52 | 1 | 1 | 75 | Z13 | [18 empty] | Bakersfield | FALSE | 34.19 |  | 2011-06-01: 2020-06-24; 2011-08-03: 2020-06-26; 2011-09-20: 2020-08-06 | 1522 | 5470 | Up-front Payment
PGE-015856 | Low Income Single Family Residential | Domestic Hot Water | Gas | Pacific Gas and Electric | Incentive:Paid | 5314 | 36.9 |  | 1 | 160 |  | 144 |  | 2020-06-26 14:29 | 2020-08-06 | TITANIUM POWER INC | Retrofit | Bakersfield | Bakersfield | 93307 | Host Customer is System Owner | 6 |  | 30004297 | Butler Sun Solutions, Inc. | Titanium Power | Power Pack 2 GT | Indirect Forced Circulation (IF) | 45.42 |  | ARIS2004 | Glycol | Advanced Controller with a Vacation or Holiday Mode | Solar Storage with Tankless Auxiliary Water Heater | 52 | 1 | 0.9 | 75 | Z13 | [18 empty] | Bakersfield | FALSE | 34.19 |  | 2020-06-24 | 2020-07-23 |  |  | 2020-06-26 | 2020-08-06 | 1522 | 5470 | Up-front Payment
PGE-015857 | Single Family Residential - Disadvantaged Community | Domestic Hot Water | Gas | Pacific Gas and Electric | Incentive:Paid | 4366 | 29.85 |  | 1 | 160 |  | 160 |  | 2020-06-26 14:38 | 2020-08-05 | TITANIUM POWER INC | Retrofit | Bakersfield | Bakersfield | 93307 | Host Customer is System Owner | 5 |  | 30004297 | Butler Sun Solutions, Inc. | Titanium Power | Power Pack 2 GT | Indirect Forced Circulation (IF) | 45.42 |  | ARIS2004 | Glycol | Advanced Controller with a Vacation or Holiday Mode | Solar Storage with Tankless Auxiliary Water Heater | 52 | 1 | 1 | 65 | Z13 | [18 empty] | Bakersfield | FALSE | 34.19 |  | 2020-06-24 | 2020-07-23 |  |  | 2020-06-26 | 2020-08-05 | 1522 | 5470 | Up-front Payment
PGE-015858 | Single Family Residential - Disadvantaged Community | Domestic Hot Water | Gas | Pacific Gas and Electric | Incentive:Paid | 4298 | 29.85 |  | 1 | 160 |  | 144 |  | 2020-06-26 14:42 | 2020-08-05 | TITANIUM POWER INC | Retrofit | Bakersfield | Bakersfield | 93304 | Host Customer is System Owner | 6 |  | 30004297 | Butler Sun Solutions, Inc. | Titanium Power | Power Pack 2 GT | Indirect Forced Circulation (IF) | 45.42 |  | ARIS2004 | Glycol | Advanced Controller with a Vacation or Holiday Mode | Solar Storage with Tankless Auxiliary Water Heater | 52 | 1 | 0.9 | 75 | Z13 | [18 empty] | Bakersfield | FALSE | 34.19 |  | 2020-06-24 | 2020-07-23 |  |  | 2020-06-26 | 2020-08-05 | 1522 | 5470 | Up-front Payment
PGE-015860 | Low Income Single Family Residential | Domestic Hot Water | Gas | Pacific Gas and Electric | Incentive:Paid | 5397 | 36.9 |  | 1 | 160 |  | 160 |  | 2020-06-26 14:25 | 2020-08-06 | TITANIUM POWER INC | Retrofit | Bakersfield | Bakersfield | 93307 | Host Customer is System Owner | 6 |  | 30004297 | Butler Sun Solutions, Inc. | Titanium Power | Power Pack 2 GT | Indirect Forced Circulation (IF) | 45.42 |  | ARIS2004 | Glycol | Advanced Controller with a Vacation or Holiday Mode | Solar Storage with Tankless Auxiliary Water Heater | 52 | 1 | 1 | 75 | Z13 | [18 empty] | Bakersfield | FALSE | 34.19 |  | 2011-06-01: 2020-06-24; 2011-08-03: 2020-06-26; 2011-09-20: 2020-08-06 | 1522 | 5470 | Up-front Payment
PGE-015861 | Single Family Residential - Disadvantaged Community | Domestic Hot Water | Gas | Pacific Gas and Electric | Incentive:Paid | 4366 | 29.85 |  | 1 | 160 |  | 152 |  | 2020-06-26 14:44 | 2020-08-05 | TITANIUM POWER INC | Retrofit | Bakersfield | Bakersfield | 93307 | Host Customer is System Owner | 6 |  | 30004297 | Butler Sun Solutions, Inc. | Titanium Power | Power Pack 2 GT | Indirect Forced Circulation (IF) | 45.42 |  | ARIS2004 | Glycol | Advanced Controller with a Vacation or Holiday Mode | Solar Storage with Tankless Auxiliary Water Heater | 52 | 1 | 0.95 | 75 | Z13 | [18 empty] | Bakersfield | FALSE | 34.19 |  | 2020-06-24 | 2020-07-23 |  |  | 2020-06-26 | 2020-08-05 | 1522 | 5470 | Up-front Payment
PGE-015862 | Low Income Single Family Residential | Domestic Hot Water | Gas | Pacific Gas and Electric | Incentive:Paid | 5397 | 36.9 |  | 1 | 160 |  | 160 |  | 2020-06-26 14:24 | 2020-08-06 | TITANIUM POWER INC | Retrofit | Bakersfield | Bakersfield | 93307 | Host Customer is System Owner | 8 |  | 30004297 | Butler Sun Solutions, Inc. | Titanium Power | Power Pack 2 GT | Indirect Forced Circulation (IF) | 45.42 |  | ARIS2004 | Glycol | Advanced Controller with a Vacation or Holiday Mode | Solar Storage with Tankless Auxiliary Water Heater | 52 | 1 | 1 | 95 | Z13 | [18 empty] | Bakersfield | FALSE | 34.19 |  | 2011-06-01: 2020-06-24; 2011-08-03: 2020-06-26; 2011-09-20: 2020-08-06 | 1522 | 5470 | Up-front Payment
PGE-015863 | Low Income Single Family Residential | Domestic Hot Water | Gas | Pacific Gas and Electric | Incentive:Paid | 5397 | 36.9 |  | 1 | 160 |  | 160 |  | 2020-06-26 14:45 | 2020-08-10 | TITANIUM POWER INC | Retrofit | Bakersfield | Bakersfield | 93307 | Host Customer is System Owner | 5 |  | 30004297 | Butler Sun Solutions, Inc. | Titanium Power | Power Pack 2 GT | Indirect Forced Circulation (IF) | 45.42 |  | ARIS2004 | Glycol | Advanced Controller with a Vacation or Holiday Mode | Solar Storage with Tankless Auxiliary Water Heater | 52 | 1 | 1 | 65 | Z13 | [18 empty] | Bakersfield | FALSE | 34.19 |  | 2011-06-01: 2020-06-24; 2011-08-03: 2020-06-26; 2011-09-20: 2020-08-10 | 1522 | 5470 | Up-front Payment
PGE-015864 | Single Family Residential | Domestic Hot Water | Gas | Pacific Gas and Electric | Incentive:Paid | 4366 | 29.85 |  | 1 | 160 |  | 160 |  | 2020-06-26 14:48 | 2020-08-05 | TITANIUM POWER INC | Retrofit | Bakersfield | Bakersfield | 93307 | Host Customer is System Owner | 5 |  | 30004297 | Butler Sun Solutions, Inc. | Titanium Power | Power Pack 2 GT | Indirect Forced Circulation (IF) | 45.42 |  | ARIS2004 | Glycol | Advanced Controller with a Vacation or Holiday Mode | Solar Storage with Tankless Auxiliary Water Heater | 52 | 1 | 1 | 65 | Z13 | [18 empty] | Bakersfield | FALSE | 34.19 |  | 2020-06-24 | 2020-07-23 |  |  | 2020-06-26 | 2020-08-05 | 1522 | 5470 | Up-front Payment
PGE-015865 | Low Income Single Family Residential | Domestic Hot Water | Gas | Pacific Gas and Electric | Incentive:Paid | 5397 | 36.9 |  | 1 | 160 |  | 160 |  | 2020-06-26 14:46 | 2020-08-10 | TITANIUM POWER INC | Retrofit | Bakersfield | Bakersfield | 93307 | Host Customer is System Owner | 6 |  | 30004297 | Butler Sun Solutions, Inc. | Titanium Power | Power Pack 2 GT | Indirect Forced Circulation (IF) | 45.42 |  | ARIS2004 | Glycol | Advanced Controller with a Vacation or Holiday Mode | Solar Storage with Tankless Auxiliary Water Heater | 52 | 1 | 1 | 75 | Z13 | [18 empty] | Bakersfield | FALSE | 34.19 |  | 2011-06-01: 2020-06-24; 2011-08-03: 2020-06-26; 2011-09-20: 2020-08-10 | 1522 | 5470 | Up-front Payment
PGE-015866 | Low Income Single Family Residential | Domestic Hot Water | Gas | Pacific Gas and Electric | Incentive:Paid | 5397 | 36.9 |  | 1 | 160 |  | 160 |  | 2020-06-26 14:47 | 2020-08-10 | TITANIUM POWER INC | Retrofit | Bakersfeild | Bakersfield | 93307 | Host Customer is System Owner | 4 |  | 30004297 | Butler Sun Solutions, Inc. | Titanium Power | Power Pack 2 GT | Indirect Forced Circulation (IF) | 45.42 |  | ARIS2004 | Glycol | Advanced Controller with a Vacation or Holiday Mode | Solar Storage with Tankless Auxiliary Water Heater | 52 | 1 | 1 | 55 | Z13 | [18 empty] | Bakersfield | FALSE | 34.19 |  | 2011-06-01: 2020-06-24; 2011-08-03: 2020-06-26; 2011-09-20: 2020-08-10 | 1522 | 5470 | Up-front Payment
PGE-015867 | Single Family Residential - Disadvantaged Community | Domestic Hot Water | Gas | Pacific Gas and Electric | Incentive:Paid | 4366 | 29.85 |  | 1 | 160 |  | 160 |  | 2020-06-26 14:49 | 2020-08-05 | TITANIUM POWER INC | Retrofit | Bakersfield | Bakersfield | 93307 | Host Customer is System Owner | 5 |  | 30004297 | Butler Sun Solutions, Inc. | Titanium Power | Power Pack 2 GT | Indirect Forced Circulation (IF) | 45.42 |  | ARIS2004 | Glycol | Advanced Controller with a Vacation or Holiday Mode | Solar Storage with Tankless Auxiliary Water Heater | 52 | 1 | 1 | 65 | Z13 | [18 empty] | Bakersfield | FALSE | 34.19 |  | 2020-06-24 | 2020-07-23 |  |  | 2020-06-26 | 2020-08-05 | 1522 | 5470 | Up-front Payment
PGE-015868 | Single Family Residential - Disadvantaged Community | Domestic Hot Water | Gas | Pacific Gas and Electric | Incentive:Paid | 4366 | 29.85 |  | 1 | 160 |  | 160 |  | 2020-06-26 14:20 | 2020-08-20 | TITANIUM POWER INC | Retrofit | Bakersfield | Bakersfield | 93307 | Host Customer is System Owner | 8 |  | 30004297 | Butler Sun Solutions, Inc. | Titanium Power | Power Pack 2 GT | Indirect Forced Circulation (IF) | 45.42 |  | ARIS2004 | Glycol | Advanced Controller with a Vacation or Holiday Mode | Solar Storage with Tankless Auxiliary Water Heater | 52 | 1 | 1 | 95 | Z13 | [18 empty] | Bakersfield | FALSE | 34.19 |  | 2020-06-24 | 2020-07-23 |  |  | 2020-06-26 | 2020-08-20 | 1515 | 5470 | Up-front Payment
PGE-015869 | Single Family Residential - Disadvantaged Community | Domestic Hot Water | Gas | Pacific Gas and Electric | Incentive:Paid | 4366 | 29.85 |  | 1 | 160 |  | 160 |  | 2020-06-26 14:18 | 2020-08-05 | TITANIUM POWER INC | Retrofit | Bakersfield | Bakersfield | 93307 | Host Customer is System Owner | 7 |  | 30004297 | Butler Sun Solutions, Inc. | Titanium Power | Power Pack 2 GT | Indirect Forced Circulation (IF) | 45.42 |  | ARIS2004 | Glycol | Advanced Controller with a Vacation or Holiday Mode | Solar Storage with Tankless Auxiliary Water Heater | 52 | 1 | 1 | 85 | Z13 | [18 empty] | Bakersfield | FALSE | 34.19 |  | 2020-06-24 | 2020-07-23 |  |  | 2020-06-26 | 2020-08-05 | 1522 | 5470 | Up-front Payment
PGE-015870 | Low Income Single Family Residential | Domestic Hot Water | Gas | Pacific Gas and Electric | Incentive:Paid | 5397 | 36.9 |  | 1 | 160 |  | 160 |  | 2020-06-26 14:50 | 2020-08-20 | TITANIUM POWER INC | Retrofit | Bakersfield | Bakersfield | 93307 | Host Customer is System Owner | 5 |  | 30004297 | Butler Sun Solutions, Inc. | Titanium Power | Power Pack 2 GT | Indirect Forced Circulation (IF) | 45.42 |  | ARIS2004 | Glycol | Advanced Controller with a Vacation or Holiday Mode | Solar Storage with Tankless Auxiliary Water Heater | 52 | 1 | 1 | 65 | Z13 | [18 empty] | Bakersfield | FALSE | 34.19 |  | 2020-06-24 | 2020-07-23 |  |  | 2020-06-26 | 2020-08-20 | 1515 | 5470 | Up-front Payment
PGE-015871 | Low Income Single Family Residential | Domestic Hot Water | Gas | Pacific Gas and Electric | Incentive:Paid | 5397 | 36.9 |  | 1 | 160 |  | 160 |  | 2020-06-26 14:51 | 2020-08-10 | TITANIUM POWER INC | Retrofit | Bakersfield | Bakersfield | 93304 | Host Customer is System Owner | 5 |  | 30004297 | Butler Sun Solutions, Inc. | Titanium Power | Power Pack 2 GT | Indirect Forced Circulation (IF) | 45.42 |  | ARIS2004 | Glycol | Advanced Controller with a Vacation or Holiday Mode | Solar Storage with Tankless Auxiliary Water Heater | 52 | 1 | 1 | 65 | Z13 | [18 empty] | Bakersfield | FALSE | 34.19 |  | 2011-06-01: 2020-06-24; 2011-08-03: 2020-06-26; 2011-09-20: 2020-08-10 | 1522 | 5470 | Up-front Payment
PGE-015872 | Single Family Residential - Disadvantaged Community | Domestic Hot Water | Gas | Pacific Gas and Electric | Incentive:Paid | 4366 | 29.85 |  | 1 | 160 |  | 152 |  | 2020-06-26 14:57 | 2020-08-28 | TITANIUM POWER INC | Retrofit | Bakersfield | Bakersfield | 93304 | Host Customer is System Owner | 5 |  | 30004297 | Butler Sun Solutions, Inc. | Titanium Power | Power Pack 2 GT | Indirect Forced Circulation (IF) | 45.42 |  | ARIS2004 | Glycol | Advanced Controller with a Vacation or Holiday Mode | Solar Storage with Tankless Auxiliary Water Heater | 52 | 1 | 0.95 | 65 | Z13 | [18 empty] | Bakersfield | FALSE | 34.19 |  | 2020-06-24 | 2020-07-23 |  |  | 2020-06-26 | 2020-08-28 | 1502 | 5470 | Up-front Payment
PGE-015873 | Low Income Single Family Residential | Domestic Hot Water | Gas | Pacific Gas and Electric | Incentive:Paid | 5314 | 36.9 |  | 1 | 160 |  | 144 |  | 2020-06-26 14:18 | 2020-09-14 | TITANIUM POWER INC | Retrofit | Bakersfield | Bakersfield | 93307 | Host Customer is System Owner | 5 |  | 30004297 | Butler Sun Solutions, Inc. | Titanium Power | Power Pack 2 GT | Indirect Forced Circulation (IF) | 45.42 |  | ARIS2004 | Glycol | Advanced Controller with a Vacation or Holiday Mode | Solar Storage with Tankless Auxiliary Water Heater | 52 | 1 | 0.9 | 65 | Z13 | [18 empty] | Bakersfield | FALSE | 34.19 |  | 2020-06-24 | 2020-07-23 |  |  | 2020-06-26 | 2020-09-14 | 1488 | 5470 | Up-front Payment
PGE-015874 | Low Income Single Family Residential | Domestic Hot Water | Gas | Pacific Gas and Electric | Incentive:Paid | 5397 | 36.9 |  | 1 | 160 |  | 160 |  | 2020-06-26 14:56 | 2020-08-10 | TITANIUM POWER INC | Retrofit | Bakersfield | Bakersfield | 93307 | Host Customer is System Owner | 4 |  | 30004297 | Butler Sun Solutions, Inc. | Titanium Power | Power Pack 2 GT | Indirect Forced Circulation (IF) | 45.42 |  | ARIS2004 | Glycol | Advanced Controller with a Vacation or Holiday Mode | Solar Storage with Tankless Auxiliary Water Heater | 52 | 1 | 1 | 55 | Z13 | [18 empty] | Bakersfield | FALSE | 34.19 |  | 2011-06-01: 2020-06-24; 2011-08-03: 2020-06-26; 2011-09-20: 2020-08-10 | 1522 | 5470 | Up-front Payment
PGE-015875 | Low Income Single Family Residential | Domestic Hot Water | Gas | Pacific Gas and Electric | Incentive:Paid | 5397 | 36.9 |  | 1 | 160 |  | 152 |  | 2020-06-26 14:56 | 2020-08-28 | TITANIUM POWER INC | Retrofit | Bakersfield | Bakersfield | 93304 | Host Customer is System Owner | 7 |  | 30004297 | Butler Sun Solutions, Inc. | Titanium Power | Power Pack 2 GT | Indirect Forced Circulation (IF) | 45.42 |  | ARIS2004 | Glycol | Advanced Controller with a Vacation or Holiday Mode | Solar Storage with Tankless Auxiliary Water Heater | 52 | 1 | 0.95 | 85 | Z13 | [18 empty] | Bakersfield | FALSE | 34.19 |  | 2020-06-24 | 2020-07-23 |  |  | 2020-06-26 | 2020-08-28 | 1509 | 5470 | Up-front Payment
PGE-015876 | Single Family Residential - Disadvantaged Community | Domestic Hot Water | Gas | Pacific Gas and Electric | Incentive:Paid | 4366 | 29.85 |  | 1 | 160 |  | 160 |  | 2020-06-26 14:53 | 2020-08-05 | TITANIUM POWER INC | Retrofit | Bakersfield | Bakersfield | 93307 | Host Customer is System Owner | 4 |  | 30004297 | Butler Sun Solutions, Inc. | Titanium Power | Power Pack 2 GT | Indirect Forced Circulation (IF) | 45.42 |  | ARIS2004 | Glycol | Advanced Controller with a Vacation or Holiday Mode | Solar Storage with Tankless Auxiliary Water Heater | 52 | 1 | 1 | 55 | Z13 | [18 empty] | Bakersfield | FALSE | 34.19 |  | 2020-06-24 | 2020-07-23 |  |  | 2020-06-26 | 2020-08-05 | 1522 | 5470 | Up-front Payment
PGE-015877 | Single Family Residential - Disadvantaged Community | Domestic Hot Water | Gas | Pacific Gas and Electric | Incentive:Paid | 4366 | 29.85 |  | 1 | 160 |  | 160 |  | 2020-06-26 14:17 | 2020-08-28 | TITANIUM POWER INC | Retrofit | Bakersfield | Bakersfield | 93307 | Host Customer is System Owner | 7 |  | 30004297 | Butler Sun Solutions, Inc. | Titanium Power | Power Pack 2 GT | Indirect Forced Circulation (IF) | 45.42 |  | ARIS2004 | Glycol | Advanced Controller with a Vacation or Holiday Mode | Solar Storage with Tankless Auxiliary Water Heater | 52 | 1 | 1 | 85 | Z13 | [18 empty] | Bakersfield | FALSE | 34.19 |  | 2020-06-24 | 2020-07-23 |  |  | 2020-06-26 | 2020-08-28 | 1509 | 5470 | Up-front Payment
PGE-015878 | Single Family Residential - Disadvantaged Community | Domestic Hot Water | Gas | Pacific Gas and Electric | Incentive:Paid | 4366 | 29.85 |  | 1 | 160 |  | 160 |  | 2020-06-26 14:52 | 2020-08-05 | TITANIUM POWER INC | Retrofit | Bakersfield | Bakersfield | 93307 | Host Customer is System Owner | 6 |  | 30004297 | Butler Sun Solutions, Inc. | Titanium Power | Power Pack 2 GT | Indirect Forced Circulation (IF) | 45.42 |  | ARIS2004 | Glycol | Advanced Controller with a Vacation or Holiday Mode | Solar Storage with Tankless Auxiliary Water Heater | 52 | 1 | 1 | 75 | Z13 | [18 empty] | Bakersfield | FALSE | 34.19 |  | 2020-06-24 | 2020-07-23 |  |  | 2020-06-26 | 2020-08-05 | 1522 | 5470 | Up-front Payment
PGE-015879 | Single Family Residential - Disadvantaged Community | Domestic Hot Water | Gas | Pacific Gas and Electric | Incentive:Paid | 4366 | 29.85 |  | 1 | 160 |  | 160 |  | 2020-06-26 14:28 | 2020-08-05 | TITANIUM POWER INC | Retrofit | Bakersfield | Bakersfield | 93304 | Host Customer is System Owner | 5 |  | 30004297 | Butler Sun Solutions, Inc. | Titanium Power | Power Pack 2 GT | Indirect Forced Circulation (IF) | 45.42 |  | ARIS2004 | Glycol | Advanced Controller with a Vacation or Holiday Mode | Solar Storage with Tankless Auxiliary Water Heater | 52 | 1 | 1 | 65 | Z13 | [18 empty] | Bakersfield | FALSE | 34.19 |  | 2020-06-24 | 2020-07-24 |  |  | 2020-06-26 | 2020-08-05 | 1522 | 5470 | Up-front Payment
PGE-015882 | Single Family Residential | Domestic Hot Water | Gas | Pacific Gas and Electric | Incentive:Paid | 4298 | 29.85 |  | 1 | 160 |  | 144 |  | 2020-06-26 14:27 | 2020-08-06 | TITANIUM POWER INC | Retrofit | Bakersfield | Bakersfield | 93307 | Host Customer is System Owner | 8 |  | 30004297 | Butler Sun Solutions, Inc. | Titanium Power | Power Pack 2 GT | Indirect Forced Circulation (IF) | 45.42 |  | ARIS2004 | Glycol | Advanced Controller with a Vacation or Holiday Mode | Solar Storage with Tankless Auxiliary Water Heater | 52 | 1 | 0.9 | 95 | Z13 | [18 empty] | Bakersfield | FALSE | 34.19 |  | 2020-06-24 | 2020-07-24 |  |  | 2020-06-26 | 2020-08-06 | 1522 | 5470 | Up-front Payment
PGE-015883 | Single Family Residential - Disadvantaged Community | Domestic Hot Water | Gas | Pacific Gas and Electric | Incentive:Paid | 4366 | 29.85 |  | 1 | 160 |  | 160 |  | 2020-06-26 14:17 | 2020-09-14 | TITANIUM POWER INC | Retrofit | Bakersfield | Bakersfield | 93307 | Host Customer is System Owner | 6 |  | 30004297 | Butler Sun Solutions, Inc. | Titanium Power | Power Pack 2 GT | Indirect Forced Circulation (IF) | 45.42 |  | ARIS2004 | Glycol | Advanced Controller with a Vacation or Holiday Mode | Solar Storage with Tankless Auxiliary Water Heater | 52 | 1 | 1 | 75 | Z13 | [18 empty] | Bakersfield | FALSE | 34.19 |  | 2020-06-24 | 2020-07-27 |  |  | 2020-06-26 | 2020-09-14 | 1488 | 5470 | Up-front Payment
PGE-015884 | Low Income Single Family Residential | Domestic Hot Water | Gas | Pacific Gas and Electric | Incentive:Paid | 5397 | 36.9 |  | 1 | 160 |  | 160 |  | 2020-06-30 16:38 | 2020-08-10 | TITANIUM POWER INC | Retrofit | Bakersfield | Bakersfield | 93307 | Host Customer is System Owner | 6 |  | 30004297 | Butler Sun Solutions, Inc. | Titanium Power | Power Pack 2 GT | Indirect Forced Circulation (IF) | 45.42 |  | ARIS2004 | Glycol | Advanced Controller with a Vacation or Holiday Mode | Solar Storage with Tankless Auxiliary Water Heater | 52 | 1 | 1 | 75 | Z13 | [18 empty] | Bakersfield | FALSE | 34.19 |  | 2011-06-01: 2020-06-25; 2011-08-03: 2020-06-30; 2011-09-20: 2020-08-10 | 1522 | 5470 | Up-front Payment
PGE-015885 | Single Family Residential - Disadvantaged Community | Domestic Hot Water | Gas | Pacific Gas and Electric | Incentive:Paid | 4298 | 29.85 |  | 1 | 160 |  | 144 |  | 2020-06-30 16:39 | 2020-08-03 | TITANIUM POWER INC | Retrofit | Bakersfield | Bakersfield | 93307 | Host Customer is System Owner | 6 |  | 30004297 | Butler Sun Solutions, Inc. | Titanium Power | Power Pack 2 GT | Indirect Forced Circulation (IF) | 45.42 |  | ARIS2004 | Glycol | Advanced Controller with a Vacation or Holiday Mode | Solar Storage with Tankless Auxiliary Water Heater | 52 | 1 | 0.9 | 75 | Z13 | [18 empty] | Bakersfield | FALSE | 34.19 |  | 2020-06-25 | 2020-07-24 |  |  | 2020-06-30 | 2020-08-03 | 1522 | 5470 | Up-front Payment
PGE-015886 | Low Income Single Family Residential | Domestic Hot Water | Gas | Pacific Gas and Electric | Incentive:Paid | 5397 | 36.9 |  | 1 | 160 |  | 160 |  | 2020-06-30 16:40 | 2020-08-03 | TITANIUM POWER INC | Retrofit | Bakersfield | Bakersfield | 93306 | Host Customer is System Owner | 6 |  | 30004297 | Butler Sun Solutions, Inc. | Titanium Power | Power Pack 2 GT | Indirect Forced Circulation (IF) | 45.42 |  | ARIS2004 | Glycol | Advanced Controller with a Vacation or Holiday Mode | Solar Storage with Tankless Auxiliary Water Heater | 52 | 1 | 1 | 75 | Z13 | [18 empty] | Bakersfield | FALSE | 34.06 |  | 2011-06-01: 2020-06-25; 2011-08-03: 2020-06-30; 2011-09-20: 2020-08-03 | 1522 | 5450 | Up-front Payment
PGE-015887 | Single Family Residential - Disadvantaged Community | Domestic Hot Water | Gas | Pacific Gas and Electric | Incentive:Paid | 4366 | 29.85 |  | 1 | 160 |  | 160 |  | 2020-06-30 16:40 | 2020-08-03 | TITANIUM POWER INC | Retrofit | Bakersfield | Bakersfield | 93307 | Host Customer is System Owner | 6 |  | 30004297 | Butler Sun Solutions, Inc. | Titanium Power | Power Pack 2 GT | Indirect Forced Circulation (IF) | 45.42 |  | ARIS2004 | Glycol | Advanced Controller with a Vacation or Holiday Mode | Solar Storage with Tankless Auxiliary Water Heater | 52 | 1 | 1 | 75 | Z13 | [18 empty] | Bakersfield | FALSE | 34.19 |  | 2020-06-25 | 2020-07-24 |  |  | 2020-06-30 | 2020-08-03 | 1522 | 5470 | Up-front Payment
PGE-015888 | Low Income Single Family Residential | Domestic Hot Water | Gas | Pacific Gas and Electric | Incentive:Paid | 5397 | 36.9 |  | 1 | 160 |  | 152 |  | 2020-06-30 11:02 | 2020-08-03 | TITANIUM POWER INC | Retrofit | Bakersfield | Bakersfield | 93307 | Host Customer is System Owner | 6 |  | 30004297 | Butler Sun Solutions, Inc. | Titanium Power | Power Pack 2 GT | Indirect Forced Circulation (IF) | 45.42 |  | ARIS2004 | Glycol | Advanced Controller with a Vacation or Holiday Mode | Solar Storage with Tankless Auxiliary Water Heater | 52 | 1 | 0.95 | 75 | Z13 | [18 empty] | Bakersfield | FALSE | 34.19 |  | 2011-06-01: 2020-06-25; 2011-08-03: 2020-06-30; 2011-09-20: 2020-08-03 | 1522 | 5470 | Up-front Payment
PGE-015889 | Single Family Residential - Disadvantaged Community | Domestic Hot Water | Gas | Pacific Gas and Electric | Incentive:Paid | 4366 | 29.85 |  | 1 | 160 |  | 160 |  | 2020-06-30 11:01 | 2020-09-25 | TITANIUM POWER INC | Retrofit | Bakersfield | Bakersfield | 93307 | Host Customer is System Owner | 5 |  | 30004297 | Butler Sun Solutions, Inc. | Titanium Power | Power Pack 2 GT | Indirect Forced Circulation (IF) | 45.42 |  | ARIS2004 | Glycol | Advanced Controller with a Vacation or Holiday Mode | Solar Storage with Tankless Auxiliary Water Heater | 52 | 1 | 1 | 65 | Z13 | [18 empty] | Bakersfield | FALSE | 34.19 |  | 2020-06-25 | 2020-07-24 |  |  | 2020-06-30 | 2020-09-25 | 1460 | 5470 | Up-front Payment
PGE-015890 | Low Income Single Family Residential | Domestic Hot Water | Gas | Pacific Gas and Electric | Incentive:Paid | 5397 | 36.9 |  | 1 | 160 |  | 160 |  | 2020-06-30 11:00 | 2020-08-05 | TITANIUM POWER INC | Retrofit | Bakersfield | Bakersfield | 93307 | Host Customer is System Owner | 8 |  | 30004297 | Butler Sun Solutions, Inc. | Titanium Power | Power Pack 2 GT | Indirect Forced Circulation (IF) | 45.42 |  | ARIS2004 | Glycol | Advanced Controller with a Vacation or Holiday Mode | Solar Storage with Tankless Auxiliary Water Heater | 52 | 1 | 1 | 95 | Z13 | [18 empty] | Bakersfield | FALSE | 34.19 |  | 2020-06-25 | 2020-07-24 |  |  | 2020-06-30 | 2020-08-05 | 1522 | 5470 | Up-front Payment
PGE-015891 | Single Family Residential - Disadvantaged Community | Domestic Hot Water | Gas | Pacific Gas and Electric | Incentive:Paid | 4366 | 29.85 |  | 1 | 160 |  | 160 |  | 2020-06-30 10:58 | 2020-08-05 | TITANIUM POWER INC | Retrofit | Bakersfield | Bakersfield | 93307 | Host Customer is System Owner | 6 |  | 30004297 | Butler Sun Solutions, Inc. | Titanium Power | Power Pack 2 GT | Indirect Forced Circulation (IF) | 45.42 |  | ARIS2004 | Glycol | Advanced Controller with a Vacation or Holiday Mode | Solar Storage with Tankless Auxiliary Water Heater | 52 | 1 | 1 | 75 | Z13 | [18 empty] | Bakersfield | FALSE | 34.19 |  | 2020-06-25 | 2020-07-24 |  |  | 2020-06-30 | 2020-08-05 | 1522 | 5470 | Up-front Payment
PGE-015892 | Low Income Single Family Residential | Domestic Hot Water | Gas | Pacific Gas and Electric | Incentive:Paid | 5397 | 36.9 |  | 1 | 160 |  | 160 |  | 2020-06-30 10:57 | 2020-08-10 | TITANIUM POWER INC | Retrofit | Bakersfield | Bakersfield | 93307 | Host Customer is System Owner | 7 |  | 30004297 | Butler Sun Solutions, Inc. | Titanium Power | Power Pack 2 GT | Indirect Forced Circulation (IF) | 45.42 |  | ARIS2004 | Glycol | Advanced Controller with a Vacation or Holiday Mode | Solar Storage with Tankless Auxiliary Water Heater | 52 | 1 | 1 | 85 | Z13 | [18 empty] | Bakersfield | FALSE | 34.19 |  | 2011-06-01: 2020-06-25; 2011-08-03: 2020-06-30; 2011-09-20: 2020-08-10 | 1522 | 5470 | Up-front Payment
PGE-015893 | Low Income Single Family Residential | Domestic Hot Water | Gas | Pacific Gas and Electric | Incentive:Paid | 5314 | 36.9 |  | 1 | 160 |  | 144 |  | 2020-06-30 10:56 | 2020-08-10 | TITANIUM POWER INC | Retrofit | Bakersfield | Bakersfield | 93307 | Host Customer is System Owner | 7 |  | 30004297 | Butler Sun Solutions, Inc. | Titanium Power | Power Pack 2 GT | Indirect Forced Circulation (IF) | 45.42 |  | ARIS2004 | Glycol | Advanced Controller with a Vacation or Holiday Mode | Solar Storage with Tankless Auxiliary Water Heater | 52 | 1 | 0.9 | 85 | Z13 | [18 empty] | Bakersfield | FALSE | 34.19 |  | 2011-06-01: 2020-06-25; 2011-08-03: 2020-06-30; 2011-09-20: 2020-08-10 | 1522 | 5470 | Up-front Payment
PGE-015894 | Single Family Residential - Disadvantaged Community | Domestic Hot Water | Gas | Pacific Gas and Electric | Incentive:Paid | 4366 | 29.85 |  | 1 | 160 |  | 160 |  | 2020-06-30 10:52 | 2020-09-25 | TITANIUM POWER INC | Retrofit | Bakersfeild | Bakersfield | 93306 | Host Customer is System Owner | 6 |  | 30004297 | Butler Sun Solutions, Inc. | Titanium Power | Power Pack 2 GT | Indirect Forced Circulation (IF) | 45.42 |  | ARIS2004 | Glycol | Advanced Controller with a Vacation or Holiday Mode | Solar Storage with Tankless Auxiliary Water Heater | 52 | 1 | 1 | 75 | Z13 | [18 empty] | Bakersfield | FALSE | 34.06 |  | 2020-06-25 | 2020-07-24 |  |  | 2020-06-30 | 2020-09-25 | 1474 | 5450 | Up-front Payment
PGE-015895 | Low Income Single Family Residential | Domestic Hot Water | Gas | Pacific Gas and Electric | Incentive:Paid | 5397 | 36.9 |  | 1 | 160 |  | 152 |  | 2020-06-30 16:41 | 2020-08-11 | TITANIUM POWER INC | Retrofit | Bakersfield | Bakersfield | 93304 | Host Customer is System Owner | 4 |  | 30004297 | Butler Sun Solutions, Inc. | Titanium Power | Power Pack 2 GT | Indirect Forced Circulation (IF) | 45.42 |  | ARIS2004 | Glycol | Advanced Controller with a Vacation or Holiday Mode | Solar Storage with Tankless Auxiliary Water Heater | 52 | 1 | 0.95 | 55 | Z13 | [18 empty] | Bakersfield | FALSE | 34.19 |  | 2011-06-01: 2020-06-25; 2011-08-03: 2020-06-30; 2011-09-20: 2020-08-11 | 1522 | 5470 | Up-front Payment
PGE-015896 | Low Income Single Family Residential | Domestic Hot Water | Gas | Pacific Gas and Electric | Incentive:Paid | 5397 | 36.9 |  | 1 | 160 |  | 152 |  | 2020-06-30 10:51 | 2020-09-30 | TITANIUM POWER INC | Retrofit | Bakersfield | Bakersfield | 93306 | Host Customer is System Owner | 4 |  | 30004297 | Butler Sun Solutions, Inc. | Titanium Power | Power Pack 2 GT | Indirect Forced Circulation (IF) | 45.42 |  | ARIS2004 | Glycol | Advanced Controller with a Vacation or Holiday Mode | Solar Storage with Tankless Auxiliary Water Heater | 52 | 1 | 0.95 | 55 | Z13 | [18 empty] | Bakersfield | FALSE | 34.19 |  | 2011-06-01: 2020-06-25; 2011-08-03: 2020-06-30; 2011-09-20: 2020-09-30 | 1474 | 5470 | Up-front Payment
PGE-015897 | Single Family Residential - Disadvantaged Community | Domestic Hot Water | Gas | Pacific Gas and Electric | Incentive:Paid | 4366 | 29.85 |  | 1 | 160 |  | 160 |  | 2020-06-30 10:47 | 2020-08-28 | TITANIUM POWER INC | Retrofit | Bakersfield | Bakersfield | 93305 | Host Customer is System Owner | 4 |  | 30004297 | Butler Sun Solutions, Inc. | Titanium Power | Power Pack 2 GT | Indirect Forced Circulation (IF) | 45.42 |  | ARIS2004 | Glycol | Advanced Controller with a Vacation or Holiday Mode | Solar Storage with Tankless Auxiliary Water Heater | 52 | 1 | 1 | 55 | Z13 | [18 empty] | Bakersfield | FALSE | 34.19 |  | 2020-06-25 | 2020-07-24 |  |  | 2020-06-30 | 2020-08-28 | 1509 | 5470 | Up-front Payment
PGE-015898 | Low Income Single Family Residential | Domestic Hot Water | Gas | Pacific Gas and Electric | Incentive:Paid | 5397 | 36.9 |  | 1 | 160 |  | 160 |  | 2020-06-30 16:29 | 2020-08-11 | TITANIUM POWER INC | Retrofit | Bakersfeild | Bakersfield | 93305 | Host Customer is System Owner | 4 |  | 30004297 | Butler Sun Solutions, Inc. | Titanium Power | Power Pack 2 GT | Indirect Forced Circulation (IF) | 45.42 |  | ARIS2004 | Glycol | Advanced Controller with a Vacation or Holiday Mode | Solar Storage with Tankless Auxiliary Water Heater | 52 | 1 | 1 | 55 | Z13 | [18 empty] | Bakersfield | FALSE | 34.19 |  | 2011-06-01: 2020-06-25; 2011-08-03: 2020-06-30; 2011-09-20: 2020-08-11 | 1522 | 5470 | Up-front Payment
PGE-015899 | Single Family Residential - Disadvantaged Community | Domestic Hot Water | Gas | Pacific Gas and Electric | Incentive:Paid | 4366 | 29.85 |  | 1 | 160 |  | 152 |  | 2020-06-30 16:29 | 2020-08-05 | TITANIUM POWER INC | Retrofit | Bakersfield | Bakersfield | 93309 | Host Customer is System Owner | 4 |  | 30004297 | Butler Sun Solutions, Inc. | Titanium Power | Power Pack 2 GT | Indirect Forced Circulation (IF) | 45.42 |  | ARIS2004 | Glycol | Advanced Controller with a Vacation or Holiday Mode | Solar Storage with Tankless Auxiliary Water Heater | 52 | 1 | 0.95 | 55 | Z13 | [18 empty] | Bakersfield | FALSE | 34.19 |  | 2020-06-25 | 2020-07-24 |  |  | 2020-06-30 | 2020-08-05 | 1522 | 5470 | Up-front Payment
PGE-015900 | Single Family Residential - Disadvantaged Community | Domestic Hot Water | Gas | Pacific Gas and Electric | Incentive:Paid | 4366 | 29.85 |  | 1 | 160 |  | 160 |  | 2020-07-30 14:02 | 2020-09-11 | TITANIUM POWER INC | Retrofit | Bakersfield | Bakersfield | 93313 | Host Customer is System Owner | 5 |  | 30004297 | Butler Sun Solutions, Inc. | Titanium Power | Power Pack 2 GT | Indirect Forced Circulation (IF) | 45.42 |  | ARIS2004 | Glycol | Advanced Controller with a Vacation or Holiday Mode | Solar Storage with Tankless Auxiliary Water Heater | 52 | 1 | 1 | 65 | Z13 | [18 empty] | Bakersfield | FALSE | 34.19 |  | 2020-06-25 | 2020-08-11 |  |  | 2020-07-30 | 2020-09-11 | 1488 | 5470 | Up-front Payment
PGE-015901 | Low Income Single Family Residential | Domestic Hot Water | Gas | Pacific Gas and Electric | Incentive:Paid | 5397 | 36.9 |  | 1 | 160 |  | 152 |  | 2020-06-30 16:27 | 2020-09-30 | TITANIUM POWER INC | Retrofit | Bakersfeild | Bakersfield | 93313 | Host Customer is System Owner | 4 |  | 30004297 | Butler Sun Solutions, Inc. | Titanium Power | Power Pack 2 GT | Indirect Forced Circulation (IF) | 45.42 |  | ARIS2004 | Glycol | Advanced Controller with a Vacation or Holiday Mode | Solar Storage with Tankless Auxiliary Water Heater | 52 | 1 | 0.95 | 55 | Z13 | [18 empty] | Bakersfield | FALSE | 34.19 |  | 2011-06-01: 2020-06-25; 2011-08-03: 2020-06-30; 2011-09-20: 2020-09-30 | 1474 | 5470 | Up-front Payment
PGE-015902 | Single Family Residential - Disadvantaged Community | Domestic Hot Water | Gas | Pacific Gas and Electric | Incentive:Paid | 4366 | 29.85 |  | 1 | 160 |  | 160 |  | 2020-06-30 16:26 | 2020-09-20 | TITANIUM POWER INC | Retrofit | Bakersfield | Bakersfield | 93304 | Host Customer is System Owner | 4 |  | 30004297 | Butler Sun Solutions, Inc. | Titanium Power | Power Pack 2 GT | Indirect Forced Circulation (IF) | 45.42 |  | ARIS2004 | Glycol | Advanced Controller with a Vacation or Holiday Mode | Solar Storage with Tankless Auxiliary Water Heater | 52 | 1 | 1 | 55 | Z13 | [18 empty] | Bakersfield | FALSE | 34.19 |  | 2020-06-25 | 2020-07-24 |  |  | 2020-06-30 | 2020-09-20 | 1485 | 5470 | Up-front Payment
PGE-015903 | Low Income Single Family Residential | Domestic Hot Water | Gas | Pacific Gas and Electric | Incentive:Paid | 5397 | 36.9 |  | 1 | 160 |  | 152 |  | 2020-06-30 16:26 | 2020-08-11 | TITANIUM POWER INC | Retrofit | Bakersfeild | Bakersfield | 93304 | Host Customer is System Owner | 4 |  | 30004297 | Butler Sun Solutions, Inc. | Titanium Power | Power Pack 2 GT | Indirect Forced Circulation (IF) | 45.42 |  | ARIS2004 | Glycol | Advanced Controller with a Vacation or Holiday Mode | Solar Storage with Tankless Auxiliary Water Heater | 52 | 1 | 0.95 | 55 | Z13 | [18 empty] | Bakersfield | FALSE | 34.19 |  | 2011-06-01: 2020-06-25; 2011-08-03: 2020-06-30; 2011-09-20: 2020-08-11 | 1522 | 5470 | Up-front Payment
PGE-015904 | Low Income Single Family Residential | Domestic Hot Water | Gas | Pacific Gas and Electric | Incentive:Paid | 5397 | 36.9 |  | 1 | 160 |  | 160 |  | 2020-06-30 16:31 | 2020-09-03 | TITANIUM POWER INC | Retrofit | Bakersfield | Bakersfield | 93307 | Host Customer is System Owner | 6 |  | 30004297 | Butler Sun Solutions, Inc. | Titanium Power | Power Pack 2 GT | Indirect Forced Circulation (IF) | 45.42 |  | ARIS2004 | Glycol | Advanced Controller with a Vacation or Holiday Mode | Solar Storage with Tankless Auxiliary Water Heater | 52 | 1 | 1 | 75 | Z13 | [18 empty] | Bakersfield | FALSE | 34.19 |  | 2020-06-25 | 2020-07-24 |  |  | 2020-06-30 | 2020-09-03 | 1509 | 5470 | Up-front Payment
PGE-015905 | Low Income Single Family Residential | Domestic Hot Water | Gas | Pacific Gas and Electric | Incentive:Paid | 5397 | 36.9 |  | 1 | 160 |  | 160 |  | 2020-06-30 16:32 | 2020-08-03 | TITANIUM POWER INC | Retrofit | Bakersfield | Bakersfield | 93307 | Host Customer is System Owner | 6 |  | 30004297 | Butler Sun Solutions, Inc. | Titanium Power | Power Pack 2 GT | Indirect Forced Circulation (IF) | 45.42 |  | ARIS2004 | Glycol | Advanced Controller with a Vacation or Holiday Mode | Solar Storage with Tankless Auxiliary Water Heater | 52 | 1 | 1 | 75 | Z13 | [18 empty] | Bakersfield | FALSE | 34.19 |  | 2011-06-01: 2020-06-25; 2011-08-03: 2020-06-30; 2011-09-20: 2020-08-03 | 1522 | 5470 | Up-front Payment
PGE-015906 | Low Income Single Family Residential | Domestic Hot Water | Gas | Pacific Gas and Electric | Incentive:Paid | 5397 | 36.9 |  | 1 | 160 |  | 160 |  | 2020-06-30 16:33 | 2020-09-25 | TITANIUM POWER INC | Retrofit | Bakersfield | Bakersfield | 93307 | Host Customer is System Owner | 4 |  | 30004297 | Butler Sun Solutions, Inc. | Titanium Power | Power Pack 2 GT | Indirect Forced Circulation (IF) | 45.42 |  | ARIS2004 | Glycol | Advanced Controller with a Vacation or Holiday Mode | Solar Storage with Tankless Auxiliary Water Heater | 52 | 1 | 1 | 55 | Z13 | [18 empty] | Bakersfield | FALSE | 34.19 |  | 2020-06-25 | 2020-07-24 |  |  | 2020-06-30 | 2020-09-25 | 1474 | 5470 | Up-front Payment
PGE-015907 | Low Income Single Family Residential | Domestic Hot Water | Gas | Pacific Gas and Electric | Incentive:Paid | 5397 | 36.9 |  | 1 | 160 |  | 152 |  | 2020-06-30 16:34 | 2020-08-06 | TITANIUM POWER INC | Retrofit | Bakersfield | Bakersfield | 93305 | Host Customer is System Owner | 6 |  | 30004297 | Butler Sun Solutions, Inc. | Titanium Power | Power Pack 2 GT | Indirect Forced Circulation (IF) | 45.42 |  | ARIS2004 | Glycol | Advanced Controller with a Vacation or Holiday Mode | Solar Storage with Tankless Auxiliary Water Heater | 52 | 1 | 0.95 | 75 | Z13 | [18 empty] | Bakersfield | FALSE | 34.19 |  | 2011-06-01: 2020-06-25; 2011-08-03: 2020-06-30; 2011-09-20: 2020-08-06 | 1522 | 5470 | Up-front Payment
PGE-015908 | Low Income Single Family Residential | Domestic Hot Water | Gas | Pacific Gas and Electric | Incentive:Paid | 5397 | 36.9 |  | 1 | 160 |  | 152 |  | 2020-06-30 16:35 | 2020-08-06 | TITANIUM POWER INC | Retrofit | Bakersfield | Bakersfield | 93305 | Host Customer is System Owner | 5 |  | 30004297 | Butler Sun Solutions, Inc. | Titanium Power | Power Pack 2 GT | Indirect Forced Circulation (IF) | 45.42 |  | ARIS2004 | Glycol | Advanced Controller with a Vacation or Holiday Mode | Solar Storage with Tankless Auxiliary Water Heater | 52 | 1 | 0.95 | 65 | Z13 | [18 empty] | Bakersfield | FALSE | 34.19 |  | 2011-06-01: 2020-06-25; 2011-08-03: 2020-06-30; 2011-09-20: 2020-08-06 | 1522 | 5470 | Up-front Payment
PGE-015909 | Low Income Single Family Residential | Domestic Hot Water | Gas | Pacific Gas and Electric | Incentive:Paid | 5397 | 36.9 |  | 1 | 160 |  | 160 |  | 2020-06-30 16:25 | 2020-08-06 | TITANIUM POWER INC | Retrofit | Bakersfeild | Bakersfield | 93307 | Host Customer is System Owner | 4 |  | 30004297 | Butler Sun Solutions, Inc. | Titanium Power | Power Pack 2 GT | Indirect Forced Circulation (IF) | 45.42 |  | ARIS2004 | Glycol | Advanced Controller with a Vacation or Holiday Mode | Solar Storage with Tankless Auxiliary Water Heater | 52 | 1 | 1 | 55 | Z13 | [18 empty] | Bakersfield | FALSE | 34.19 |  | 2011-06-01: 2020-06-25; 2011-08-03: 2020-06-30; 2011-09-20: 2020-08-06 | 1522 | 5470 | Up-front Payment
PGE-015910 | Single Family Residential - Disadvantaged Community | Domestic Hot Water | Gas | Pacific Gas and Electric | Incentive:Paid | 4298 | 29.85 |  | 1 | 160 |  | 144 |  | 2020-06-30 16:37 | 2020-08-06 | TITANIUM POWER INC | Retrofit | Bakersfield | Bakersfield | 93307 | Host Customer is System Owner | 7 |  | 30004297 | Butler Sun Solutions, Inc. | Titanium Power | Power Pack 2 GT | Indirect Forced Circulation (IF) | 45.42 |  | ARIS2004 | Glycol | Advanced Controller with a Vacation or Holiday Mode | Solar Storage with Tankless Auxiliary Water Heater | 52 | 1 | 0.9 | 85 | Z13 | [18 empty] | Bakersfield | FALSE | 34.19 |  | 2020-06-25 | 2020-07-24 |  |  | 2020-06-30 | 2020-08-06 | 1522 | 5470 | Up-front Payment
PGE-015911 | Low Income Single Family Residential | Domestic Hot Water | Gas | Pacific Gas and Electric | Incentive:Paid | 5397 | 36.9 |  | 1 | 160 |  | 160 |  | 2020-06-30 16:36 | 2020-08-06 | TITANIUM POWER INC | Retrofit | Bakersfeild | Bakersfield | 93307 | Host Customer is System Owner | 8 |  | 30004297 | Butler Sun Solutions, Inc. | Titanium Power | Power Pack 2 GT | Indirect Forced Circulation (IF) | 45.42 |  | ARIS2004 | Glycol | Advanced Controller with a Vacation or Holiday Mode | Solar Storage with Tankless Auxiliary Water Heater | 52 | 1 | 1 | 95 | Z13 | [18 empty] | Bakersfield | FALSE | 34.19 |  | 2011-06-01: 2020-06-25; 2011-08-03: 2020-06-30; 2011-09-20: 2020-08-06 | 1522 | 5470 | Up-front Payment
PGE-015912 | Low Income Single Family Residential | Domestic Hot Water | Gas | Pacific Gas and Electric | Incentive:Paid | 5397 | 36.9 |  | 1 | 160 |  | 160 |  | 2020-06-30 16:35 | 2020-08-06 | TITANIUM POWER INC | Retrofit | Bakersfield | Bakersfield | 93306 | Host Customer is System Owner | 6 |  | 30004297 | Butler Sun Solutions, Inc. | Titanium Power | Power Pack 2 GT | Indirect Forced Circulation (IF) | 45.42 |  | ARIS2004 | Glycol | Advanced Controller with a Vacation or Holiday Mode | Solar Storage with Tankless Auxiliary Water Heater | 52 | 1 | 1 | 75 | Z13 | [18 empty] | Bakersfield | FALSE | 34.19 |  | 2011-06-01: 2020-06-25; 2011-08-03: 2020-06-30; 2011-09-20: 2020-08-06 | 1522 | 5470 | Up-front Payment
PGE-015913 | Commercial/Multifamily Residential | Domestic Hot Water | Gas | Pacific Gas and Electric | Incentive:Paid | 50073 | 17.16 |  | 2 | 2918 |  | 2918 |  | 2020-06-26 14:45 | 2020-07-24 | CALIFORNIA SOLAR INTEGRATORS INC | New Construction | San Francisco | San Francisco | 94103 | Host Customer is System Owner | [7 empty] | 655.2 | 40.95 |  | Glycol | Steam Back | Solar Storage and Auxiliary Tanks are separate |  | 1 | 1 | 6845 | Z03 | 185 | Units | Apartments/Condos | TRB-40 | 16 | 1 | 1225 | 1 | 636 | 2 | 1400000 | TRUE | 120 | 140 |  | SunEarth - SETRA503 TTR U + Series 200 |  | SunEarth - SETRA503 TTR U + Series 200 | City of San Francisco | FALSE | 38.25 |  | 2020-06-25 | 2020-07-08 | 2020-06-26 | 2020-07-24 | 2022-08-10 | 2022-08-23 | 787 | 111609 | Up-front Payment
PGE-015914 | Commercial/Multifamily Residential | Domestic Hot Water | Gas | Pacific Gas and Electric | Incentive:Paid | 71574 | 17.16 |  | 2 | 4171 |  | 4171 |  | 2020-07-28 20:21 | 2020-09-16 | CALIFORNIA SOLAR INTEGRATORS INC | New Construction | Mountain View | Santa Clara | 94040 | Host Customer is System Owner | [7 empty] | 982.8 | 40.95 |  | Glycol | Steam Back | Solar Storage and Auxiliary Tanks are separate |  | 1 | 1 | 6438 | Z04 | 174 | Units | Apartments/Condos | TRB-40 | 24 | 1 | 1497 | 3 | 44 | 1 | 800000 | TRUE | 120 | 140 |  | SunEarth - SETRA503 TTR U + Series 200 |  | SunEarth - SETRA503 TTR U + Series 200 | City of Mountain View | FALSE | 37.22 |  | 2020-06-25 | 2020-08-21 | 2020-07-28 | 2020-09-16 | 2023-02-02 | 2023-09-05 | 411 | 155260 | Up-front Payment
PGE-015915 | Single Family Residential | Domestic Hot Water | Gas | Pacific Gas and Electric | Incentive:Paid | 3461 | 29.85 |  | 1 | 155 |  | 116 |  | 2020-06-29 12:54 | 2020-09-24 | AZTEC SOLAR INC | Retrofit | Brentwood | Contra Costa | 94513 | Host Customer is System Owner | 4 |  | 2001001E | SunEarth, Inc. | SOLARAY | TE64P-80-2G | Indirect Forced Circulation (IF) | 65.67 |  | EP-32 / EP-32-0.75 | Glycol | Advanced Controller with a Vacation or Holiday Mode | Solar Storage and Auxiliary Tanks are separate | 80 | 0.88 | 0.85 | 55 | Z12 | [18 empty] | City of Brentwood | FALSE | 63.13 |  | 2020-06-25 | 2020-08-10 |  |  | 2020-06-29 | 2020-09-24 | 1487 | 9784.61 | Up-front Payment
PGE-015916 | Single Family Residential - Disadvantaged Community | Domestic Hot Water | Gas | Pacific Gas and Electric | Incentive:Paid | 4366 | 29.85 |  | 1 | 160 |  | 152 |  | 2020-06-30 15:42 | 2020-08-06 | TITANIUM POWER INC | Retrofit | Bakersfiled | Bakersfield | 93305 | Host Customer is System Owner | 5 |  | 30004297 | Butler Sun Solutions, Inc. | Titanium Power | Power Pack 2 GT | Indirect Forced Circulation (IF) | 45.42 |  | ARIS2004 | Glycol | Advanced Controller with a Vacation or Holiday Mode | Solar Storage with Tankless Auxiliary Water Heater | 52 | 1 | 0.95 | 65 | Z13 | [18 empty] | Bakersfield | FALSE | 34.06 |  | 2020-06-26 | 2020-07-27 |  |  | 2020-06-30 | 2020-08-06 | 1522 | 5450 | Up-front Payment
PGE-015917 | Low Income Single Family Residential | Domestic Hot Water | Gas | Pacific Gas and Electric | Incentive:Canceled | 5397 | 36.9 |  | 1 | 160 |  | 152 |  | 2020-06-30 11:43 |  | TITANIUM POWER INC | Retrofit | Bakersfeild | Bakersfield | 93307 | Host Customer is System Owner | 5 |  | 30004297 | Butler Sun Solutions, Inc. | Titanium Power | Power Pack 2 GT | Indirect Forced Circulation (IF) | 45.42 |  | ARIS2004 | Glycol | Advanced Controller with a Vacation or Holiday Mode | Solar Storage with Tankless Auxiliary Water Heater | 52 | 1 | 0.95 | 65 | Z13 | [18 empty] | Bakersfield | FALSE | 34.06 |  | 2011-06-01: 2020-06-26; 2011-06-21: 2020-07-27; 2011-08-03: 2020-06-30 | 1417 | 5450 | Up-front Payment
PGE-015918 | Low Income Single Family Residential | Domestic Hot Water | Gas | Pacific Gas and Electric | Incentive:Paid | 5314 | 36.9 |  | 1 | 160 |  | 144 |  | 2020-06-30 11:13 | 2020-08-10 | TITANIUM POWER INC | Retrofit | Bakersfield | Bakersfield | 93307 | Host Customer is System Owner | 4 |  | 30004297 | Butler Sun Solutions, Inc. | Titanium Power | Power Pack 2 GT | Indirect Forced Circulation (IF) | 45.42 |  | ARIS2004 | Glycol | Advanced Controller with a Vacation or Holiday Mode | Solar Storage with Tankless Auxiliary Water Heater | 52 | 1 | 0.9 | 55 | Z13 | [18 empty] | Bakersfield | FALSE | 34.06 |  | 2011-06-01: 2020-06-26; 2011-08-03: 2020-06-30; 2011-09-20: 2020-08-10 | 1522 | 5450 | Up-front Payment
PGE-015919 | Single Family Residential - Disadvantaged Community | Domestic Hot Water | Gas | Pacific Gas and Electric | Incentive:Paid | 4366 | 29.85 |  | 1 | 160 |  | 160 |  | 2020-06-30 15:04 | 2020-08-28 | TITANIUM POWER INC | Retrofit | Bakersfield | Bakersfield | 93307 | Host Customer is System Owner | 5 |  | 30004297 | Butler Sun Solutions, Inc. | Titanium Power | Power Pack 2 GT | Indirect Forced Circulation (IF) | 45.42 |  | ARIS2004 | Glycol | Advanced Controller with a Vacation or Holiday Mode | Solar Storage with Tankless Auxiliary Water Heater | 52 | 1 | 1 | 65 | Z13 | [18 empty] | Bakersfield | FALSE | 34.06 |  | 2020-06-26 | 2020-07-27 |  |  | 2020-06-30 | 2020-08-28 | 1502 | 5450 | Up-front Payment
PGE-015920 | Single Family Residential - Disadvantaged Community | Domestic Hot Water | Gas | Pacific Gas and Electric | Incentive:Paid | 4366 | 29.85 |  | 1 | 160 |  | 160 |  | 2020-06-30 15:21 | 2020-11-03 | TITANIUM POWER INC | Retrofit | Bakersfield | Bakersfield | 93307 | Host Customer is System Owner | 4 |  | 30004297 | Butler Sun Solutions, Inc. | Titanium Power | Power Pack 2 GT | Indirect Forced Circulation (IF) | 45.42 |  | ARIS2004 | Glycol | Advanced Controller with a Vacation or Holiday Mode | Solar Storage with Tankless Auxiliary Water Heater | 52 | 1 | 1 | 55 | Z13 | [18 empty] | Bakersfield | FALSE | 34.06 |  | 2020-06-26 | 2020-07-27 |  |  | 2020-06-30 | 2020-11-03 | 1447 | 5450 | Up-front Payment
PGE-015921 | Low Income Single Family Residential | Domestic Hot Water | Gas | Pacific Gas and Electric | Incentive:Paid | 5397 | 36.9 |  | 1 | 160 |  | 160 |  | 2020-06-30 14:57 | 2020-09-10 | TITANIUM POWER INC | Retrofit | Bakersfield | Bakersfield | 93307 | Host Customer is System Owner | 7 |  | 30004297 | Butler Sun Solutions, Inc. | Titanium Power | Power Pack 2 GT | Indirect Forced Circulation (IF) | 45.42 |  | ARIS2004 | Glycol | Advanced Controller with a Vacation or Holiday Mode | Solar Storage with Tankless Auxiliary Water Heater | 52 | 1 | 1 | 85 | Z13 | [18 empty] | Bakersfield | FALSE | 34.06 |  | 2020-06-26 | 2020-07-27 |  |  | 2020-06-30 | 2020-09-10 | 1499 | 5450 | Up-front Payment
PGE-015922 | Low Income Single Family Residential | Domestic Hot Water | Gas | Pacific Gas and Electric | Incentive:Paid | 5397 | 36.9 |  | 1 | 160 |  | 152 |  | 2020-06-30 11:08 | 2020-08-28 | TITANIUM POWER INC | Retrofit | Bakersfield | Bakersfield | 93307 | Host Customer is System Owner | 4 |  | 30004297 | Butler Sun Solutions, Inc. | Titanium Power | Power Pack 2 GT | Indirect Forced Circulation (IF) | 45.42 |  | ARIS2004 | Glycol | Advanced Controller with a Vacation or Holiday Mode | Solar Storage with Tankless Auxiliary Water Heater | 52 | 1 | 0.95 | 55 | Z13 | [18 empty] | Bakersfield | FALSE | 34.06 |  | 2020-06-26 | 2020-07-27 |  |  | 2020-06-30 | 2020-08-28 | 1502 | 5450 | Up-front Payment
PGE-015923 | Single Family Residential | Domestic Hot Water | Gas | Pacific Gas and Electric | Incentive:Paid | 4366 | 29.85 |  | 1 | 160 |  | 160 |  | 2020-06-30 11:07 | 2020-08-28 | TITANIUM POWER INC | Retrofit | Bakersfield | Bakersfield | 93306 | Host Customer is System Owner | 4 |  | 30004297 | Butler Sun Solutions, Inc. | Titanium Power | Power Pack 2 GT | Indirect Forced Circulation (IF) | 45.42 |  | ARIS2004 | Glycol | Advanced Controller with a Vacation or Holiday Mode | Solar Storage with Tankless Auxiliary Water Heater | 52 | 1 | 1 | 55 | Z13 | [18 empty] | Bakersfield | FALSE | 34.06 |  | 2020-06-26 | 2020-07-27 |  |  | 2020-06-30 | 2020-08-28 | 1507 | 5450 | Up-front Payment
PGE-015924 | Single Family Residential - Disadvantaged Community | Domestic Hot Water | Gas | Pacific Gas and Electric | Incentive:Paid | 4366 | 29.85 |  | 1 | 160 |  | 160 |  | 2020-06-30 11:06 | 2020-08-26 | TITANIUM POWER INC | Retrofit | Bakersfield | Bakersfield | 93304 | Host Customer is System Owner | 5 |  | 30004297 | Butler Sun Solutions, Inc. | Titanium Power | Power Pack 2 GT | Indirect Forced Circulation (IF) | 45.42 |  | ARIS2004 | Glycol | Advanced Controller with a Vacation or Holiday Mode | Solar Storage with Tankless Auxiliary Water Heater | 52 | 1 | 1 | 65 | Z13 | [18 empty] | Bakersfield | FALSE | 34.06 |  | 2020-06-26 | 2020-07-27 |  |  | 2020-06-30 | 2020-08-26 | 1515 | 5450 | Up-front Payment
PGE-015925 | Single Family Residential - Disadvantaged Community | Domestic Hot Water | Gas | Pacific Gas and Electric | Incentive:Paid | 4298 | 29.85 |  | 1 | 160 |  | 144 |  | 2020-06-30 11:49 | 2020-08-28 | TITANIUM POWER INC | Retrofit | Bakersfield | Bakersfield | 93305 | Host Customer is System Owner | 4 |  | 30004297 | Butler Sun Solutions, Inc. | Titanium Power | Power Pack 2 GT | Indirect Forced Circulation (IF) | 45.42 |  | ARIS2004 | Glycol | Advanced Controller with a Vacation or Holiday Mode | Solar Storage with Tankless Auxiliary Water Heater | 52 | 1 | 0.9 | 55 | Z13 | [18 empty] | Bakersfield | FALSE | 34.06 |  | 2020-06-26 | 2020-07-27 |  |  | 2020-06-30 | 2020-08-28 | 1502 | 5450 | Up-front Payment
PGE-015926 | Low Income Single Family Residential | Domestic Hot Water | Gas | Pacific Gas and Electric | Incentive:Paid | 5397 | 36.9 |  | 1 | 160 |  | 160 |  | 2020-06-30 11:05 | 2020-09-30 | TITANIUM POWER INC | Retrofit | Bakersfield | Bakersfield | 93305 | Host Customer is System Owner | 8 |  | 30004297 | Butler Sun Solutions, Inc. | Titanium Power | Power Pack 2 GT | Indirect Forced Circulation (IF) | 45.42 |  | ARIS2004 | Glycol | Advanced Controller with a Vacation or Holiday Mode | Solar Storage with Tankless Auxiliary Water Heater | 52 | 1 | 1 | 95 | Z13 | [18 empty] | Bakersfield | FALSE | 34.06 |  | 2011-06-01: 2020-06-26; 2011-08-03: 2020-06-30; 2011-09-20: 2020-09-30 | 1474 | 5450 | Up-front Payment
PGE-015927 | Low Income Single Family Residential | Domestic Hot Water | Gas | Pacific Gas and Electric | Incentive:Paid | 5397 | 36.9 |  | 1 | 160 |  | 152 |  | 2020-06-30 11:04 | 2020-09-30 | TITANIUM POWER INC | Retrofit | Bakersfield | Bakersfield | 93305 | Host Customer is System Owner | 6 |  | 30004297 | Butler Sun Solutions, Inc. | Titanium Power | Power Pack 2 GT | Indirect Forced Circulation (IF) | 45.42 |  | ARIS2004 | Glycol | Advanced Controller with a Vacation or Holiday Mode | Solar Storage with Tankless Auxiliary Water Heater | 52 | 1 | 0.95 | 75 | Z13 | [18 empty] | Bakersfield | FALSE | 34.06 |  | 2011-06-01: 2020-06-26; 2011-08-03: 2020-06-30; 2011-09-20: 2020-09-30 | 1474 | 5450 | Up-front Payment
PGE-015928 | Low Income Single Family Residential | Domestic Hot Water | Gas | Pacific Gas and Electric | Incentive:Canceled | 5397 | 36.9 |  | 1 | 160 |  | 160 |  | 2020-07-31 14:30 | 2020-09-02 | TITANIUM POWER INC | Retrofit | Bakersfield | Bakersfield | 93306 | Host Customer is System Owner | 7 |  | 30004297 | Butler Sun Solutions, Inc. | Titanium Power | Power Pack 2 GT | Indirect Forced Circulation (IF) | 45.42 |  | ARIS2004 | Glycol | Advanced Controller with a Vacation or Holiday Mode | Solar Storage with Tankless Auxiliary Water Heater | 52 | 1 | 1 | 85 | Z13 | [18 empty] | Bakersfield | FALSE | 34.06 |  | 2020-06-26 | 2020-09-08 |  |  | 2020-07-31 | 2020-09-02 | 1426 | 5450 | Up-front Payment
PGE-015929 | Low Income Single Family Residential | Domestic Hot Water | Gas | Pacific Gas and Electric | Incentive:Paid | 5397 | 36.9 |  | 1 | 160 |  | 160 |  | 2020-06-30 12:55 | 2020-08-11 | TITANIUM POWER INC | Retrofit | Bakersfield | Bakersfield | 93306 | Host Customer is System Owner | 7 |  | 30004297 | Butler Sun Solutions, Inc. | Titanium Power | Power Pack 2 GT | Indirect Forced Circulation (IF) | 45.42 |  | ARIS2004 | Glycol | Advanced Controller with a Vacation or Holiday Mode | Solar Storage with Tankless Auxiliary Water Heater | 52 | 1 | 1 | 85 | Z13 | [18 empty] | Bakersfield | FALSE | 34.06 |  | 2011-06-01: 2020-06-26; 2011-08-03: 2020-06-30; 2011-09-20: 2020-08-11 | 1522 | 5450 | Up-front Payment
PGE-015930 | Single Family Residential - Disadvantaged Community | Domestic Hot Water | Gas | Pacific Gas and Electric | Incentive:Paid | 4366 | 29.85 |  | 1 | 160 |  | 160 |  | 2020-06-30 12:46 | 2020-08-27 | TITANIUM POWER INC | Retrofit | Bakersfield | Bakersfield | 93304 | Host Customer is System Owner | 7 |  | 30004297 | Butler Sun Solutions, Inc. | Titanium Power | Power Pack 2 GT | Indirect Forced Circulation (IF) | 45.42 |  | ARIS2004 | Glycol | Advanced Controller with a Vacation or Holiday Mode | Solar Storage with Tankless Auxiliary Water Heater | 52 | 1 | 1 | 85 | Z13 | [18 empty] | Bakersfield | FALSE | 34.06 |  | 2020-06-26 | 2020-07-27 |  |  | 2020-06-30 | 2020-08-27 | 1507 | 5450 | Up-front Payment
PGE-015931 | Low Income Single Family Residential | Domestic Hot Water | Gas | Pacific Gas and Electric | Incentive:Paid | 5397 | 36.9 |  | 1 | 160 |  | 160 |  | 2020-06-30 12:34 | 2020-08-11 | TITANIUM POWER INC | Retrofit | Bakersfield | Bakersfield | 93306 | Host Customer is System Owner | 8 |  | 30004297 | Butler Sun Solutions, Inc. | Titanium Power | Power Pack 2 GT | Indirect Forced Circulation (IF) | 45.42 |  | ARIS2004 | Glycol | Advanced Controller with a Vacation or Holiday Mode | Solar Storage with Tankless Auxiliary Water Heater | 52 | 1 | 1 | 95 | Z13 | [18 empty] | Bakersfield | FALSE | 34.06 |  | 2011-06-01: 2020-06-26; 2011-08-03: 2020-06-30; 2011-09-20: 2020-08-11 | 1522 | 5450 | Up-front Payment
PGE-015932 | Low Income Single Family Residential | Domestic Hot Water | Gas | Pacific Gas and Electric | Incentive:Paid | 5397 | 36.9 |  | 1 | 160 |  | 160 |  | 2020-06-30 11:56 | 2020-09-03 | TITANIUM POWER INC | Retrofit | Bakersfield | Bakersfield | 93305 | Host Customer is System Owner | 6 |  | 30004297 | Butler Sun Solutions, Inc. | Titanium Power | Power Pack 2 GT | Indirect Forced Circulation (IF) | 45.42 |  | ARIS2004 | Glycol | Advanced Controller with a Vacation or Holiday Mode | Solar Storage with Tankless Auxiliary Water Heater | 52 | 1 | 1 | 75 | Z13 | [18 empty] | Bakersfield | FALSE | 34.06 |  | 2020-06-26 | 2020-07-27 |  |  | 2020-06-30 | 2020-09-03 | 1507 | 5450 | Up-front Payment
PGE-015934 | Low Income Single Family Residential | Domestic Hot Water | Gas | Pacific Gas and Electric | Incentive:Paid | 5397 | 36.9 |  | 1 | 160 |  | 160 |  | 2020-06-30 14:50 | 2020-08-11 | TITANIUM POWER INC | Retrofit | Bakersfield | Bakersfield | 93306 | Host Customer is System Owner | 8 |  | 30004297 | Butler Sun Solutions, Inc. | Titanium Power | Power Pack 2 GT | Indirect Forced Circulation (IF) | 45.42 |  | ARIS2004 | Glycol | Advanced Controller with a Vacation or Holiday Mode | Solar Storage with Tankless Auxiliary Water Heater | 52 | 1 | 1 | 95 | Z13 | [18 empty] | Bakersfield | FALSE | 34.06 |  | 2011-06-01: 2020-06-26; 2011-08-03: 2020-06-30; 2011-09-20: 2020-08-11 | 1522 | 5450 | Up-front Payment
PGE-015935 | Low Income Single Family Residential | Domestic Hot Water | Gas | Pacific Gas and Electric | Incentive:Paid | 5397 | 36.9 |  | 1 | 160 |  | 152 |  | 2020-06-30 14:24 | 2020-09-30 | TITANIUM POWER INC | Retrofit | Bakersfield | Bakersfield | 93307 | Host Customer is System Owner | 5 |  | 30004297 | Butler Sun Solutions, Inc. | Titanium Power | Power Pack 2 GT | Indirect Forced Circulation (IF) | 45.42 |  | ARIS2004 | Glycol | Advanced Controller with a Vacation or Holiday Mode | Solar Storage with Tankless Auxiliary Water Heater | 52 | 1 | 0.95 | 65 | Z13 | [18 empty] | Bakersfield | FALSE | 34.06 |  | 2011-06-01: 2020-06-26; 2011-08-03: 2020-06-30; 2011-09-20: 2020-09-30 | 1474 | 5450 | Up-front Payment
PGE-015936 | Low Income Single Family Residential | Domestic Hot Water | Gas | Pacific Gas and Electric | Incentive:Paid | 5397 | 36.9 |  | 1 | 160 |  | 160 |  | 2020-06-30 14:16 | 2020-08-27 | TITANIUM POWER INC | Retrofit | Bakersfield | Bakersfield | 93305 | Host Customer is System Owner | 6 |  | 30004297 | Butler Sun Solutions, Inc. | Titanium Power | Power Pack 2 GT | Indirect Forced Circulation (IF) | 45.42 |  | ARIS2004 | Glycol | Advanced Controller with a Vacation or Holiday Mode | Solar Storage with Tankless Auxiliary Water Heater | 52 | 1 | 1 | 75 | Z13 | [18 empty] | Bakersfield | FALSE | 34.06 |  | 2020-06-26 | 2020-07-27 |  |  | 2020-06-30 | 2020-08-27 | 1507 | 5450 | Up-front Payment
PGE-015937 | Low Income Single Family Residential | Domestic Hot Water | Gas | Pacific Gas and Electric | Incentive:Paid | 5397 | 36.9 |  | 1 | 160 |  | 160 |  | 2020-06-30 13:01 | 2020-08-27 | TITANIUM POWER INC | Retrofit | Bakersfield | Bakersfield | 93306 | Host Customer is System Owner | 4 |  | 30004297 | Butler Sun Solutions, Inc. | Titanium Power | Power Pack 2 GT | Indirect Forced Circulation (IF) | 45.42 |  | ARIS2004 | Glycol | Advanced Controller with a Vacation or Holiday Mode | Solar Storage with Tankless Auxiliary Water Heater | 52 | 1 | 1 | 55 | Z13 | [18 empty] | Bakersfield | FALSE | 34.06 |  | 2020-06-26 | 2020-07-27 |  |  | 2020-06-30 | 2020-08-27 | 1507 | 5450 | Up-front Payment
PGE-015938 | Low Income Single Family Residential | Domestic Hot Water | Gas | Pacific Gas and Electric | Incentive:Paid | 5397 | 36.9 |  | 1 | 160 |  | 160 |  | 2020-07-31 14:31 | 2020-09-14 | TITANIUM POWER INC | Retrofit | Bakersfield | Bakersfield | 93306 | Host Customer is System Owner | 4 |  | 30004297 | Butler Sun Solutions, Inc. | Titanium Power | Power Pack 2 GT | Indirect Forced Circulation (IF) | 45.42 |  | ARIS2004 | Glycol | Advanced Controller with a Vacation or Holiday Mode | Solar Storage with Tankless Auxiliary Water Heater | 52 | 1 | 1 | 55 | Z13 | [18 empty] | Bakersfield | FALSE | 34.06 |  | 2020-06-26 | 2020-08-12 |  |  | 2020-07-31 | 2020-09-14 | 1488 | 5450 | Up-front Payment
PGE-015939 | Low Income Single Family Residential | Domestic Hot Water | Gas | Pacific Gas and Electric | Incentive:Paid | 5397 | 36.9 |  | 1 | 160 |  | 160 |  | 2020-06-30 15:16 | 2020-08-05 | TITANIUM POWER INC | Retrofit | Bakersfield | Bakersfield | 93306 | Host Customer is System Owner | 4 |  | 30004297 | Butler Sun Solutions, Inc. | Titanium Power | Power Pack 2 GT | Indirect Forced Circulation (IF) | 45.42 |  | ARIS2004 | Glycol | Advanced Controller with a Vacation or Holiday Mode | Solar Storage with Tankless Auxiliary Water Heater | 52 | 1 | 1 | 55 | Z13 | [18 empty] | Bakersfield | FALSE | 34.06 |  | 2020-06-26 | 2020-07-27 |  |  | 2020-06-30 | 2020-08-05 | 1522 | 5450 | Up-front Payment
SCG-015942 | Single Family Residential - SJV Pilot | Domestic Hot Water | Gas | Southern California Gas Company | Incentive:Canceled | 8500 | 29.85 |  | 1 | 158 |  | 146 |  | 2020-07-24 14:16 | 2020-08-10 | STAPLES & ASSOCIATES INC | Retrofit | California city | Kern | 93505 | Host Customer is System Owner |  |  | 2010017C | Alternate Energy Technologies | EAGLESUN | DBS-G2-80-64 | Indirect Forced Circulation (IF) | 65.34 |  | MSC-32 | Automatic Drainback |  | Solar Storage and Auxiliary Tanks are separate | 80 | 0.97 | 0.95 | 0 | Z14 | [19 empty] | FALSE | 53.8 |  | 2011-06-01: 2020-06-26; 2011-06-23: 2020-07-24; 2011-07-01: 2020-08-10 | 1538 | 8500 | Up-front Payment
PGE-015943 | Single Family Residential - Disadvantaged Community | Domestic Hot Water | Gas | Pacific Gas and Electric | Incentive:Paid | 4366 | 29.85 |  | 1 | 160 |  | 160 |  | 2020-06-30 11:45 | 2020-08-28 | TITANIUM POWER INC | Retrofit | Bakersfield | Bakersfield | 93307 | Host Customer is System Owner | 5 |  | 30004297 | Butler Sun Solutions, Inc. | Titanium Power | Power Pack 2 GT | Indirect Forced Circulation (IF) | 45.42 |  | ARIS2004 | Glycol | Advanced Controller with a Vacation or Holiday Mode | Solar Storage with Tankless Auxiliary Water Heater | 52 | 1 | 1 | 65 | Z13 | [18 empty] | Bakersfield | FALSE | 34.19 |  | 2020-06-26 | 2020-07-27 |  |  | 2020-06-30 | 2020-08-28 | 1502 | 5470 | Up-front Payment
SCG-015944 | Single Family Residential - SJV Pilot | Domestic Hot Water | Gas | Southern California Gas Company | Incentive:Canceled | 8500 | 29.85 |  | 1 | 158 |  | 121 |  | 2020-07-24 14:14 | 2020-08-11 | STAPLES & ASSOCIATES INC | Retrofit | California | Kern | 93505 | Host Customer is System Owner |  |  | 2010017C | Alternate Energy Technologies | EAGLESUN | DBS-G2-80-64 | Indirect Forced Circulation (IF) | 65.34 |  | MSC-32 | Automatic Drainback |  | Solar Storage and Auxiliary Tanks are separate | 80 | 0.9 | 0.85 | 0 | Z14 | [19 empty] | FALSE | 53.8 |  | 2011-06-01: 2020-06-26; 2011-06-23: 2020-07-24; 2011-07-01: 2020-08-11 | 1538 | 8500 | Up-front Payment
SCG-015946 | Single Family Residential - SJV Pilot | Domestic Hot Water | Gas | Southern California Gas Company | Incentive:Canceled | 8209 | 29.85 |  | 1 | 131 |  | 116 |  | 2020-07-24 14:12 | 2020-08-10 | STAPLES & ASSOCIATES INC | Retrofit | California | Kern | 93505 | Host Customer is System Owner |  |  | 30004214 | Alternate Energy Technologies | EAGLESUN | DBS-G2-60-40 | Indirect Forced Circulation (IF) | 41.35 |  | MSC-20 |  |  | Solar Storage and Auxiliary Tanks are separate | 60 | 0.93 | 0.95 | 0 | Z14 | [19 empty] | FALSE | 62.66 |  | 2011-06-01: 2020-06-26; 2011-06-23: 2020-07-24; 2011-07-01: 2020-08-10 | 1538 | 8209 | Up-front Payment
SCG-015947 | Single Family Residential - SJV Pilot | Domestic Hot Water | Gas | Southern California Gas Company | Incentive:Canceled | 8209 | 29.85 |  | 1 | 131 |  | 131 |  | 2020-07-24 14:11 | 2020-08-11 | STAPLES & ASSOCIATES INC | Retrofit | California City | Kern | 93505 | Host Customer is System Owner |  |  | 30004214 | Alternate Energy Technologies | EAGLESUN | DBS-G2-60-40 | Indirect Forced Circulation (IF) | 41.35 |  | MSC-20 | Automatic Drainback |  | Solar Storage and Auxiliary Tanks are separate | 60 | 1 | 1 | 0 | Z14 | [19 empty] | FALSE | 62.66 |  | 2011-06-01: 2020-06-26; 2011-06-23: 2020-07-24; 2011-07-01: 2020-08-11 | 1537 | 8209 | Up-front Payment
SCG-015948 | Single Family Residential - SJV Pilot | Domestic Hot Water | Gas | Southern California Gas Company | Incentive:Canceled | 8209 | 29.85 |  | 1 | 131 |  | 131 |  | 2020-07-24 14:09 | 2020-08-11 | STAPLES & ASSOCIATES INC | Retrofit | California | Kern | 93505 | Host Customer is System Owner |  |  | 30004214 | Alternate Energy Technologies | EAGLESUN | DBS-G2-60-40 | Indirect Forced Circulation (IF) | 41.35 |  | MSC-20 | Automatic Drainback |  | Solar Storage and Auxiliary Tanks are separate | 60 | 1 | 1 | 0 | Z14 | [19 empty] | FALSE | 62.66 |  | 2011-06-01: 2020-06-26; 2011-06-23: 2020-07-24; 2011-07-01: 2020-08-11 | 1538 | 8209 | Up-front Payment
SCG-015949 | Single Family Residential - SJV Pilot | Domestic Hot Water | Gas | Southern California Gas Company | Incentive:Canceled | 8209 | 29.85 |  | 1 | 131 |  | 98 |  | 2020-07-24 14:08 | 2020-08-10 | STAPLES & ASSOCIATES INC | Retrofit | California City | Kern | 93505 | Host Customer is System Owner |  |  | 30004214 | Alternate Energy Technologies | EAGLESUN | DBS-G2-60-40 | Indirect Forced Circulation (IF) | 41.35 |  | MSC-20 | Automatic Drainback |  | Solar Storage and Auxiliary Tanks are separate | 60 | 0.88 | 0.85 | 0 | Z14 | [19 empty] | FALSE | 62.66 |  | 2011-06-01: 2020-06-26; 2011-06-23: 2020-07-24; 2011-07-01: 2020-08-10 | 1538 | 8209 | Up-front Payment
SCG-015950 | Single Family Residential - SJV Pilot | Domestic Hot Water | Gas | Southern California Gas Company | Incentive:Canceled | 8209 | 29.85 |  | 1 | 131 |  | 101 |  | 2020-07-24 14:06 | 2020-08-11 | STAPLES & ASSOCIATES INC | Retrofit | California City | Kern | 93505 | Host Customer is System Owner |  |  | 30004214 | Alternate Energy Technologies | EAGLESUN | DBS-G2-60-40 | Indirect Forced Circulation (IF) | 41.35 |  | MSC-20 | Automatic Drainback |  | Solar Storage and Auxiliary Tanks are separate | 60 | 0.91 | 0.85 | 0 | Z14 | [19 empty] | FALSE | 62.66 |  | 2011-06-01: 2020-06-26; 2011-06-23: 2020-07-24; 2011-07-01: 2020-08-11 | 1537 | 8209 | Up-front Payment
SCG-015951 | Single Family Residential - SJV Pilot | Domestic Hot Water | Gas | Southern California Gas Company | Incentive:Paid | 8500 | 29.85 |  | 1 | 131 |  | 131 |  | 2020-07-24 14:04 | 2020-08-11 | STAPLES & ASSOCIATES INC | Retrofit | California City | Kern | 93505 | Host Customer is System Owner |  |  | 30004214 | Alternate Energy Technologies | EAGLESUN | DBS-G2-60-40 | Indirect Forced Circulation (IF) | 41.35 |  | MSC-20 |  |  | Solar Storage and Auxiliary Tanks are separate | 80 | 1 | 1 | 0 | Z14 | [18 empty] | California City, CA | FALSE | 64.89 |  | 2020-06-26 |  | 2020-07-24 | 2020-08-11 | 2021-04-30 | 2021-07-27 | 1185 | 8500 | Up-front Payment
SCG-015953 | Single Family Residential - SJV Pilot | Domestic Hot Water | Gas | Southern California Gas Company | Incentive:Canceled | 8208 | 29.85 |  | 1 | 131 |  | 104 |  | 2020-07-24 14:02 | 2020-08-10 | STAPLES & ASSOCIATES INC | Retrofit | California | Kern | 93505 | Host Customer is System Owner |  |  | 30004214 | Alternate Energy Technologies | EAGLESUN | DBS-G2-60-40 | Indirect Forced Circulation (IF) | 41.35 |  | MSC-20 | Automatic Drainback |  | Solar Storage and Auxiliary Tanks are separate | 60 | 0.93 | 0.85 | 0 | Z14 | [19 empty] | FALSE | 62.66 |  | 2011-06-01: 2020-06-26; 2011-06-23: 2020-07-24; 2011-07-01: 2020-08-10 | 1538 | 8208 | Up-front Payment
SCG-015954 | Single Family Residential | Domestic Hot Water | Gas | Southern California Gas Company | Incentive:Paid | 3710 | 25.37 |  | 2 | 155 |  | 155 |  | 2020-07-30 11:19 | 2020-08-31 | THE SOLAR ENERGY COMPANY INC | Retrofit | Santa Maria | Santa Barbara | 93454 | Host Customer is System Owner | 3 |  | 2001001D | SunEarth, Inc. | SOLARAY | TE48C-80-2G | Indirect Forced Circulation (IF) | 49.48 |  | EC-24 / EC-24-0.75 | Glycol | Advanced Controller with a Vacation or Holiday Mode | Solar Storage and Auxiliary Tanks are separate | 80 | 1 | 1 | 45 | Z05 | [18 empty] | Santa Maria | FALSE | 68.52 |  | 2011-06-01: 2020-06-29; 2011-08-03: 2020-07-30; 2011-09-20: 2020-08-31 | 1509 | 10620 | Up-front Payment
SDG-015957 | Single Family Residential | Domestic Hot Water | Gas | San Diego Gas and Electric | Incentive:Canceled | 3701 | 29.85 |  | 1 | 124 |  | 124 |  | 2020-07-31 16:26 |  | CALIFORNIA SOLAR INTEGRATORS INC | Retrofit | San Diego | San Diego | 92123 | Host Customer is System Owner | 5 |  | 30004079 | GREENoneTEC Solarindustrie GmbH | Solpal Plus | Solpal Plus L-GT | Direct Integral Collector Storage (DI) | 25.66 |  | Solpal Plus L |  |  | Solar Storage with Tankless Auxiliary Water Heater | 0 | 1 | 1 | 65 | Z07 | [18 empty] | City of San Diego | FALSE | 64.52 |  | 2011-06-01: 2020-06-30; 2011-06-21: 2020-08-28; 2011-08-03: 2020-07-31 | 913 | 8000 | Up-front Payment
PGE-015958 | Low Income Single Family Residential | Domestic Hot Water | Gas | Pacific Gas and Electric | Incentive:Paid | 5314 | 36.9 |  | 1 | 160 |  | 144 |  | 2020-07-02 14:29 | 2020-08-12 | TITANIUM POWER INC | Retrofit | Bakersfeild | Bakersfield | 93307 | Host Customer is System Owner | 5 |  | 30004297 | Butler Sun Solutions, Inc. | Titanium Power | Power Pack 2 GT | Indirect Forced Circulation (IF) | 45.42 |  | ARIS2004 | Glycol | Advanced Controller with a Vacation or Holiday Mode | Solar Storage with Tankless Auxiliary Water Heater | 52 | 1 | 0.9 | 65 | Z13 | [18 empty] | Bakersfield | FALSE | 34.06 |  | 2011-06-01: 2020-06-30; 2011-08-03: 2020-07-02; 2011-09-20: 2020-08-12 | 1522 | 5450 | Up-front Payment
PGE-015959 | Single Family Residential - Disadvantaged Community | Domestic Hot Water | Gas | Pacific Gas and Electric | Incentive:Paid | 4366 | 29.85 |  | 1 | 160 |  | 160 |  | 2020-07-02 14:28 | 2020-08-07 | TITANIUM POWER INC | Retrofit | Bakersfield | Bakersfield | 93307 | Host Customer is System Owner | 4 |  | 30004297 | Butler Sun Solutions, Inc. | Titanium Power | Power Pack 2 GT | Indirect Forced Circulation (IF) | 45.42 |  | ARIS2004 | Glycol | Advanced Controller with a Vacation or Holiday Mode | Solar Storage with Tankless Auxiliary Water Heater | 52 | 1 | 1 | 55 | Z13 | [18 empty] | Bakersfield | FALSE | 34.06 |  | 2020-06-30 | 2020-07-28 |  |  | 2020-07-02 | 2020-08-07 | 1522 | 5450 | Up-front Payment
PGE-015960 | Single Family Residential - Disadvantaged Community | Domestic Hot Water | Gas | Pacific Gas and Electric | Incentive:Paid | 4366 | 29.85 |  | 1 | 160 |  | 160 |  | 2020-07-02 14:30 | 2020-10-29 | TITANIUM POWER INC | Retrofit | Bakersfield | Bakersfield | 93307 | Host Customer is System Owner | 4 |  | 30004297 | Butler Sun Solutions, Inc. | Titanium Power | Power Pack 2 GT | Indirect Forced Circulation (IF) | 45.42 |  | ARIS2004 | Glycol | Advanced Controller with a Vacation or Holiday Mode | Solar Storage with Tankless Auxiliary Water Heater | 52 | 1 | 1 | 55 | Z13 | [18 empty] | Bakersfield | FALSE | 34.06 |  | 2020-06-30 | 2020-07-28 |  |  | 2020-07-02 | 2020-10-29 | 1452 | 5450 | Up-front Payment
PGE-015961 | Low Income Single Family Residential | Domestic Hot Water | Gas | Pacific Gas and Electric | Incentive:Paid | 5397 | 36.9 |  | 1 | 160 |  | 160 |  | 2020-07-02 14:42 | 2020-08-12 | TITANIUM POWER INC | Retrofit | Bakersfield | Bakersfield | 93306 | Host Customer is System Owner | 9 |  | 30004297 | Butler Sun Solutions, Inc. | Titanium Power | Power Pack 2 GT | Indirect Forced Circulation (IF) | 45.42 |  | ARIS2004 | Glycol | Advanced Controller with a Vacation or Holiday Mode | Solar Storage with Tankless Auxiliary Water Heater | 52 | 1 | 1 | 105 | Z13 | [18 empty] | Bakersfield | FALSE | 34.06 |  | 2011-06-01: 2020-06-30; 2011-08-03: 2020-07-02; 2011-09-20: 2020-08-12 | 1522 | 5450 | Up-front Payment
PGE-015962 | Low Income Single Family Residential | Domestic Hot Water | Gas | Pacific Gas and Electric | Incentive:Paid | 5397 | 36.9 |  | 1 | 160 |  | 160 |  | 2020-07-02 14:41 | 2020-08-28 | TITANIUM POWER INC | Retrofit | Bakersfield | Bakersfield | 93307 | Host Customer is System Owner | 8 |  | 30004297 | Butler Sun Solutions, Inc. | Titanium Power | Power Pack 2 GT | Indirect Forced Circulation (IF) | 45.42 |  | ARIS2004 | Glycol | Advanced Controller with a Vacation or Holiday Mode | Solar Storage with Tankless Auxiliary Water Heater | 52 | 1 | 1 | 95 | Z13 | [18 empty] | Bakersfield | FALSE | 34.06 |  | 2020-06-30 | 2020-07-28 |  |  | 2020-07-02 | 2020-08-28 | 1451 | 5450 | Up-front Payment
PGE-015963 | Single Family Residential - Disadvantaged Community | Domestic Hot Water | Gas | Pacific Gas and Electric | Incentive:Paid | 4366 | 29.85 |  | 1 | 160 |  | 160 |  | 2020-07-02 14:40 | 2020-08-28 | TITANIUM POWER INC | Retrofit | Bakersfield | Bakersfield | 93307 | Host Customer is System Owner | 7 |  | 30004297 | Butler Sun Solutions, Inc. | Titanium Power | Power Pack 2 GT | Indirect Forced Circulation (IF) | 45.42 |  | ARIS2004 | Glycol | Advanced Controller with a Vacation or Holiday Mode | Solar Storage with Tankless Auxiliary Water Heater | 52 | 1 | 1 | 85 | Z13 | [18 empty] | Bakersfield | FALSE | 34.06 |  | 2020-06-30 | 2020-07-28 |  |  | 2020-07-02 | 2020-08-28 | 1507 | 5450 | Up-front Payment
PGE-015964 | Low Income Single Family Residential | Domestic Hot Water | Gas | Pacific Gas and Electric | Incentive:Paid | 5397 | 36.9 |  | 1 | 160 |  | 160 |  | 2020-07-02 14:39 | 2020-09-30 | TITANIUM POWER INC | Retrofit | Bakersfield | Bakersfield | 93313 | Host Customer is System Owner | 5 |  | 30004297 | Butler Sun Solutions, Inc. | Titanium Power | Power Pack 2 GT | Indirect Forced Circulation (IF) | 45.42 |  | ARIS2004 | Glycol | Advanced Controller with a Vacation or Holiday Mode | Solar Storage with Tankless Auxiliary Water Heater | 52 | 1 | 1 | 65 | Z13 | [18 empty] | Bakersfield | FALSE | 34.19 |  | 2011-06-01: 2020-06-30; 2011-08-03: 2020-07-02; 2011-09-20: 2020-09-30 | 1474 | 5470 | Up-front Payment
PGE-015965 | Low Income Single Family Residential | Domestic Hot Water | Gas | Pacific Gas and Electric | Incentive:Paid | 5397 | 36.9 |  | 1 | 160 |  | 160 |  | 2020-07-01 11:32 | 2020-08-11 | TITANIUM POWER INC | Retrofit | Bakersfield | Bakersfield | 93307 | Host Customer is System Owner | 6 |  | 30004297 | Butler Sun Solutions, Inc. | Titanium Power | Power Pack 2 GT | Indirect Forced Circulation (IF) | 45.42 |  | ARIS2004 | Glycol | Advanced Controller with a Vacation or Holiday Mode | Solar Storage with Tankless Auxiliary Water Heater | 52 | 1 | 1 | 75 | Z13 | [18 empty] | Bakersfield | FALSE | 35.31 |  | 2011-06-01: 2020-06-30; 2011-08-03: 2020-07-01; 2011-09-20: 2020-08-11 | 1522 | 5650 | Up-front Payment
PGE-015966 | Single Family Residential - Disadvantaged Community | Domestic Hot Water | Gas | Pacific Gas and Electric | Incentive:Paid | 4366 | 29.85 |  | 1 | 160 |  | 152 |  | 2020-07-02 14:39 | 2020-10-29 | TITANIUM POWER INC | Retrofit | Bakersfield | Bakersfield | 93307 | Host Customer is System Owner | 5 |  | 30004297 | Butler Sun Solutions, Inc. | Titanium Power | Power Pack 2 GT | Indirect Forced Circulation (IF) | 45.42 |  | ARIS2004 | Glycol | Advanced Controller with a Vacation or Holiday Mode | Solar Storage with Tankless Auxiliary Water Heater | 52 | 1 | 0.95 | 65 | Z13 | [18 empty] | Bakersfield | FALSE | 34.06 |  | 2020-06-30 | 2020-07-28 |  |  | 2020-07-02 | 2020-10-29 | 1452 | 5450 | Up-front Payment
PGE-015967 | Single Family Residential - Disadvantaged Community | Domestic Hot Water | Gas | Pacific Gas and Electric | Incentive:Paid | 4298 | 29.85 |  | 1 | 160 |  | 144 |  | 2020-07-02 14:38 | 2020-11-12 | TITANIUM POWER INC | Retrofit | Bakersfield | Bakersfield | 93307 | Host Customer is System Owner | 4 |  | 30004297 | Butler Sun Solutions, Inc. | Titanium Power | Power Pack 2 GT | Indirect Forced Circulation (IF) | 45.42 |  | ARIS2004 | Glycol | Advanced Controller with a Vacation or Holiday Mode | Solar Storage with Tankless Auxiliary Water Heater | 52 | 1 | 0.9 | 55 | Z13 | [18 empty] | Bakersfield | FALSE | 34.06 |  | 2020-06-30 | 2020-07-28 |  |  | 2020-07-02 | 2020-11-12 | 1440 | 5450 | Up-front Payment
PGE-015968 | Low Income Single Family Residential | Domestic Hot Water | Gas | Pacific Gas and Electric | Incentive:Paid | 5314 | 36.9 |  | 1 | 160 |  | 144 |  | 2020-07-02 14:35 | 2020-08-11 | TITANIUM POWER INC | Retrofit | Bakersfield | Bakersfield | 93307 | Host Customer is System Owner | 4 |  | 30004297 | Butler Sun Solutions, Inc. | Titanium Power | Power Pack 2 GT | Indirect Forced Circulation (IF) | 45.42 |  | ARIS2004 | Glycol | Advanced Controller with a Vacation or Holiday Mode | Solar Storage with Tankless Auxiliary Water Heater | 52 | 1 | 0.9 | 55 | Z13 | [18 empty] | Bakersfield | FALSE | 34.06 |  | 2011-06-01: 2020-06-30; 2011-08-03: 2020-07-02; 2011-09-20: 2020-08-11 | 1522 | 5450 | Up-front Payment
PGE-015969 | Single Family Residential - Disadvantaged Community | Domestic Hot Water | Gas | Pacific Gas and Electric | Incentive:Paid | 4366 | 29.85 |  | 1 | 160 |  | 152 |  | 2020-07-02 14:33 | 2020-08-28 | TITANIUM POWER INC | Retrofit | Bakersfield | Bakersfield | 93307 | Host Customer is System Owner | 4 |  | 30004297 | Butler Sun Solutions, Inc. | Titanium Power | Power Pack 2 GT | Indirect Forced Circulation (IF) | 45.42 |  | ARIS2004 | Glycol | Advanced Controller with a Vacation or Holiday Mode | Solar Storage with Tankless Auxiliary Water Heater | 52 | 1 | 0.95 | 55 | Z13 | [18 empty] | Bakersfield | FALSE | 34.06 |  | 2020-06-30 | 2020-07-28 |  |  | 2020-07-02 | 2020-08-28 | 1502 | 5450 | Up-front Payment
PGE-015970 | Low Income Single Family Residential | Domestic Hot Water | Gas | Pacific Gas and Electric | Incentive:Paid | 5397 | 36.9 |  | 1 | 160 |  | 152 |  | 2020-07-02 14:32 | 2020-08-11 | TITANIUM POWER INC | Retrofit | Bakersfield | Bakersfield | 93307 | Host Customer is System Owner | 4 |  | 30004297 | Butler Sun Solutions, Inc. | Titanium Power | Power Pack 2 GT | Indirect Forced Circulation (IF) | 45.42 |  | ARIS2004 | Glycol | Advanced Controller with a Vacation or Holiday Mode | Solar Storage with Tankless Auxiliary Water Heater | 52 | 1 | 0.95 | 55 | Z13 | [18 empty] | Bakersfield | FALSE | 34.06 |  | 2011-06-01: 2020-06-30; 2011-08-03: 2020-07-02; 2011-09-20: 2020-08-11 | 1522 | 5450 | Up-front Payment
PGE-015971 | Low Income Single Family Residential | Domestic Hot Water | Gas | Pacific Gas and Electric | Incentive:Paid | 5314 | 36.9 |  | 1 | 160 |  | 144 |  | 2020-07-02 14:31 | 2020-08-11 | TITANIUM POWER INC | Retrofit | Bakersfield | Bakersfield | 93307 | Host Customer is System Owner | 6 |  | 30004297 | Butler Sun Solutions, Inc. | Titanium Power | Power Pack 2 GT | Indirect Forced Circulation (IF) | 45.42 |  | ARIS2004 | Glycol | Advanced Controller with a Vacation or Holiday Mode | Solar Storage with Tankless Auxiliary Water Heater | 52 | 1 | 0.9 | 75 | Z13 | [18 empty] | Bakersfield | FALSE | 34.19 |  | 2011-06-01: 2020-06-30; 2011-08-03: 2020-07-02; 2011-09-20: 2020-08-11 | 1522 | 5470 | Up-front Payment
PGE-015972 | Single Family Residential - Disadvantaged Community | Domestic Hot Water | Gas | Pacific Gas and Electric | Incentive:Paid | 4366 | 29.85 |  | 1 | 160 |  | 160 |  | 2020-07-01 11:56 | 2020-09-03 | TITANIUM POWER INC | Retrofit | Bakersfield | Bakersfield | 93307 | Host Customer is System Owner | 7 |  | 30004297 | Butler Sun Solutions, Inc. | Titanium Power | Power Pack 2 GT | Indirect Forced Circulation (IF) | 45.42 |  | ARIS2004 | Glycol | Advanced Controller with a Vacation or Holiday Mode | Solar Storage with Tankless Auxiliary Water Heater | 52 | 1 | 1 | 85 | Z13 | [18 empty] | Bakersfield | FALSE | 34.19 |  | 2020-06-30 | 2020-07-27 |  |  | 2020-07-01 | 2020-09-03 | 1507 | 5470 | Up-front Payment
PGE-015973 | Low Income Single Family Residential | Domestic Hot Water | Gas | Pacific Gas and Electric | Incentive:Paid | 5397 | 36.9 |  | 1 | 160 |  | 160 |  | 2020-07-01 11:23 | 2020-08-11 | TITANIUM POWER INC | Retrofit | Bakersfield | Bakersfield | 93307 | Host Customer is System Owner | 7 |  | 30004297 | Butler Sun Solutions, Inc. | Titanium Power | Power Pack 2 GT | Indirect Forced Circulation (IF) | 45.42 |  | ARIS2004 | Glycol | Advanced Controller with a Vacation or Holiday Mode | Solar Storage with Tankless Auxiliary Water Heater | 52 | 1 | 1 | 85 | Z13 | [18 empty] | Bakersfield | FALSE | 34.19 |  | 2011-06-01: 2020-06-30; 2011-08-03: 2020-07-01; 2011-09-20: 2020-08-11 | 1522 | 5470 | Up-front Payment
PGE-015974 | Low Income Single Family Residential | Domestic Hot Water | Gas | Pacific Gas and Electric | Incentive:Paid | 5397 | 36.9 |  | 1 | 160 |  | 160 |  | 2020-07-01 11:18 | 2020-08-11 | TITANIUM POWER INC | Retrofit | Bakersfield | Bakersfield | 93307 | Host Customer is System Owner | 7 |  | 30004297 | Butler Sun Solutions, Inc. | Titanium Power | Power Pack 2 GT | Indirect Forced Circulation (IF) | 45.42 |  | ARIS2004 | Glycol | Advanced Controller with a Vacation or Holiday Mode | Solar Storage with Tankless Auxiliary Water Heater | 52 | 1 | 1 | 85 | Z13 | [18 empty] | Bakersfield | FALSE | 34.19 |  | 2011-06-01: 2020-06-30; 2011-08-03: 2020-07-01; 2011-09-20: 2020-08-11 | 1522 | 5470 | Up-front Payment
PGE-015976 | Low Income Single Family Residential | Domestic Hot Water | Gas | Pacific Gas and Electric | Incentive:Paid | 5314 | 36.9 |  | 1 | 160 |  | 144 |  | 2020-07-01 11:15 | 2020-08-11 | TITANIUM POWER INC | Retrofit | Bakersfield | Bakersfield | 93307 | Host Customer is System Owner | 7 |  | 30004297 | Butler Sun Solutions, Inc. | Titanium Power | Power Pack 2 GT | Indirect Forced Circulation (IF) | 45.42 |  | ARIS2004 | Glycol | Advanced Controller with a Vacation or Holiday Mode | Solar Storage with Tankless Auxiliary Water Heater | 52 | 1 | 0.9 | 85 | Z13 | [18 empty] | Bakersfield | FALSE | 34.19 |  | 2011-06-01: 2020-06-30; 2011-08-03: 2020-07-01; 2011-09-20: 2020-08-11 | 1522 | 5470 | Up-front Payment
PGE-015977 | Single Family Residential - Disadvantaged Community | Domestic Hot Water | Gas | Pacific Gas and Electric | Incentive:Paid | 4366 | 29.85 |  | 1 | 160 |  | 160 |  | 2020-07-01 10:44 | 2020-09-03 | TITANIUM POWER INC | Retrofit | Bakersfield | Bakersfield | 93307 | Host Customer is System Owner | 6 |  | 30004297 | Butler Sun Solutions, Inc. | Titanium Power | Power Pack 2 GT | Indirect Forced Circulation (IF) | 45.42 |  | ARIS2004 | Glycol | Advanced Controller with a Vacation or Holiday Mode | Solar Storage with Tankless Auxiliary Water Heater | 52 | 1 | 1 | 75 | Z13 | [18 empty] | Bakersfield | FALSE | 34.19 |  | 2020-06-30 | 2020-08-03 |  |  | 2020-07-01 | 2020-09-03 | 1502 | 5470 | Up-front Payment
PGE-015978 | Low Income Single Family Residential | Domestic Hot Water | Gas | Pacific Gas and Electric | Incentive:Paid | 5397 | 36.9 |  | 1 | 160 |  | 160 |  | 2020-07-01 10:38 | 2020-08-11 | TITANIUM POWER INC | Retrofit | Bakersfield | Bakersfield | 93307 | Host Customer is System Owner | 5 |  | 30004297 | Butler Sun Solutions, Inc. | Titanium Power | Power Pack 2 GT | Indirect Forced Circulation (IF) | 45.42 |  | ARIS2004 | Glycol | Advanced Controller with a Vacation or Holiday Mode | Solar Storage with Tankless Auxiliary Water Heater | 52 | 1 | 1 | 65 | Z13 | [18 empty] | Bakersfield | FALSE | 34.19 |  | 2011-06-01: 2020-06-30; 2011-08-03: 2020-07-01; 2011-09-20: 2020-08-11 | 1522 | 5470 | Up-front Payment
PGE-015979 | Single Family Residential - Disadvantaged Community | Domestic Hot Water | Gas | Pacific Gas and Electric | Incentive:Paid | 4366 | 29.85 |  | 1 | 160 |  | 160 |  | 2020-07-01 10:30 | 2020-08-28 | TITANIUM POWER INC | Retrofit | Bakersfield | Bakersfield | 93307 | Host Customer is System Owner | 7 |  | 30004297 | Butler Sun Solutions, Inc. | Titanium Power | Power Pack 2 GT | Indirect Forced Circulation (IF) | 45.42 |  | ARIS2004 | Glycol | Advanced Controller with a Vacation or Holiday Mode | Solar Storage with Tankless Auxiliary Water Heater | 52 | 1 | 1 | 85 | Z13 | [18 empty] | Bakersfield | FALSE | 34.19 |  | 2020-06-30 | 2020-08-03 |  |  | 2020-07-01 | 2020-08-28 | 1507 | 5470 | Up-front Payment
PGE-015980 | Low Income Single Family Residential | Domestic Hot Water | Gas | Pacific Gas and Electric | Incentive:Paid | 5397 | 36.9 |  | 1 | 160 |  | 160 |  | 2020-07-01 10:25 | 2020-08-11 | TITANIUM POWER INC | Retrofit | Bakersfield | Bakersfield | 93307 | Host Customer is System Owner | 8 |  | 30004297 | Butler Sun Solutions, Inc. | Titanium Power | Power Pack 2 GT | Indirect Forced Circulation (IF) | 45.42 |  | ARIS2004 | Glycol | Advanced Controller with a Vacation or Holiday Mode | Solar Storage with Tankless Auxiliary Water Heater | 52 | 1 | 1 | 95 | Z13 | [18 empty] | Bakersfield | FALSE | 34.19 |  | 2011-06-01: 2020-06-30; 2011-08-03: 2020-07-01; 2011-09-20: 2020-08-11 | 1522 | 5470 | Up-front Payment
PGE-015981 | Low Income Single Family Residential | Domestic Hot Water | Gas | Pacific Gas and Electric | Incentive:Paid | 5314 | 36.9 |  | 1 | 160 |  | 144 |  | 2020-07-01 10:18 | 2020-08-11 | TITANIUM POWER INC | Retrofit | Bakersfield | Bakersfield | 93307 | Host Customer is System Owner | 7 |  | 30004297 | Butler Sun Solutions, Inc. | Titanium Power | Power Pack 2 GT | Indirect Forced Circulation (IF) | 45.42 |  | ARIS2004 | Glycol | Advanced Controller with a Vacation or Holiday Mode | Solar Storage with Tankless Auxiliary Water Heater | 52 | 1 | 0.9 | 85 | Z13 | [18 empty] | Bakersfield | FALSE | 34.19 |  | 2011-06-01: 2020-06-30; 2011-08-03: 2020-07-01; 2011-09-20: 2020-08-11 | 1522 | 5470 | Up-front Payment
PGE-015982 | Low Income Single Family Residential | Domestic Hot Water | Gas | Pacific Gas and Electric | Incentive:Paid | 5397 | 36.9 |  | 1 | 160 |  | 160 |  | 2020-07-01 10:06 | 2020-08-21 | TITANIUM POWER INC | Retrofit | Bakersfield | Bakersfield | 93307 | Host Customer is System Owner | 6 |  | 30004297 | Butler Sun Solutions, Inc. | Titanium Power | Power Pack 2 GT | Indirect Forced Circulation (IF) | 45.42 |  | ARIS2004 | Glycol | Advanced Controller with a Vacation or Holiday Mode | Solar Storage with Tankless Auxiliary Water Heater | 52 | 1 | 1 | 75 | Z13 | [18 empty] | Bakersfield | FALSE | 34.19 |  | 2020-06-30 | 2020-08-03 |  |  | 2020-07-01 | 2020-08-21 | 1515 | 5470 | Up-front Payment
PGE-015983 | Low Income Single Family Residential | Domestic Hot Water | Gas | Pacific Gas and Electric | Incentive:Paid | 5397 | 36.9 |  | 1 | 160 |  | 160 |  | 2020-07-01 10:02 | 2020-08-11 | TITANIUM POWER INC | Retrofit | Bakersfield | Bakersfield | 93307 | Host Customer is System Owner | 6 |  | 30004297 | Butler Sun Solutions, Inc. | Titanium Power | Power Pack 2 GT | Indirect Forced Circulation (IF) | 45.42 |  | ARIS2004 | Glycol | Advanced Controller with a Vacation or Holiday Mode | Solar Storage with Tankless Auxiliary Water Heater | 52 | 1 | 1 | 75 | Z13 | [18 empty] | Bakersfield | FALSE | 34.19 |  | 2011-06-01: 2020-06-30; 2011-08-03: 2020-07-01; 2011-09-20: 2020-08-11 | 1522 | 5470 | Up-front Payment
PGE-015992 | Low Income Single Family Residential | Domestic Hot Water | Gas | Pacific Gas and Electric | Incentive:Paid | 5397 | 36.9 |  | 1 | 160 |  | 152 |  | 2020-07-01 11:45 | 2020-08-12 | TITANIUM POWER INC | Retrofit | Bakersfield | Bakersfield | 93307 | Host Customer is System Owner | 6 |  | 30004297 | Butler Sun Solutions, Inc. | Titanium Power | Power Pack 2 GT | Indirect Forced Circulation (IF) | 45.42 |  | ARIS2004 | Glycol | Advanced Controller with a Vacation or Holiday Mode | Solar Storage with Tankless Auxiliary Water Heater | 52 | 1 | 0.95 | 75 | Z13 | [18 empty] | Bakersfield | FALSE | 34.06 |  | 2011-06-01: 2020-06-30; 2011-08-03: 2020-07-01; 2011-09-20: 2020-08-12 | 1522 | 5450 | Up-front Payment
PGE-015994 | Low Income Single Family Residential | Domestic Hot Water | Gas | Pacific Gas and Electric | Incentive:Paid | 5397 | 36.9 |  | 1 | 160 |  | 160 |  | 2020-07-01 11:37 | 2020-09-30 | TITANIUM POWER INC | Retrofit | Bakersfield | Bakersfield | 93307 | Host Customer is System Owner | 9 |  | 30004297 | Butler Sun Solutions, Inc. | Titanium Power | Power Pack 2 GT | Indirect Forced Circulation (IF) | 45.42 |  | ARIS2004 | Glycol | Advanced Controller with a Vacation or Holiday Mode | Solar Storage with Tankless Auxiliary Water Heater | 52 | 1 | 1 | 105 | Z13 | [18 empty] | Bakersfield | FALSE | 34.19 |  | 2011-06-01: 2020-06-30; 2011-08-03: 2020-07-01; 2011-09-20: 2020-09-30 | 1474 | 5470 | Up-front Payment
PGE-015995 | Commercial/Multifamily Residential | Domestic Hot Water | Gas | Pacific Gas and Electric | Incentive:Paid | 124959 | 17.16 |  | 2 | 7282 |  | 7282 |  | 2020-07-15 13:59 | 2020-12-03 | SUN LIGHT & POWER | New Construction | San Francisco | San Francisco | 94105 | Host Customer is System Owner | [7 empty] | 3784.48 | 17.44 |  | Glycol | Heat Dump Radiator | Solar and Auxiliary Storage are the same Tank |  | 1 | 1 | 4366 | Z03 | 118 | Units | Apartments/Condos | 10002092 | 217 | 7 | 5000 | 2 | 875 | 1 | 6000000 | TRUE | 150 | 135 |  | Heliodyne - Delta-T Pro Ethernet |  | Heliodyne - Delta-T Pro Ethernet | City and County of San Francisco | FALSE | 96.79 |  | 2020-07-10 | 2020-08-14 | 2020-07-15 | 2020-12-03 | 2022-05-19 | 2022-05-24 | 878 | 704836 | Up-front Payment
PGE-015996 | Low Income Multifamily Residential | Domestic Hot Water | Gas | Pacific Gas and Electric | Incentive:Paid | 11549 | 24.89 |  | 1 | 464 |  | 464 |  | 2020-07-30 16:12 | 2020-11-17 | SUN LIGHT & POWER | Retrofit | San Francisco | San Francisco | 94115 | Host Customer is System Owner | [7 empty] | 120.78 | 40.26 |  | Glycol | Pressure Stagnation Protection (PSP) | Solar Storage and Auxiliary Tanks are separate |  | 1 | 1 | 840 | Z03 | 20 | Units | Apartments/Condos | 2010115A | 3 | 1 | 180 | 1 | 200 | 1 | 250000 | TRUE | 119 | 119 |  |  |  |  | City of San Francisco | FALSE | 87.72 |  | 2020-07-29 | 2020-08-21 | 2020-07-30 | 2020-11-17 | 2022-06-22 | 2022-07-28 | 802 | 40701 | Up-front Payment
PGE-015997 | Low Income Multifamily Residential | Domestic Hot Water | Gas | Pacific Gas and Electric | Incentive:Paid | 17971 | 24.89 |  | 1 | 722 |  | 722 |  | 2020-07-30 16:11 | 2020-11-06 | SUN LIGHT & POWER | Retrofit | San Francisco | San Francisco | 94115 | Host Customer is System Owner | [7 empty] | 201.3 | 40.26 |  | Glycol | Pressure Stagnation Protection (PSP) | Solar Storage and Auxiliary Tanks are separate |  | 1 | 1 | 756 | Z03 | 18 | Units | Apartments/Condos | 2010115A | 5 | 1 | 305 | 1 | 200 | 1 | 250000 | TRUE | 119 | 119 |  |  |  |  | City of San Francisco | FALSE | 66.2 |  | 2020-07-29 | 2020-08-25 | 2020-07-30 | 2020-11-06 | 2022-06-22 | 2022-07-28 | 802 | 47797 | Up-front Payment
PGE-015998 | Low Income Multifamily Residential | Domestic Hot Water | Gas | Pacific Gas and Electric | Incentive:Paid | 11748 | 24.89 |  | 1 | 472 |  | 472 |  | 2020-07-30 16:10 | 2020-11-06 | SUN LIGHT & POWER | Retrofit | San Francisco | San Francisco | 94115 | Host Customer is System Owner | [7 empty] | 120.78 | 40.26 |  | Glycol | Pressure Stagnation Protection (PSP) | Solar Storage and Auxiliary Tanks are separate |  | 1 | 1 | 798 | Z03 | 19 | Units | Apartments/Condos | 2010115A | 3 | 1 | 180 | 1 | 200 | 1 | 250000 | TRUE | 119 | 119 |  |  |  |  | City of San Francisco | FALSE | 86.23 |  | 2020-07-29 | 2020-08-25 | 2020-07-30 | 2020-11-06 | 2022-06-22 | 2022-07-28 | 802 | 40701 | Up-front Payment
PGE-015999 | Low Income Multifamily Residential | Domestic Hot Water | Gas | Pacific Gas and Electric | Incentive:Paid | 7019 | 24.89 |  | 1 | 282 |  | 282 |  | 2020-07-30 16:10 | 2020-11-06 | SUN LIGHT & POWER | Retrofit | San Francisco | San Francisco | 94115 | Host Customer is System Owner | [7 empty] | 80.52 | 40.26 |  | Glycol | Pressure Stagnation Protection (PSP) | Solar Storage and Auxiliary Tanks are separate |  | 1 | 1 | 210 | Z03 | 5 | Units | Apartments/Condos | 2010115A | 2 | 1 | 120 | 1 | 200 | 1 | 250000 | TRUE | 119 | 119 |  |  |  |  | City and County of San Francisco | FALSE | 99.8 |  | 2020-07-29 | 2020-08-25 | 2020-07-30 | 2020-11-06 | 2022-06-22 | 2022-07-28 | 802 | 28143 | Up-front Payment
PGE-016000 | Low Income Multifamily Residential | Domestic Hot Water | Gas | Pacific Gas and Electric | Incentive:Paid | 14685 | 24.89 |  | 1 | 590 |  | 590 |  | 2020-07-30 16:09 | 2020-11-06 | SUN LIGHT & POWER | Retrofit | San Francisco | San Francisco | 94115 | Host Customer is System Owner | [7 empty] | 161.04 | 40.26 |  | Glycol | Pressure Stagnation Protection (PSP) | Solar Storage and Auxiliary Tanks are separate |  | 1 | 1 | 504 | Z03 | 12 | Units | Apartments/Condos | 2010115A | 4 | 1 | 240 | 1 | 200 | 1 | 250000 | TRUE | 119 | 119 |  |  |  |  | City and County of San Francisco | FALSE | 74.8 |  | 2020-07-29 | 2020-08-25 | 2020-07-30 | 2020-11-06 | 2022-06-22 | 2022-07-28 | 802 | 44131 | Up-front Payment
PGE-016001 | Low Income Multifamily Residential | Domestic Hot Water | Gas | Pacific Gas and Electric | Incentive:Paid | 32755 | 24.89 |  | 1 | 1316 |  | 1316 |  | 2020-07-30 16:07 | 2020-11-06 | SUN LIGHT & POWER | Retrofit | San Francisco | San Francisco | 94115 | Host Customer is System Owner | [7 empty] | 362.34 | 40.26 |  | Glycol | Pressure Stagnation Protection (PSP) | Solar Storage and Auxiliary Tanks are separate |  | 1 | 1 | 1200 | Z03 | 30 | Units | Apartments/Condos | 2010115A | 9 | 2 | 500 | 1 | 400 | 1 | 250000 | TRUE | 119 | 119 |  |  |  |  | City of San Francisco | FALSE | 51.96 |  | 2020-07-29 | 2020-08-24 | 2020-07-30 | 2020-11-06 | 2022-06-22 | 2022-07-28 | 802 | 68375 | Up-front Payment
PGE-016002 | Low Income Multifamily Residential | Domestic Hot Water | Gas | Pacific Gas and Electric | Incentive:Paid | 96772 | 24.89 |  | 1 | 3888 |  | 3888 |  | 2020-07-10 14:31 | 2020-10-22 | SUN LIGHT & POWER | New Construction | San Jose | Santa Clara | 95110 | Host Customer is System Owner | [7 empty] | 964.08 | 40.17 |  | Glycol | Pressure Stagnation Protection (PSP) | Solar Storage and Auxiliary Tanks are separate |  | 1 | 1 | 4995 | Z04 | 135 | Units | Apartments/Condos | 2010115A | 24 | 2 | 1450 | 1 | 610 | 2 | 1000000 | TRUE | 135 | 125 |  | Heliodyne - Delta-T Pro Ethernet |  | Heliodyne - Delta-T Pro Ethernet | City of San Jose | FALSE | 27.35 |  | 2020-06-30 | 2020-08-05 | 2020-07-10 | 2020-10-22 | 2022-01-27 | 2022-02-24 | 970 | 106339 | Up-front Payment
SCG-016003 | Commercial/Multifamily Residential | Domestic Hot Water | Gas | Southern California Gas Company | Incentive:Paid | 56920 | 17.16 |  | 2 | 3317 |  | 3317 |  | 2020-07-28 14:14 | 2020-09-25 | MAC GREINE ENERGY CORP | Retrofit | Redondo beach | Los Angeles | 90277 | Host Customer is System Owner | [7 empty] | 925.98 | 40.26 |  | Glycol | Pressure Stagnation Protection (PSP) | Solar Storage and Auxiliary Tanks are separate |  | 1 | 1 | 2280 | Z06 | 60 | Units | Apartments/Condos | 2010115A | 23 | 1 | 1200 | 5 | 500 | 2 | 299000 | TRUE | 120 | 120 |  | Heliodyne - Delta-T Pro WiFi |  | Heliodyne - Delta-T Pro WiFi | City of Redondo | FALSE | 27.68 |  | 2020-07-01 |  | 2020-07-28 | 2020-09-25 | 2021-06-16 | 2021-07-09 | 1192 | 91800 | Up-front Payment
PGE-016004 | Commercial/Multifamily Residential | Domestic Hot Water | Gas | Pacific Gas and Electric | Incentive:Paid | 6472 | 17.16 |  | 2 | 397 |  | 377 |  | 2020-07-01 15:26 | 2020-07-30 | OXYPOWER INC | Retrofit | San Francisco | San Francisco | 94114 | Host Customer is System Owner | [7 empty] | 161.04 | 40.26 |  | Glycol | Pressure Stagnation Protection (PSP) | Solar Storage and Auxiliary Tanks are separate |  | 0.95 | 1 | 168 | Z03 | 4 | Units | Apartments/Condos | 2010115A | 4 | 1 | 240 | 2 | 100 | 1 | 85000 | TRUE | 130 | 130 |  |  |  |  | City and County of San Francisco | FALSE | 62.42 |  | 2020-07-01 |  | 2020-07-01 | 2020-07-30 | 2021-05-13 | 2021-05-17 | 1249 | 24782 | Up-front Payment
SCG-016005 | Commercial/Multifamily Residential | Domestic Hot Water | Gas | Southern California Gas Company | Incentive:Paid | 62565 | 17.16 |  | 2 | 3646 |  | 3646 |  | 2020-07-27 17:48 | 2020-08-20 | MAC GREINE ENERGY CORP | Retrofit | Torance | Los Angeles | 90501 | Host Customer is System Owner | [7 empty] | 842.4 | 42.12 |  | Glycol | Pressure Stagnation Protection (PSP) | Solar and Auxiliary Storage are the same Tank |  | 1 | 1 | 5957 | Z06 | 161 | Units | Apartments/Condos | 10001912 | 20 | 1 | 1200 | 5 | 500 | 2 | 299000 | TRUE | 120 | 120 |  | Heliodyne - Delta-T Pro WiFi |  | Heliodyne - Delta-T Pro WiFi | City of Torrance | FALSE | 18.32 |  | 2020-07-01 |  | 2020-07-27 | 2020-08-20 | 2020-12-02 | 2020-12-02 | 1416 | 66800 | Up-front Payment
PGE-016006 | Low Income Multifamily Residential | Domestic Hot Water | Gas | Pacific Gas and Electric | Incentive:Paid | 221421 | 24.89 |  | 1 | 8896 |  | 8896 |  | 2020-07-20 10:50 | 2020-08-26 | SUN LIGHT & POWER | New Construction | San Francisco | San Francisco | 94103 | Host Customer is System Owner | [7 empty] | 2697.42 | 40.26 |  | Glycol | Pressure Stagnation Protection (PSP) | Solar Storage and Auxiliary Tanks are separate |  | 1 | 1 | 8855 | Z03 | 253 | Units | Apartments/Condos | 2010115A | 67 | 2 | 3800 | 1 | 576 | 1 | 500000 | TRUE | 140 | 125 |  | Heliodyne - Delta-T Pro Ethernet |  | Heliodyne - Delta-T Pro Ethernet | City and County of San Francisco | FALSE | 37.28 |  | 2020-07-15 | 2020-08-19 | 2020-07-20 | 2020-08-26 | 2022-10-31 | 2022-12-02 | 689 | 331626 | Up-front Payment
PGE-016007 | Low Income Single Family Residential | Domestic Hot Water | Gas | Pacific Gas and Electric | Incentive:Paid | 5397 | 36.9 |  | 1 | 160 |  | 160 |  | 2020-07-07 09:45 | 2020-10-02 | TITANIUM POWER INC | Retrofit | Bakersfield | Bakersfield | 93307 | Host Customer is System Owner | 7 |  | 30004297 | Butler Sun Solutions, Inc. | Titanium Power | Power Pack 2 GT | Indirect Forced Circulation (IF) | 45.42 |  | ARIS2004 | Glycol | Advanced Controller with a Vacation or Holiday Mode | Solar Storage with Tankless Auxiliary Water Heater | 52 | 1 | 1 | 85 | Z13 | [18 empty] | Bakersfield | FALSE | 34.06 |  | 2011-06-01: 2020-07-02; 2011-08-03: 2020-07-07; 2011-09-20: 2020-10-02 | 1474 | 5450 | Up-front Payment
PGE-016009 | Single Family Residential - Disadvantaged Community | Domestic Hot Water | Gas | Pacific Gas and Electric | Incentive:Paid | 4366 | 29.85 |  | 1 | 160 |  | 160 |  | 2020-07-07 09:41 | 2020-08-28 | TITANIUM POWER INC | Retrofit | Bakersfield | Bakersfield | 93307 | Host Customer is System Owner | 4 |  | 30004297 | Butler Sun Solutions, Inc. | Titanium Power | Power Pack 2 GT | Indirect Forced Circulation (IF) | 45.42 |  | ARIS2004 | Glycol | Advanced Controller with a Vacation or Holiday Mode | Solar Storage with Tankless Auxiliary Water Heater | 52 | 1 | 1 | 55 | Z13 | [18 empty] | Bakersfield | FALSE | 34.06 |  | 2020-07-02 | 2020-07-29 |  |  | 2020-07-07 | 2020-08-28 | 1502 | 5450 | Up-front Payment
PGE-016010 | Low Income Single Family Residential | Domestic Hot Water | Gas | Pacific Gas and Electric | Incentive:Paid | 5397 | 36.9 |  | 1 | 164 |  | 164 |  | 2020-07-07 09:50 | 2020-08-13 | TITANIUM POWER INC | Retrofit | Bakersfield | Bakersfield | 93306 | Host Customer is System Owner | 7 |  | 30004298 | Butler Sun Solutions, Inc. | Titanium Power | Power Pack 2 GT Butler | Indirect Forced Circulation (IF) | 43.72 |  | BT1 | Glycol | Advanced Controller with a Vacation or Holiday Mode | Solar Storage with Tankless Auxiliary Water Heater | 52 | 1 | 1 | 85 | Z13 | [18 empty] | Bakersfield | FALSE | 33.23 |  | 2011-06-01: 2020-07-02; 2011-08-03: 2020-07-07; 2011-09-20: 2020-08-13 | 1522 | 5450 | Up-front Payment
PGE-016011 | Single Family Residential - Disadvantaged Community | Domestic Hot Water | Gas | Pacific Gas and Electric | Incentive:Paid | 4366 | 29.85 |  | 1 | 160 |  | 160 |  | 2020-07-07 09:53 | 2020-08-28 | TITANIUM POWER INC | Retrofit | Bakersfield | Bakersfield | 93307 | Host Customer is System Owner | 7 |  | 30004297 | Butler Sun Solutions, Inc. | Titanium Power | Power Pack 2 GT | Indirect Forced Circulation (IF) | 45.42 |  | ARIS2004 | Glycol | Advanced Controller with a Vacation or Holiday Mode | Solar Storage with Tankless Auxiliary Water Heater | 52 | 1 | 1 | 85 | Z13 | [18 empty] | Bakersfield | FALSE | 34.06 |  | 2020-07-02 | 2020-07-29 |  |  | 2020-07-07 | 2020-08-28 | 1507 | 5450 | Up-front Payment
PGE-016012 | Single Family Residential - Disadvantaged Community | Domestic Hot Water | Gas | Pacific Gas and Electric | Incentive:Paid | 4366 | 29.85 |  | 1 | 160 |  | 160 |  | 2020-07-07 09:58 | 2020-08-18 | TITANIUM POWER INC | Retrofit | Bakersfield | Bakersfield | 93307 | Host Customer is System Owner | 6 |  | 30004297 | Butler Sun Solutions, Inc. | Titanium Power | Power Pack 2 GT | Indirect Forced Circulation (IF) | 45.42 |  | ARIS2004 | Glycol | Advanced Controller with a Vacation or Holiday Mode | Solar Storage with Tankless Auxiliary Water Heater | 52 | 1 | 1 | 75 | Z13 | [18 empty] | Bakersfield | FALSE | 34.06 |  | 2020-07-02 | 2020-07-29 |  |  | 2020-07-07 | 2020-08-18 | 1522 | 5450 | Up-front Payment
PGE-016013 | Low Income Single Family Residential | Domestic Hot Water | Gas | Pacific Gas and Electric | Incentive:Paid | 5397 | 36.9 |  | 1 | 160 |  | 160 |  | 2020-07-07 10:02 | 2020-10-02 | TITANIUM POWER INC | Retrofit | Bakersfield | Bakersfield | 93307 | Host Customer is System Owner | 5 |  | 30004297 | Butler Sun Solutions, Inc. | Titanium Power | Power Pack 2 GT | Indirect Forced Circulation (IF) | 45.42 |  | ARIS2004 | Glycol | Advanced Controller with a Vacation or Holiday Mode | Solar Storage with Tankless Auxiliary Water Heater | 52 | 1 | 1 | 65 | Z13 | [18 empty] | Bakersfield | FALSE | 34.06 |  | 2011-06-01: 2020-07-02; 2011-08-03: 2020-07-07; 2011-09-20: 2020-10-02 | 1474 | 5450 | Up-front Payment
PGE-016014 | Low Income Single Family Residential | Domestic Hot Water | Gas | Pacific Gas and Electric | Incentive:Paid | 5397 | 36.9 |  | 1 | 160 |  | 160 |  | 2020-07-07 10:22 | 2020-08-13 | TITANIUM POWER INC | Retrofit | Bakersfield | Bakersfield | 93307 | Host Customer is System Owner | 6 |  | 30004297 | Butler Sun Solutions, Inc. | Titanium Power | Power Pack 2 GT | Indirect Forced Circulation (IF) | 45.42 |  | ARIS2004 | Glycol | Advanced Controller with a Vacation or Holiday Mode | Solar Storage with Tankless Auxiliary Water Heater | 52 | 1 | 1 | 75 | Z13 | [18 empty] | Bakersfield | FALSE | 34.06 |  | 2011-06-01: 2020-07-02; 2011-08-03: 2020-07-07; 2011-09-20: 2020-08-13 | 1522 | 5450 | Up-front Payment
PGE-016016 | Single Family Residential | Domestic Hot Water | Gas | Pacific Gas and Electric | Incentive:Paid | 4366 | 29.85 |  | 1 | 164 |  | 156 |  | 2020-07-07 10:34 | 2020-08-06 | TITANIUM POWER INC | Retrofit | Bakersfield | Bakersfield | 93307 | Host Customer is System Owner | 6 |  | 30004298 | Butler Sun Solutions, Inc. | Titanium Power | Power Pack 2 GT Butler | Indirect Forced Circulation (IF) | 43.72 |  | BT1 | Glycol | Advanced Controller with a Vacation or Holiday Mode | Solar Storage with Tankless Auxiliary Water Heater | 52 | 1 | 0.95 | 75 | Z13 | [18 empty] | Bakersfield | FALSE | 33.35 |  | 2020-07-02 | 2020-07-29 |  |  | 2020-07-07 | 2020-08-06 | 1474 | 5470 | Up-front Payment
PGE-016017 | Low Income Single Family Residential | Domestic Hot Water | Gas | Pacific Gas and Electric | Incentive:Paid | 5397 | 36.9 |  | 1 | 164 |  | 164 |  | 2020-07-07 10:30 | 2020-08-28 | TITANIUM POWER INC | Retrofit | Bakersfield | Bakersfield | 93307 | Host Customer is System Owner | 4 |  | 30004298 | Butler Sun Solutions, Inc. | Titanium Power | Power Pack 2 GT Butler | Indirect Forced Circulation (IF) | 43.72 |  | BT1 | Glycol | Advanced Controller with a Vacation or Holiday Mode | Solar Storage with Tankless Auxiliary Water Heater | 52 | 1 | 1 | 55 | Z13 | [18 empty] | Bakersfield | FALSE | 33.35 |  | 2011-06-01: 2020-07-02; 2011-08-03: 2020-07-07; 2011-09-20: 2020-08-28 | 1507 | 5470 | Up-front Payment
PGE-016018 | Single Family Residential - Disadvantaged Community | Domestic Hot Water | Gas | Pacific Gas and Electric | Incentive:Paid | 4298 | 29.85 |  | 1 | 160 |  | 144 |  | 2020-07-07 10:48 | 2020-08-21 | TITANIUM POWER INC | Retrofit | Bakersfield | Bakersfield | 93304 | Host Customer is System Owner | 5 |  | 30004297 | Butler Sun Solutions, Inc. | Titanium Power | Power Pack 2 GT | Indirect Forced Circulation (IF) | 45.42 |  | ARIS2004 | Glycol | Advanced Controller with a Vacation or Holiday Mode | Solar Storage with Tankless Auxiliary Water Heater | 52 | 1 | 0.9 | 65 | Z13 | [18 empty] | Bakersfield | FALSE | 34.19 |  | 2020-07-02 | 2020-07-29 |  |  | 2020-07-07 | 2020-08-21 | 1515 | 5470 | Up-front Payment
PGE-016019 | Low Income Multifamily Residential | Domestic Hot Water | Gas | Pacific Gas and Electric | Incentive:Paid | 62076 | 24.89 |  | 1 | 2494 |  | 2494 |  | 2020-07-29 11:06 | 2020-11-04 | SUN LIGHT & POWER | New Construction | Turlock | Stanislaus | 95380 | Host Customer is System Owner | [7 empty] | 642.72 | 40.17 |  | Drainback | Pressure Stagnation Protection (PSP) | Solar Storage and Auxiliary Tanks are separate |  | 1 | 1 | 2318 | Z12 | 61 | Units | Apartments/Condos | 2010115A | 16 | 1 | 1000 | 1 | 238 | 2 | 999999 | TRUE | 130 | 115 |  | Heliodyne - Delta-T Pro Ethernet |  | Heliodyne - Delta-T Pro Ethernet | City of Turlock | FALSE | 66.95 |  | 2020-07-13 | 2020-08-25 | 2020-07-29 | 2020-11-04 | 2021-06-02 | 2021-06-03 | 1227 | 166980 | Up-front Payment
PGE-016020 | Commercial/Multifamily Residential | Domestic Hot Water | Gas | Pacific Gas and Electric | Incentive:Paid | 79245 | 17.16 |  | 2 | 4618 |  | 4618 |  | 2020-07-30 11:58 | 2020-09-21 | SUN LIGHT & POWER | New Construction | San Francisco | San Francisco | 94107 | Host Customer is System Owner | [7 empty] | 1288.32 | 40.26 |  | Glycol | Pressure Stagnation Protection (PSP) | Solar Storage and Auxiliary Tanks are separate |  | 1 | 1 | 4699 | Z03 | 127 | Units | Apartments/Condos | 2010115A | 32 | 2 | 1950 | 1 | 472 | 4 | 1599600 | TRUE | 140 | 120 |  | Heliodyne - Delta-T Pro Ethernet |  | Heliodyne - Delta-T Pro Ethernet | City and County of San Francisco | FALSE | 40.96 |  | 2020-07-29 | 2020-08-21 | 2020-07-30 | 2020-09-21 | 2022-09-08 | 2022-09-13 | 766 | 189133 | Up-front Payment
PGE-016021 | Low Income Multifamily Residential | Domestic Hot Water | Gas | Pacific Gas and Electric | Incentive:Paid | 36588 | 24.89 |  | 1 | 1470 |  | 1470 |  | 2020-07-14 13:21 | 2020-08-19 | SUN LIGHT & POWER | New Construction | Berkeley | Alameda | 94709 | Host Customer is System Owner | [7 empty] | 402.6 | 40.26 |  | Drainback | Pressure Stagnation Protection (PSP) | Solar Storage and Auxiliary Tanks are separate |  | 1 | 1 | 1480 | Z04 | 37 | Units | Apartments/Condos | 2010115A | 10 | 2 | 480 | 4 | 120 | 1 | 300000 | TRUE | 120 | 120 |  |  |  |  | City of Bekeley | FALSE | 50.56 |  | 2020-07-14 | 2020-08-14 | 2020-07-14 | 2020-08-19 | 2021-12-22 | 2021-12-23 | 1026 | 74317 | Up-front Payment
PGE-016022 | Single Family Residential - Disadvantaged Community | Domestic Hot Water | Gas | Pacific Gas and Electric | Incentive:Paid | 4366 | 29.85 |  | 1 | 160 |  | 160 |  | 2020-07-07 10:49 | 2020-08-28 | TITANIUM POWER INC | Retrofit | Bakersfield | Bakersfield | 93304 | Host Customer is System Owner | 4 |  | 30004297 | Butler Sun Solutions, Inc. | Titanium Power | Power Pack 2 GT | Indirect Forced Circulation (IF) | 45.42 |  | ARIS2004 | Glycol | Advanced Controller with a Vacation or Holiday Mode | Solar Storage with Tankless Auxiliary Water Heater | 52 | 1 | 1 | 55 | Z13 | [18 empty] | Bakersfield | FALSE | 34.19 |  | 2020-07-02 | 2020-07-29 |  |  | 2020-07-07 | 2020-08-28 | 1507 | 5470 | Up-front Payment
PGE-016023 | Single Family Residential - Disadvantaged Community | Domestic Hot Water | Gas | Pacific Gas and Electric | Incentive:Paid | 4366 | 29.85 |  | 1 | 164 |  | 164 |  | 2020-07-09 14:10 | 2020-08-28 | TITANIUM POWER INC | Retrofit | Bakersfield | Bakersfield | 93307 | Host Customer is System Owner | 6 |  | 30004298 | Butler Sun Solutions, Inc. | Titanium Power | Power Pack 2 GT Butler | Indirect Forced Circulation (IF) | 43.72 |  | BT1 | Glycol | Advanced Controller with a Vacation or Holiday Mode | Solar Storage with Tankless Auxiliary Water Heater | 52 | 1 | 1 | 75 | Z13 | [18 empty] | Bakersfield | FALSE | 33.23 |  | 2020-07-02 | 2020-07-30 |  |  | 2020-07-09 | 2020-08-28 | 1507 | 5450 | Up-front Payment
PGE-016024 | Low Income Single Family Residential | Domestic Hot Water | Gas | Pacific Gas and Electric | Incentive:Paid | 5397 | 36.9 |  | 1 | 160 |  | 152 |  | 2020-07-07 10:55 | 2020-08-07 | TITANIUM POWER INC | Retrofit | Bakersfield | Bakersfield | 93309 | Host Customer is System Owner | 7 |  | 30004297 | Butler Sun Solutions, Inc. | Titanium Power | Power Pack 2 GT | Indirect Forced Circulation (IF) | 45.42 |  | ARIS2004 | Glycol | Advanced Controller with a Vacation or Holiday Mode | Solar Storage with Tankless Auxiliary Water Heater | 52 | 1 | 0.95 | 85 | Z13 | [18 empty] | Bakersfield | FALSE | 34.19 |  | 2020-07-02 | 2020-07-29 |  |  | 2020-07-07 | 2020-08-07 | 1522 | 5470 | Up-front Payment
PGE-016025 | Low Income Single Family Residential | Domestic Hot Water | Gas | Pacific Gas and Electric | Incentive:Paid | 5314 | 36.9 |  | 1 | 160 |  | 144 |  | 2020-07-30 14:15 | 2020-09-11 | TITANIUM POWER INC | Retrofit | Bakersfield | Bakersfield | 93309 | Host Customer is System Owner | 5 |  | 30004297 | Butler Sun Solutions, Inc. | Titanium Power | Power Pack 2 GT | Indirect Forced Circulation (IF) | 45.42 |  | ARIS2004 | Glycol | Advanced Controller with a Vacation or Holiday Mode | Solar Storage with Tankless Auxiliary Water Heater | 52 | 1 | 0.9 | 65 | Z13 | [18 empty] | Bakersfield | FALSE | 34.19 |  | 2020-07-02 | 2020-08-11 |  |  | 2020-07-30 | 2020-09-11 | 1488 | 5470 | Up-front Payment
PGE-016027 | Commercial/Multifamily Residential | Domestic Hot Water | Gas | Pacific Gas and Electric | Incentive:Paid | 35607 | 17.16 |  | 2 | 2075 |  | 2075 |  | 2020-07-07 13:13 | 2020-09-21 | CALIFORNIA SOLAR INTEGRATORS INC | New Construction | San Francisco | San Francisco | 94103 | Host Customer is System Owner | [7 empty] | 491.4 | 40.95 |  | Glycol | Steam Back | Solar Storage and Auxiliary Tanks are separate |  | 1 | 1 | 7030 | Z03 | 190 | Units | Apartments/Condos | TRB-40 | 12 | 1 | 800 | 1 | 33 | 1 | 2000000 | TRUE | 120 | 140 |  | SunEarth - SETRA503 TTR U + Series 200 |  | SunEarth - SETRA503 TTR U + Series 200 | San Francisco | FALSE | 75.74 |  | 2020-07-02 | 2020-08-04 | 2020-07-07 | 2020-09-21 | 2023-06-30 | 2023-09-05 | 411 | 157170 | Up-front Payment
PGE-016028 | Commercial/Multifamily Residential | Domestic Hot Water | Gas | Pacific Gas and Electric | Incentive:Canceled | 37117 | 17.16 |  | 2 | 2163 |  | 2163 |  | 2020-07-07 13:14 | 2020-09-21 | CALIFORNIA SOLAR INTEGRATORS INC | New Construction | San Francisco | San Francisco | 94103 | Host Customer is System Owner | [7 empty] | 491.4 | 40.95 |  | Glycol | Steam Back | Solar Storage and Auxiliary Tanks are separate |  | 1 | 1 | 6845 | Z03 | 185 | Units | Apartments/Condos | TRB-40 | 12 | 1 | 800 | 1 | 1000 | 1 | 2000000 | TRUE | 120 | 140 | [5 empty] | FALSE | 69.97 |  | 2020-07-02 | 2020-08-04 | 2020-07-07 | 2020-09-21 |  |  | 1496 | 151346 | Up-front Payment
PGE-016029 | Commercial/Multifamily Residential | Domestic Hot Water | Gas | Pacific Gas and Electric | Incentive:Paid | 14843 | 17.16 |  | 2 | 865 |  | 865 |  | 2020-07-07 13:14 | 2020-08-04 | CALIFORNIA SOLAR INTEGRATORS INC | New Construction | San Francisco | San Francisco | 94103 | Host Customer is System Owner | [7 empty] | 204.75 | 40.95 |  | Glycol | Steam Back | Solar Storage and Auxiliary Tanks are separate |  | 1 | 1 | 2622 | Z03 | 69 | Units | Apartments/Condos | TRB-40 | 5 | 1 | 335 | 1 | 15 | 1 | 2000000 | TRUE | 120 | 140 |  |  |  |  | San Francisco | FALSE | 107.46 |  | 2020-07-02 |  | 2020-07-07 | 2020-08-04 | 2023-09-07 | 2023-09-12 | 404 | 92954 | Up-front Payment
PGE-016030 | Low Income Single Family Residential | Domestic Hot Water | Gas | Pacific Gas and Electric | Incentive:Paid | 5397 | 36.9 |  | 1 | 160 |  | 160 |  | 2020-07-07 11:15 | 2020-08-12 | TITANIUM POWER INC | Retrofit | Bakersfield | Bakersfield | 93313 | Host Customer is System Owner | 6 |  | 30004297 | Butler Sun Solutions, Inc. | Titanium Power | Power Pack 2 GT | Indirect Forced Circulation (IF) | 45.42 |  | ARIS2004 | Glycol | Advanced Controller with a Vacation or Holiday Mode | Solar Storage with Tankless Auxiliary Water Heater | 52 | 1 | 1 | 75 | Z13 | [18 empty] | Bakersfield | FALSE | 34.19 |  | 2011-06-01: 2020-07-03; 2011-08-03: 2020-07-07; 2011-09-20: 2020-08-12 | 1522 | 5470 | Up-front Payment
PGE-016031 | Single Family Residential | Domestic Hot Water | Gas | Pacific Gas and Electric | Incentive:Paid | 4366 | 29.85 |  | 1 | 160 |  | 160 |  | 2020-07-07 11:06 | 2020-08-21 | TITANIUM POWER INC | Retrofit | Bakersfield | Bakersfield | 93307 | Host Customer is System Owner | 6 |  | 30004297 | Butler Sun Solutions, Inc. | Titanium Power | Power Pack 2 GT | Indirect Forced Circulation (IF) | 45.42 |  | ARIS2004 | Glycol | Advanced Controller with a Vacation or Holiday Mode | Solar Storage with Tankless Auxiliary Water Heater | 52 | 1 | 1 | 75 | Z13 | [18 empty] | Bakersfield | FALSE | 34.19 |  | 2020-07-03 | 2020-07-29 |  |  | 2020-07-07 | 2020-08-21 | 1513 | 5470 | Up-front Payment
PGE-016032 | Low Income Single Family Residential | Domestic Hot Water | Gas | Pacific Gas and Electric | Incentive:Paid | 5397 | 36.9 |  | 1 | 160 |  | 160 |  | 2020-07-07 11:07 | 2020-08-12 | TITANIUM POWER INC | Retrofit | Bakersfield | Bakersfield | 93306 | Host Customer is System Owner | 8 |  | 30004297 | Butler Sun Solutions, Inc. | Titanium Power | Power Pack 2 GT | Indirect Forced Circulation (IF) | 45.42 |  | ARIS2004 | Glycol | Advanced Controller with a Vacation or Holiday Mode | Solar Storage with Tankless Auxiliary Water Heater | 52 | 1 | 1 | 95 | Z13 | [18 empty] | Bakersfield | FALSE | 34.19 |  | 2011-06-01: 2020-07-03; 2011-08-03: 2020-07-07; 2011-09-20: 2020-08-12 | 1522 | 5470 | Up-front Payment
PGE-016033 | Low Income Single Family Residential | Domestic Hot Water | Gas | Pacific Gas and Electric | Incentive:Paid | 5397 | 36.9 |  | 1 | 160 |  | 152 |  | 2020-07-07 11:11 | 2020-08-21 | TITANIUM POWER INC | Retrofit | Bakersfield | Bakersfield | 93306 | Host Customer is System Owner | 5 |  | 30004297 | Butler Sun Solutions, Inc. | Titanium Power | Power Pack 2 GT | Indirect Forced Circulation (IF) | 45.42 |  | ARIS2004 | Glycol | Advanced Controller with a Vacation or Holiday Mode | Solar Storage with Tankless Auxiliary Water Heater | 52 | 1 | 0.95 | 65 | Z13 | [18 empty] | Bakersfield | FALSE | 34.06 |  | 2020-07-03 | 2020-07-29 |  |  | 2020-07-07 | 2020-08-21 | 1513 | 5450 | Up-front Payment
PGE-016034 | Single Family Residential - Disadvantaged Community | Domestic Hot Water | Gas | Pacific Gas and Electric | Incentive:Paid | 4366 | 29.85 |  | 1 | 148 |  | 148 |  | 2020-07-06 15:09 | 2020-11-03 | DUNROSS CONSTRUCTION | Retrofit | Bakersfield | Kern | 93304 | Host Customer is System Owner | 5 |  | 30004247 | Heliodyne, Inc. | HELIOPAS | HPAS 1 410 G 80 AC D Z | Indirect Forced Circulation (IF) | 40.26 |  | 410 001 | Glycol | Steam Back | Solar Storage and Auxiliary Tanks are separate | 80 | 1 | 1 | 65 | Z13 | [18 empty] | City of Bakersfield | FALSE | 36.47 |  | 2020-07-06 | 2020-07-30 |  |  | 2020-07-06 | 2020-11-03 | 1447 | 5397 | Up-front Payment
SCG-016036 | Commercial/Multifamily Residential | Domestic Hot Water | Gas | Southern California Gas Company | Incentive:Paid | 93488 | 17.16 |  | 2 | 5448 |  | 5448 |  | 2020-07-10 19:25 | 2020-08-03 | SOLAR - TEC SYSTEMS INC | New Construction | Marina del Rey | Los Angeles | 90291 | Host Customer is System Owner | [7 empty] | 1288.32 | 40.26 |  | Glycol | Advanced Controller with a Vacation or Holiday Mode | Solar Storage and Auxiliary Tanks are separate |  | 1 | 1 | 7140 | Z06 | 204 | Units | Apartments/Condos | 2010115A | 32 | 2 | 1800 | 2 | 1220 | 2 | 199000 | TRUE | 125 | 125 |  | Heliodyne - Delta-T Pro Lite WiFi |  | Heliodyne - Delta-T Pro Lite WiFi | LA County | FALSE | 50.29 |  | 2020-07-08 |  | 2020-07-10 | 2020-08-03 | 2021-01-06 | 2021-01-07 | 1381 | 274000 | Up-front Payment
PGE-016037 | Low Income Single Family Residential | Domestic Hot Water | Gas | Pacific Gas and Electric | Incentive:Paid | 5397 | 36.9 |  | 1 | 160 |  | 160 |  | 2020-07-10 15:12 | 2020-08-12 | TITANIUM POWER INC | Retrofit | Bakersfield | Bakersfield | 93305 | Host Customer is System Owner | 5 |  | 30004297 | Butler Sun Solutions, Inc. | Titanium Power | Power Pack 2 GT | Indirect Forced Circulation (IF) | 45.42 |  | ARIS2004 | Glycol | Advanced Controller with a Vacation or Holiday Mode | Solar Storage with Tankless Auxiliary Water Heater | 52 | 1 | 1 | 65 | Z13 | [18 empty] | Bakersfield | FALSE | 34.19 |  | 2011-06-01: 2020-07-07; 2011-08-03: 2020-07-10; 2011-09-20: 2020-08-12 | 1522 | 5470 | Up-front Payment
PGE-016038 | Commercial Pools | Pool Heating | Gas | Pacific Gas and Electric | Incentive:Paid | 9058 | 7 |  | 1 | 1863 |  | 1565 |  | 2020-07-14 15:15 | 2020-08-25 | AZTEC SOLAR INC | Retrofit | Sacramento | Sacramento | 95814 | Host Customer is System Owner | [7 empty] | 852.91 | 44.89 |  | Manual Drainback |  |  |  | 0.84 | 1 |  | Z12 |  |  |  | 10001888 | 19 | 1 | [5 empty] | FALSE |  |  |  | Badger 3050 |  | Badger 3050 | City of Sacramento | FALSE | 9.72 |  | 2020-07-13 | 2020-08-14 | 2020-07-14 | 2020-08-25 | 2020-10-16 | 2021-01-19 | 1282 | 18115 | Up-front Payment
PGE-016039 | Low Income Single Family Residential | Domestic Hot Water | Gas | Pacific Gas and Electric | Incentive:Paid | 5397 | 36.9 |  | 1 | 160 |  | 160 |  | 2020-07-10 15:10 | 2020-08-28 | TITANIUM POWER INC | Retrofit | Bakersfield | Bakersfield | 93306 | Host Customer is System Owner | 6 |  | 30004297 | Butler Sun Solutions, Inc. | Titanium Power | Power Pack 2 GT | Indirect Forced Circulation (IF) | 45.42 |  | ARIS2004 | Glycol | Advanced Controller with a Vacation or Holiday Mode | Solar Storage with Tankless Auxiliary Water Heater | 52 | 1 | 1 | 75 | Z13 | [18 empty] | Bakersfield | FALSE | 34.06 |  | 2020-07-07 | 2020-07-29 |  |  | 2020-07-10 | 2020-08-28 | 1507 | 5450 | Up-front Payment
PGE-016040 | Low Income Single Family Residential | Domestic Hot Water | Gas | Pacific Gas and Electric | Incentive:Paid | 5397 | 36.9 |  | 1 | 160 |  | 160 |  | 2020-07-10 15:10 | 2020-08-12 | TITANIUM POWER INC | Retrofit | Bakersfield | Bakersfield | 93306 | Host Customer is System Owner | 4 |  | 30004297 | Butler Sun Solutions, Inc. | Titanium Power | Power Pack 2 GT | Indirect Forced Circulation (IF) | 45.42 |  | ARIS2004 | Glycol | Advanced Controller with a Vacation or Holiday Mode | Solar Storage with Tankless Auxiliary Water Heater | 52 | 1 | 1 | 55 | Z13 | [18 empty] | Bakersfield | FALSE | 34.06 |  | 2011-06-01: 2020-07-07; 2011-08-03: 2020-07-10; 2011-09-20: 2020-08-12 | 1522 | 5450 | Up-front Payment
PGE-016041 | Commercial/Multifamily Residential | Domestic Hot Water | Gas | Pacific Gas and Electric | Incentive:Paid | 61707 | 17.16 |  | 2 | 3596 |  | 3596 |  | 2020-07-28 20:21 | 2020-08-25 | CALIFORNIA SOLAR INTEGRATORS INC | New Construction | Mountain View | Santa Clara | 94040 | Host Customer is System Owner | [7 empty] | 819 | 40.95 |  | Glycol | Steam Back | Solar Storage and Auxiliary Tanks are separate |  | 1 | 1 | 6105 | Z04 | 165 | Units | Apartments/Condos | TRB-40 | 20 | 1 | 1497 | 3 | 44 | 1 | 19996000 | TRUE | 120 | 140 |  | SunEarth - SETRA503 TTR U + Series 200 |  | SunEarth - SETRA503 TTR U + Series 200 | City of Mountain View | FALSE | 35.9 |  | 2020-07-07 | 2023-02-09 | 2020-07-28 | 2020-08-25 | 2023-02-02 | 2023-09-05 | 411 | 129112 | Up-front Payment
PGE-016042 | Low Income Single Family Residential | Domestic Hot Water | Gas | Pacific Gas and Electric | Incentive:Paid | 5314 | 36.9 |  | 1 | 160 |  | 144 |  | 2020-07-10 15:08 | 2020-10-29 | TITANIUM POWER INC | Retrofit | Bakersfield | Bakersfield | 93307 | Host Customer is System Owner | 4 |  | 30004297 | Butler Sun Solutions, Inc. | Titanium Power | Power Pack 2 GT | Indirect Forced Circulation (IF) | 45.42 |  | ARIS2004 | Glycol | Advanced Controller with a Vacation or Holiday Mode | Solar Storage with Tankless Auxiliary Water Heater | 52 | 1 | 0.9 | 55 | Z13 | [18 empty] | Bakersfield | FALSE | 34.06 |  | 2020-07-07 | 2020-08-12 |  |  | 2020-07-10 | 2020-10-29 | 1452 | 5450 | Up-front Payment
PGE-016044 | Low Income Single Family Residential | Domestic Hot Water | Gas | Pacific Gas and Electric | Incentive:Paid | 5397 | 36.9 |  | 1 | 160 |  | 160 |  | 2020-07-10 15:06 | 2020-08-28 | TITANIUM POWER INC | Retrofit | Bakersfield | Bakersfield | 93307 | Host Customer is System Owner | 4 |  | 30004297 | Butler Sun Solutions, Inc. | Titanium Power | Power Pack 2 GT | Indirect Forced Circulation (IF) | 45.42 |  | ARIS2004 | Glycol | Advanced Controller with a Vacation or Holiday Mode | Solar Storage with Tankless Auxiliary Water Heater | 52 | 1 | 1 | 55 | Z13 | [18 empty] | Bakersfield | FALSE | 34.06 |  | 2020-07-07 | 2020-07-29 |  |  | 2020-07-10 | 2020-08-28 | 1506 | 5450 | Up-front Payment
PGE-016045 | Single Family Residential - Disadvantaged Community | Domestic Hot Water | Gas | Pacific Gas and Electric | Incentive:Paid | 4366 | 29.85 |  | 1 | 160 |  | 152 |  | 2020-07-10 15:05 | 2020-08-28 | TITANIUM POWER INC | Retrofit | Bakersfield | Bakersfield | 93306 | Host Customer is System Owner | 4 |  | 30004297 | Butler Sun Solutions, Inc. | Titanium Power | Power Pack 2 GT | Indirect Forced Circulation (IF) | 45.42 |  | ARIS2004 | Glycol | Advanced Controller with a Vacation or Holiday Mode | Solar Storage with Tankless Auxiliary Water Heater | 52 | 1 | 0.95 | 55 | Z13 | [18 empty] | Bakersfield | FALSE | 34.06 |  | 2020-07-07 | 2020-07-29 |  |  | 2020-07-10 | 2020-08-28 | 1506 | 5450 | Up-front Payment
PGE-016046 | Single Family Residential - Disadvantaged Community | Domestic Hot Water | Gas | Pacific Gas and Electric | Incentive:Paid | 4366 | 29.85 |  | 1 | 160 |  | 160 |  | 2020-07-10 15:05 | 2020-08-28 | TITANIUM POWER INC | Retrofit | Bakersfield | Bakersfield | 93307 | Host Customer is System Owner | 6 |  | 30004297 | Butler Sun Solutions, Inc. | Titanium Power | Power Pack 2 GT | Indirect Forced Circulation (IF) | 45.42 |  | ARIS2004 | Glycol | Advanced Controller with a Vacation or Holiday Mode | Solar Storage with Tankless Auxiliary Water Heater | 52 | 1 | 1 | 75 | Z13 | [18 empty] | Bakersfield | FALSE | 34.06 |  | 2020-07-07 | 2020-07-30 |  |  | 2020-07-10 | 2020-08-28 | 1506 | 5450 | Up-front Payment
PGE-016047 | Single Family Residential | Domestic Hot Water | Gas | Pacific Gas and Electric | Incentive:Paid | 4298 | 29.85 |  | 1 | 160 |  | 144 |  | 2020-07-10 15:04 | 2020-09-15 | TITANIUM POWER INC | Retrofit | Bakersfield | Bakersfield | 93306 | Host Customer is System Owner | 5 |  | 30004297 | Butler Sun Solutions, Inc. | Titanium Power | Power Pack 2 GT | Indirect Forced Circulation (IF) | 45.42 |  | ARIS2004 | Glycol | Advanced Controller with a Vacation or Holiday Mode | Solar Storage with Tankless Auxiliary Water Heater | 52 | 1 | 0.9 | 65 | Z13 | [18 empty] | Bakersfield | FALSE | 34.06 |  | 2020-07-07 | 2020-07-30 |  |  | 2020-07-10 | 2020-09-15 | 1488 | 5450 | Up-front Payment
PGE-016048 | Single Family Residential - Disadvantaged Community | Domestic Hot Water | Gas | Pacific Gas and Electric | Incentive:Paid | 4366 | 29.85 |  | 1 | 160 |  | 160 |  | 2020-07-10 14:53 | 2020-10-28 | TITANIUM POWER INC | Retrofit | Bakersfield | Bakersfield | 93304 | Host Customer is System Owner | 7 |  | 30004297 | Butler Sun Solutions, Inc. | Titanium Power | Power Pack 2 GT | Indirect Forced Circulation (IF) | 45.42 |  | ARIS2004 | Glycol | Advanced Controller with a Vacation or Holiday Mode | Solar Storage with Tankless Auxiliary Water Heater | 52 | 1 | 1 | 85 | Z13 | [18 empty] | Bakersfield | FALSE | 34.06 |  | 2020-07-07 | 2020-07-30 |  |  | 2020-07-10 | 2020-10-28 | 1452 | 5450 | Up-front Payment
PGE-016049 | Low Income Single Family Residential | Domestic Hot Water | Gas | Pacific Gas and Electric | Incentive:Paid | 5397 | 36.9 |  | 1 | 148 |  | 148 |  | 2020-07-07 16:25 | 2020-10-29 | DUNROSS CONSTRUCTION | Retrofit | Bakersfield | Kern | 93309 | Host Customer is System Owner | 4 |  | 30004247 | Heliodyne, Inc. | HELIOPAS | HPAS 1 410 G 80 AC D Z | Indirect Forced Circulation (IF) | 40.26 |  | 410 001 | Glycol | Steam Back | Solar Storage and Auxiliary Tanks are separate | 80 | 1 | 1 | 55 | Z13 | [18 empty] | City of Bakersfield | FALSE | 36.47 |  | 2020-07-07 | 2020-07-30 |  |  | 2020-07-07 | 2020-10-29 | 1451 | 5397 | Up-front Payment
PGE-016050 | Low Income Multifamily Residential | Domestic Hot Water | Gas | Pacific Gas and Electric | Incentive:Paid | 130722 | 24.89 |  | 1 | 5252 |  | 5252 |  | 2020-07-24 17:24 | 2020-08-07 | CALIFORNIA SOLAR INTEGRATORS INC | New Construction | San Francisco | San Francisco | 94111 | Host Customer is System Owner | [7 empty] | 1392.3 | 40.95 |  | Glycol | Steam Back | Solar Storage and Auxiliary Tanks are separate |  | 1 | 1 | 4625 | Z03 | 125 | Units | Apartments/Condos | TRB-40 | 34 | 1 | 2495 | 5 | 500 | 1 | 2000000 | TRUE | 120 | 140 |  | SunEarth - SETRA503 TTR U + Series 200 |  | SunEarth - SETRA503 TTR U + Series 200 | Port of San Francisco | FALSE | 54.41 |  | 2020-07-07 | 2021-09-16 | 2020-07-24 | 2020-08-07 | 2021-09-15 | 2021-09-28 | 1115 | 285739 | Up-front Payment
PGE-016051 | Low Income Multifamily Residential | Domestic Hot Water | Gas | Pacific Gas and Electric | Incentive:Paid | 67029 | 24.89 |  | 1 | 2693 |  | 2693 |  | 2020-07-24 17:26 | 2020-09-21 | CALIFORNIA SOLAR INTEGRATORS INC | New Construction | San Francisco | San Francisco | 94111 | Host Customer is System Owner | [7 empty] | 737.1 | 40.95 |  | Glycol | Steam Back | Solar Storage and Auxiliary Tanks are separate |  | 1 | 1 | 2014 | Z03 | 53 | Units | Apartments/Condos | TRB-40 | 18 | 1 | 1386 | 3 | 500 | 1 | 2000000 | TRUE | 120 | 140 |  | SunEarth - SETRA503 TTR U + Series 200 |  | SunEarth - SETRA503 TTR U + Series 200 | City of San Francisco | FALSE | 67.21 |  | 2020-07-07 | 2020-08-07 | 2020-07-24 | 2020-09-21 | 2021-07-13 | 2021-07-23 | 1185 | 181000 | Up-front Payment
PGE-016052 | Single Family Residential | Domestic Hot Water | Gas | Pacific Gas and Electric | Incentive:Paid | 4366 | 29.85 |  | 1 | 160 |  | 160 |  | 2020-07-10 15:15 | 2020-09-08 | TITANIUM POWER INC | Retrofit | Bakersfield | Bakersfield | 93306 | Host Customer is System Owner | 5 |  | 30004297 | Butler Sun Solutions, Inc. | Titanium Power | Power Pack 2 GT | Indirect Forced Circulation (IF) | 45.42 |  | ARIS2004 | Glycol | Advanced Controller with a Vacation or Holiday Mode | Solar Storage with Tankless Auxiliary Water Heater | 52 | 1 | 1 | 65 | Z13 | [18 empty] | Bakersfield | FALSE | 34.06 |  | 2020-07-08 | 2020-07-30 |  |  | 2020-07-10 | 2020-09-08 | 1499 | 5450 | Up-front Payment
PGE-016053 | Low Income Single Family Residential | Domestic Hot Water | Gas | Pacific Gas and Electric | Incentive:Paid | 5397 | 36.9 |  | 1 | 160 |  | 160 |  | 2020-07-10 15:14 | 2020-08-13 | TITANIUM POWER INC | Retrofit | Bakersfield | Bakersfield | 93307 | Host Customer is System Owner | 7 |  | 30004297 | Butler Sun Solutions, Inc. | Titanium Power | Power Pack 2 GT | Indirect Forced Circulation (IF) | 45.42 |  | ARIS2004 | Glycol | Advanced Controller with a Vacation or Holiday Mode | Solar Storage with Tankless Auxiliary Water Heater | 52 | 1 | 1 | 85 | Z13 | [18 empty] | Bakersfield | FALSE | 34.06 |  | 2011-06-01: 2020-07-08; 2011-08-03: 2020-07-10; 2011-09-20: 2020-08-13 | 1518 | 5450 | Up-front Payment
PGE-016054 | Single Family Residential - Disadvantaged Community | Domestic Hot Water | Gas | Pacific Gas and Electric | Incentive:Paid | 4366 | 29.85 |  | 1 | 160 |  | 160 |  | 2020-07-10 15:14 | 2020-08-10 | TITANIUM POWER INC | Retrofit | Bakersfield | Bakersfield | 93307 | Host Customer is System Owner | 6 |  | 30004297 | Butler Sun Solutions, Inc. | Titanium Power | Power Pack 2 GT | Indirect Forced Circulation (IF) | 45.42 |  | ARIS2004 | Glycol | Advanced Controller with a Vacation or Holiday Mode | Solar Storage with Tankless Auxiliary Water Heater | 52 | 1 | 1 | 75 | Z13 | [18 empty] | Bakersfield | FALSE | 34.06 |  | 2020-07-08 | 2020-07-30 |  |  | 2020-07-10 | 2020-08-10 | 1518 | 5450 | Up-front Payment
PGE-016056 | Low Income Single Family Residential | Domestic Hot Water | Gas | Pacific Gas and Electric | Incentive:Paid | 5397 | 36.9 |  | 1 | 164 |  | 148 |  | 2020-07-10 15:19 | 2020-08-13 | TITANIUM POWER INC | Retrofit | Bakersfield | Bakersfield | 93307 | Host Customer is System Owner | 5 |  | 30004298 | Butler Sun Solutions, Inc. | Titanium Power | Power Pack 2 GT Butler | Indirect Forced Circulation (IF) | 43.72 |  | BT1 | Glycol | Advanced Controller with a Vacation or Holiday Mode | Solar Storage with Tankless Auxiliary Water Heater | 52 | 1 | 0.9 | 65 | Z13 | [18 empty] | Bakersfield | FALSE | 33.23 |  | 2011-06-01: 2020-07-08; 2011-08-03: 2020-07-10; 2011-09-20: 2020-08-13 | 1518 | 5450 | Up-front Payment
PGE-016057 | Low Income Single Family Residential | Domestic Hot Water | Gas | Pacific Gas and Electric | Incentive:Paid | 5397 | 36.9 |  | 1 | 164 |  | 164 |  | 2020-07-10 15:20 | 2020-08-13 | TITANIUM POWER INC | Retrofit | Bakersfield | Bakersfield | 93306 | Host Customer is System Owner | 4 |  | 30004298 | Butler Sun Solutions, Inc. | Titanium Power | Power Pack 2 GT Butler | Indirect Forced Circulation (IF) | 43.72 |  | BT1 | Glycol | Advanced Controller with a Vacation or Holiday Mode | Solar Storage with Tankless Auxiliary Water Heater | 52 | 1 | 1 | 55 | Z13 | [18 empty] | Bakersfield | FALSE | 33.23 |  | 2011-06-01: 2020-07-08; 2011-08-03: 2020-07-10; 2011-09-20: 2020-08-13 | 1518 | 5450 | Up-front Payment
PGE-016058 | Single Family Residential - Disadvantaged Community | Domestic Hot Water | Gas | Pacific Gas and Electric | Incentive:Paid | 4366 | 29.85 |  | 1 | 164 |  | 164 |  | 2020-07-10 15:18 | 2020-08-10 | TITANIUM POWER INC | Retrofit | Bakersfield | Bakersfield | 93306 | Host Customer is System Owner | 4 |  | 30004298 | Butler Sun Solutions, Inc. | Titanium Power | Power Pack 2 GT Butler | Indirect Forced Circulation (IF) | 43.72 |  | BT1 | Glycol | Advanced Controller with a Vacation or Holiday Mode | Solar Storage with Tankless Auxiliary Water Heater | 52 | 1 | 1 | 55 | Z13 | [18 empty] | Bakersfield | FALSE | 33.23 |  | 2020-07-08 | 2020-07-30 |  |  | 2020-07-10 | 2020-08-10 | 1518 | 5450 | Up-front Payment
PGE-016059 | Low Income Single Family Residential | Domestic Hot Water | Gas | Pacific Gas and Electric | Incentive:Paid | 5397 | 36.9 |  | 1 | 160 |  | 160 |  | 2020-07-10 15:18 | 2020-09-15 | TITANIUM POWER INC | Retrofit | Bakersfield | Bakersfield | 93306 | Host Customer is System Owner | 5 |  | 30004297 | Butler Sun Solutions, Inc. | Titanium Power | Power Pack 2 GT | Indirect Forced Circulation (IF) | 45.42 |  | ARIS2004 | Glycol | Advanced Controller with a Vacation or Holiday Mode | Solar Storage with Tankless Auxiliary Water Heater | 52 | 1 | 1 | 65 | Z13 | [18 empty] | Bakersfield | FALSE | 34.06 |  | 2020-07-08 | 2020-07-30 |  |  | 2020-07-10 | 2020-09-15 | 1488 | 5450 | Up-front Payment
PGE-016060 | Low Income Single Family Residential | Domestic Hot Water | Gas | Pacific Gas and Electric | Incentive:Paid | 5397 | 36.9 |  | 1 | 160 |  | 152 |  | 2020-07-10 15:17 | 2020-08-13 | TITANIUM POWER INC | Retrofit | Bakersfield | Bakersfield | 93306 | Host Customer is System Owner | 5 |  | 30004297 | Butler Sun Solutions, Inc. | Titanium Power | Power Pack 2 GT | Indirect Forced Circulation (IF) | 45.42 |  | ARIS2004 | Glycol | Advanced Controller with a Vacation or Holiday Mode | Solar Storage with Tankless Auxiliary Water Heater | 52 | 1 | 0.95 | 65 | Z13 | [18 empty] | Bakersfield | FALSE | 34.06 |  | 2011-06-01: 2020-07-08; 2011-08-03: 2020-07-10; 2011-09-20: 2020-08-13 | 1518 | 5450 | Up-front Payment
PGE-016061 | Low Income Single Family Residential | Domestic Hot Water | Gas | Pacific Gas and Electric | Incentive:Paid | 5397 | 36.9 |  | 1 | 160 |  | 160 |  | 2020-07-10 15:16 | 2020-09-08 | TITANIUM POWER INC | Retrofit | Bakersfield | Bakersfield | 93306 | Host Customer is System Owner | 4 |  | 30004297 | Butler Sun Solutions, Inc. | Titanium Power | Power Pack 2 GT | Indirect Forced Circulation (IF) | 45.42 |  | ARIS2004 | Glycol | Advanced Controller with a Vacation or Holiday Mode | Solar Storage with Tankless Auxiliary Water Heater | 52 | 1 | 1 | 55 | Z13 | [18 empty] | Bakersfield | FALSE | 34.06 |  | 2020-07-08 | 2020-07-30 |  |  | 2020-07-10 | 2020-09-08 | 1499 | 5450 | Up-front Payment
PGE-016062 | Single Family Residential - Disadvantaged Community | Domestic Hot Water | Gas | Pacific Gas and Electric | Incentive:Paid | 4366 | 29.85 |  | 1 | 160 |  | 160 |  | 2020-07-10 15:21 | 2020-08-28 | TITANIUM POWER INC | Retrofit | Bakersfield | Bakersfield | 93307 | Host Customer is System Owner | 5 |  | 30004297 | Butler Sun Solutions, Inc. | Titanium Power | Power Pack 2 GT | Indirect Forced Circulation (IF) | 45.42 |  | ARIS2004 | Glycol | Advanced Controller with a Vacation or Holiday Mode | Solar Storage with Tankless Auxiliary Water Heater | 52 | 1 | 1 | 65 | Z13 | [18 empty] | Bakersfield | FALSE | 34.06 |  | 2020-07-08 | 2020-07-30 |  |  | 2020-07-10 | 2020-08-28 | 1507 | 5450 | Up-front Payment
PGE-016063 | Single Family Residential | Domestic Hot Water | Gas | Pacific Gas and Electric | Incentive:Paid | 4298 | 29.85 |  | 1 | 160 |  | 144 |  | 2020-07-10 15:04 | 2020-08-10 | TITANIUM POWER INC | Retrofit | Bakersfield | Bakersfield | 93307 | Host Customer is System Owner | 5 |  | 30004297 | Butler Sun Solutions, Inc. | Titanium Power | Power Pack 2 GT | Indirect Forced Circulation (IF) | 45.42 |  | ARIS2004 | Glycol | Advanced Controller with a Vacation or Holiday Mode | Solar Storage with Tankless Auxiliary Water Heater | 52 | 1 | 0.9 | 65 | Z13 | [18 empty] | Bakersfield | FALSE | 33.56 |  | 2020-07-08 | 2020-07-30 |  |  | 2020-07-10 | 2020-08-10 | 1518 | 5370 | Up-front Payment
PGE-016065 | Low Income Multifamily Residential | Domestic Hot Water | Gas | Pacific Gas and Electric | Incentive:Paid | 117829 | 24.89 |  | 1 | 4734 |  | 4734 |  | 2020-07-16 17:00 | 2020-08-20 | CALIFORNIA SOLAR INTEGRATORS INC | New Construction | San Francisco | San Francisco | 94103 | Host Customer is System Owner | [7 empty] | 1105.65 | 40.95 |  | Glycol | Steam Back | Solar Storage and Auxiliary Tanks are separate |  | 1 | 1 | 10570 | Z03 | 302 | Units | Apartments/Condos | TRB-40 | 27 | 1 | 1950 | 1 | 453 | 1 | 2400000 | TRUE | 120 | 140 |  | SunEarth - SETRA503 TTR U + Series 200 |  | SunEarth - SETRA503 TTR U + Series 200 | City of San Francisco | FALSE | 44.69 |  | 2020-07-08 | 2020-08-17 | 2020-07-16 | 2020-08-20 | 2022-03-24 | 2022-03-29 | 934 | 211566 | Up-front Payment
PGE-016067 | Low Income Single Family Residential | Domestic Hot Water | Gas | Pacific Gas and Electric | Incentive:Paid | 5397 | 36.9 |  | 1 | 160 |  | 152 |  | 2020-07-10 15:36 | 2020-09-10 | TITANIUM POWER INC | Retrofit | Bakersfield | Bakersfield | 93307 | Host Customer is System Owner | 6 |  | 30004297 | Butler Sun Solutions, Inc. | Titanium Power | Power Pack 2 GT | Indirect Forced Circulation (IF) | 45.42 |  | ARIS2004 | Glycol | Advanced Controller with a Vacation or Holiday Mode | Solar Storage with Tankless Auxiliary Water Heater | 52 | 1 | 0.95 | 75 | Z13 | [18 empty] | Bakersfield | FALSE | 34.19 |  | 2020-07-09 | 2020-07-30 |  |  | 2020-07-10 | 2020-09-10 | 1499 | 5470 | Up-front Payment
PGE-016068 | Low Income Single Family Residential | Domestic Hot Water | Gas | Pacific Gas and Electric | Incentive:Paid | 5397 | 36.9 |  | 1 | 164 |  | 156 |  | 2020-07-10 15:33 | 2020-08-14 | TITANIUM POWER INC | Retrofit | Bakersfield | Bakersfield | 93307 | Host Customer is System Owner | 6 |  | 30004298 | Butler Sun Solutions, Inc. | Titanium Power | Power Pack 2 GT Butler | Indirect Forced Circulation (IF) | 43.72 |  | BT1 | Glycol | Advanced Controller with a Vacation or Holiday Mode | Solar Storage with Tankless Auxiliary Water Heater | 52 | 1 | 0.95 | 75 | Z13 | [18 empty] | Bakersfield | FALSE | 33.35 |  | 2011-06-01: 2020-07-09; 2011-08-03: 2020-07-10; 2011-09-20: 2020-08-14 | 1518 | 5470 | Up-front Payment
PGE-016069 | Single Family Residential - Disadvantaged Community | Domestic Hot Water | Gas | Pacific Gas and Electric | Incentive:Paid | 4366 | 29.85 |  | 1 | 164 |  | 156 |  | 2020-07-10 16:02 | 2020-08-07 | TITANIUM POWER INC | Retrofit | Bakersfield | Bakersfield | 93304 | Host Customer is System Owner | 5 |  | 30004298 | Butler Sun Solutions, Inc. | Titanium Power | Power Pack 2 GT Butler | Indirect Forced Circulation (IF) | 43.72 |  | BT1 | Glycol | Advanced Controller with a Vacation or Holiday Mode | Solar Storage with Tankless Auxiliary Water Heater | 52 | 1 | 0.95 | 65 | Z13 | [18 empty] | Bakersfield | FALSE | 33.35 |  | 2020-07-09 | 2020-07-30 |  |  | 2020-07-10 | 2020-08-07 | 1522 | 5470 | Up-front Payment
PGE-016070 | Low Income Single Family Residential | Domestic Hot Water | Gas | Pacific Gas and Electric | Incentive:Paid | 5397 | 36.9 |  | 1 | 164 |  | 164 |  | 2020-07-10 15:30 | 2020-09-26 | TITANIUM POWER INC | Retrofit | Bakersfield | Bakersfield | 93304 | Host Customer is System Owner | 5 |  | 30004298 | Butler Sun Solutions, Inc. | Titanium Power | Power Pack 2 GT Butler | Indirect Forced Circulation (IF) | 43.72 |  | BT1 | Glycol | Advanced Controller with a Vacation or Holiday Mode | Solar Storage with Tankless Auxiliary Water Heater | 52 | 1 | 1 | 65 | Z13 | [18 empty] | Bakersfield | FALSE | 33.35 |  | 2020-07-09 | 2020-07-30 |  |  | 2020-07-10 | 2020-09-26 | 1474 | 5470 | Up-front Payment
PGE-016071 | Single Family Residential | Domestic Hot Water | Gas | Pacific Gas and Electric | Incentive:Paid | 4366 | 29.85 |  | 1 | 164 |  | 156 |  | 2020-07-10 15:59 | 2020-09-03 | TITANIUM POWER INC | Retrofit | Bakersfield | Bakersfield | 93307 | Host Customer is System Owner | 4 |  | 30004298 | Butler Sun Solutions, Inc. | Titanium Power | Power Pack 2 GT Butler | Indirect Forced Circulation (IF) | 43.72 |  | BT1 | Glycol | Advanced Controller with a Vacation or Holiday Mode | Solar Storage with Tankless Auxiliary Water Heater | 52 | 1 | 0.95 | 55 | Z13 | [18 empty] | Bakersfield | FALSE | 33.35 |  | 2020-07-09 | 2020-08-03 |  |  | 2020-07-10 | 2020-09-03 | 1502 | 5470 | Up-front Payment
PGE-016072 | Single Family Residential - Disadvantaged Community | Domestic Hot Water | Gas | Pacific Gas and Electric | Incentive:Paid | 4366 | 29.85 |  | 1 | 164 |  | 156 |  | 2020-07-10 15:57 | 2020-08-18 | TITANIUM POWER INC | Retrofit | Bakersfield | Bakersfield | 93307 | Host Customer is System Owner | 8 |  | 30004298 | Butler Sun Solutions, Inc. | Titanium Power | Power Pack 2 GT Butler | Indirect Forced Circulation (IF) | 43.72 |  | BT1 | Glycol | Advanced Controller with a Vacation or Holiday Mode | Solar Storage with Tankless Auxiliary Water Heater | 52 | 1 | 0.95 | 95 | Z13 | [18 empty] | Bakersfield | FALSE | 33.35 |  | 2020-07-09 | 2020-07-31 |  |  | 2020-07-10 | 2020-08-18 | 1518 | 5470 | Up-front Payment
PGE-016073 | Low Income Single Family Residential | Domestic Hot Water | Gas | Pacific Gas and Electric | Incentive:Paid | 5397 | 36.9 |  | 1 | 164 |  | 164 |  | 2020-07-10 15:27 | 2020-10-02 | TITANIUM POWER INC | Retrofit | Bakersfield | Bakersfield | 93307 | Host Customer is System Owner | 7 |  | 30004298 | Butler Sun Solutions, Inc. | Titanium Power | Power Pack 2 GT Butler | Indirect Forced Circulation (IF) | 43.72 |  | BT1 | Glycol | Advanced Controller with a Vacation or Holiday Mode | Solar Storage with Tankless Auxiliary Water Heater | 52 | 1 | 1 | 85 | Z13 | [18 empty] | Bakersfield | FALSE | 33.35 |  | 2011-06-01: 2020-07-09; 2011-08-03: 2020-07-10; 2011-09-20: 2020-10-02 | 1474 | 5470 | Up-front Payment
PGE-016074 | Single Family Residential - Disadvantaged Community | Domestic Hot Water | Gas | Pacific Gas and Electric | Incentive:Paid | 4366 | 29.85 |  | 1 | 160 |  | 160 |  | 2020-07-10 15:24 | 2020-09-08 | TITANIUM POWER INC | Retrofit | Bakersfield | Bakersfield | 93307 | Host Customer is System Owner | 7 |  | 30004297 | Butler Sun Solutions, Inc. | Titanium Power | Power Pack 2 GT | Indirect Forced Circulation (IF) | 45.42 |  | ARIS2004 | Glycol | Advanced Controller with a Vacation or Holiday Mode | Solar Storage with Tankless Auxiliary Water Heater | 52 | 1 | 1 | 85 | Z13 | [18 empty] | Bakersfield | FALSE | 34.19 |  | 2020-07-09 | 2020-07-31 |  |  | 2020-07-10 | 2020-09-08 | 1499 | 5470 | Up-front Payment
PGE-016075 | Single Family Residential - Disadvantaged Community | Domestic Hot Water | Gas | Pacific Gas and Electric | Incentive:Paid | 4366 | 29.85 |  | 1 | 160 |  | 160 |  | 2020-07-10 15:22 | 2020-08-18 | TITANIUM POWER INC | Retrofit | Bakersfield | Bakersfield | 93307 | Host Customer is System Owner | 7 |  | 30004297 | Butler Sun Solutions, Inc. | Titanium Power | Power Pack 2 GT | Indirect Forced Circulation (IF) | 45.42 |  | ARIS2004 | Glycol | Advanced Controller with a Vacation or Holiday Mode | Solar Storage with Tankless Auxiliary Water Heater | 52 | 1 | 1 | 85 | Z13 | [18 empty] | Bakersfield | FALSE | 34.19 |  | 2020-07-09 | 2020-07-31 |  |  | 2020-07-10 | 2020-08-18 | 1518 | 5470 | Up-front Payment
PGE-016076 | Low Income Single Family Residential | Domestic Hot Water | Gas | Pacific Gas and Electric | Incentive:Paid | 5397 | 36.9 |  | 1 | 160 |  | 160 |  | 2020-07-10 15:15 | 2020-08-13 | TITANIUM POWER INC | Retrofit | Bakersfield | Bakersfield | 93307 | Host Customer is System Owner | 6 |  | 30004297 | Butler Sun Solutions, Inc. | Titanium Power | Power Pack 2 GT | Indirect Forced Circulation (IF) | 45.42 |  | ARIS2004 | Glycol | Advanced Controller with a Vacation or Holiday Mode | Solar Storage with Tankless Auxiliary Water Heater | 52 | 1 | 1 | 75 | Z13 | [18 empty] | Bakersfield | FALSE | 34.19 |  | 2011-06-01: 2020-07-09; 2011-08-03: 2020-07-10; 2011-09-20: 2020-08-13 | 1518 | 5470 | Up-front Payment
PGE-016077 | Low Income Single Family Residential | Domestic Hot Water | Gas | Pacific Gas and Electric | Incentive:Paid | 5397 | 36.9 |  | 1 | 164 |  | 164 |  | 2020-07-10 15:18 | 2020-08-17 | TITANIUM POWER INC | Retrofit | Bakersfield | Bakersfield | 93307 | Host Customer is System Owner | 7 |  | 30004298 | Butler Sun Solutions, Inc. | Titanium Power | Power Pack 2 GT Butler | Indirect Forced Circulation (IF) | 43.72 |  | BT1 | Glycol | Advanced Controller with a Vacation or Holiday Mode | Solar Storage with Tankless Auxiliary Water Heater | 52 | 1 | 1 | 85 | Z13 | [18 empty] | Bakersfield | FALSE | 33.35 |  | 2011-06-01: 2020-07-09; 2011-08-03: 2020-07-10; 2011-09-20: 2020-08-17 | 1518 | 5470 | Up-front Payment
PGE-016078 | Low Income Multifamily Residential | Domestic Hot Water | Gas | Pacific Gas and Electric | Incentive:Paid | 96324 | 24.89 |  | 1 | 3870 |  | 3870 |  | 2020-07-16 16:45 | 2020-08-27 | CALIFORNIA SOLAR INTEGRATORS INC | New Construction | Fremont | Alameda | 94539 | Host Customer is System Owner | [7 empty] | 1105.65 | 40.95 |  | Glycol | Steam Back | Solar Storage and Auxiliary Tanks are separate |  | 1 | 1 | 2698 | Z03 | 71 | Units | Apartments/Condos | TRB-40 | 27 | 1 | 2080 | 1 | 200 | 1 | 800000 | TRUE | 120 | 140 |  | SunEarth - SETRA503 TTR U + Series 200 |  | SunEarth - SETRA503 TTR U + Series 200 | City of Fremont | FALSE | 44.01 |  | 2020-07-09 | 2020-08-17 | 2020-07-16 | 2020-08-27 | 2021-09-09 | 2021-09-15 | 1129 | 170335 | Up-front Payment
PGE-016079 | Low Income Multifamily Residential | Domestic Hot Water | Gas | Pacific Gas and Electric | Incentive:Paid | 66929 | 24.89 |  | 1 | 2689 |  | 2689 |  | 2020-07-27 11:19 | 2020-09-16 | CALIFORNIA SOLAR INTEGRATORS INC | New Construction | Sacramento | Sacramento | 95815 | Host Customer is System Owner | [7 empty] | 655.2 | 40.95 |  | Glycol | Steam Back | Solar and Auxiliary Storage are the same Tank |  | 1 | 1 | 2014 | Z12 | 53 | Units | Apartments/Condos | TRB-40 | 16 | 1 | 1100 | 1 | 33 | 1 | 800000 | TRUE | 120 | 140 |  | SunEarth - SETRA503 TTR U + Series 200 |  | SunEarth - SETRA503 TTR U + Series 200 | Sacramento | FALSE | 45.93 |  | 2020-07-09 | 2020-08-21 | 2020-07-27 | 2020-09-16 | 2023-03-21 | 2023-05-12 | 524 | 123495 | Up-front Payment
PGE-016080 | Single Family Residential - Disadvantaged Community | Domestic Hot Water | Gas | Pacific Gas and Electric | Incentive:Paid | 4366 | 29.85 |  | 1 | 164 |  | 164 |  | 2020-07-10 15:11 | 2020-08-11 | TITANIUM POWER INC | Retrofit | Bakersfield | Bakersfield | 93307 | Host Customer is System Owner | 7 |  | 30004298 | Butler Sun Solutions, Inc. | Titanium Power | Power Pack 2 GT Butler | Indirect Forced Circulation (IF) | 43.72 |  | BT1 | Glycol | Advanced Controller with a Vacation or Holiday Mode | Solar Storage with Tankless Auxiliary Water Heater | 52 | 1 | 1 | 85 | Z13 | [18 empty] | Bakersfield | FALSE | 33.35 |  | 2020-07-09 | 2020-07-31 |  |  | 2020-07-10 | 2020-08-11 | 1518 | 5470 | Up-front Payment
PGE-016081 | Low Income Multifamily Residential | Domestic Hot Water | Gas | Pacific Gas and Electric | Incentive:Paid | 82411 | 24.89 |  | 1 | 3311 |  | 3311 |  | 2020-07-16 16:46 | 2020-08-27 | CALIFORNIA SOLAR INTEGRATORS INC | New Construction | Fremont | Alameda | 94539 | Host Customer is System Owner | [7 empty] | 941.85 | 40.95 |  | Glycol | Steam Back | Solar Storage and Auxiliary Tanks are separate |  | 1 | 1 | 2318 | Z03 | 61 | Units | Apartments/Condos | TRB-40 | 23 | 1 | 1650 | 1 | 200 | 1 | 800000 | TRUE | 120 | 140 |  | SunEarth - SETRA503 TTR U + Series 200 |  | SunEarth - SETRA503 TTR U + Series 200 | City of Fremont | FALSE | 40.45 |  | 2020-07-09 | 2020-08-20 | 2020-07-16 | 2020-08-27 | 2021-09-09 | 2021-10-12 | 1102 | 133929 | Up-front Payment
PGE-016082 | Single Family Residential - Disadvantaged Community | Domestic Hot Water | Gas | Pacific Gas and Electric | Incentive:Paid | 4366 | 29.85 |  | 1 | 164 |  | 164 |  | 2020-07-10 15:09 | 2020-08-11 | TITANIUM POWER INC | Retrofit | Bakersfield | Bakersfield | 93304 | Host Customer is System Owner | 5 |  | 30004298 | Butler Sun Solutions, Inc. | Titanium Power | Power Pack 2 GT Butler | Indirect Forced Circulation (IF) | 43.72 |  | BT1 | Glycol | Advanced Controller with a Vacation or Holiday Mode | Solar Storage with Tankless Auxiliary Water Heater | 52 | 1 | 1 | 65 | Z13 | [18 empty] | Bakersfield | FALSE | 33.35 |  | 2020-07-09 | 2020-07-31 |  |  | 2020-07-10 | 2020-08-11 | 1517 | 5470 | Up-front Payment
PGE-016083 | Low Income Single Family Residential | Domestic Hot Water | Gas | Pacific Gas and Electric | Incentive:Paid | 5397 | 36.9 |  | 1 | 164 |  | 156 |  | 2020-07-10 14:40 | 2020-08-13 | TITANIUM POWER INC | Retrofit | Bakersfield | Bakersfield | 93309 | Host Customer is System Owner | 5 |  | 30004298 | Butler Sun Solutions, Inc. | Titanium Power | Power Pack 2 GT Butler | Indirect Forced Circulation (IF) | 43.72 |  | BT1 | Glycol | Advanced Controller with a Vacation or Holiday Mode | Solar Storage with Tankless Auxiliary Water Heater | 52 | 1 | 0.95 | 65 | Z13 | [18 empty] | Bakersfield | FALSE | 33.35 |  | 2011-06-01: 2020-07-09; 2011-08-03: 2020-07-10; 2011-09-20: 2020-08-13 | 1517 | 5470 | Up-front Payment
PGE-016084 | Single Family Residential - Disadvantaged Community | Domestic Hot Water | Gas | Pacific Gas and Electric | Incentive:Paid | 4366 | 29.85 |  | 1 | 164 |  | 156 |  | 2020-07-10 14:41 | 2020-09-08 | TITANIUM POWER INC | Retrofit | Bakersfield | Bakersfield | 93309 | Host Customer is System Owner | 5 |  | 30004298 | Butler Sun Solutions, Inc. | Titanium Power | Power Pack 2 GT Butler | Indirect Forced Circulation (IF) | 43.72 |  | BT1 | Glycol | Advanced Controller with a Vacation or Holiday Mode | Solar Storage with Tankless Auxiliary Water Heater | 52 | 1 | 0.95 | 65 | Z13 | [18 empty] | Bakersfield | FALSE | 33.35 |  | 2020-07-09 | 2020-07-31 |  |  | 2020-07-10 | 2020-09-08 | 1499 | 5470 | Up-front Payment
PGE-016085 | Single Family Residential | Domestic Hot Water | Gas | Pacific Gas and Electric | Incentive:Paid | 4366 | 29.85 |  | 1 | 164 |  | 148 |  | 2020-07-10 14:41 | 2020-09-08 | TITANIUM POWER INC | Retrofit | Bakersfield | Bakersfield | 93309 | Host Customer is System Owner | 4 |  | 30004298 | Butler Sun Solutions, Inc. | Titanium Power | Power Pack 2 GT Butler | Indirect Forced Circulation (IF) | 43.72 |  | BT1 | Glycol | Advanced Controller with a Vacation or Holiday Mode | Solar Storage with Tankless Auxiliary Water Heater | 52 | 1 | 0.9 | 55 | Z13 | [18 empty] | Bakersfield | FALSE | 33.35 |  | 2020-07-09 | 2020-07-31 |  |  | 2020-07-10 | 2020-09-08 | 1499 | 5470 | Up-front Payment
PGE-016086 | Low Income Single Family Residential | Domestic Hot Water | Gas | Pacific Gas and Electric | Incentive:Paid | 5397 | 36.9 |  | 1 | 160 |  | 152 |  | 2020-07-10 14:44 | 2020-08-13 | TITANIUM POWER INC | Retrofit | Bakersfield | Bakersfield | 93313 | Host Customer is System Owner | 7 |  | 30004297 | Butler Sun Solutions, Inc. | Titanium Power | Power Pack 2 GT | Indirect Forced Circulation (IF) | 45.42 |  | ARIS2004 | Glycol | Advanced Controller with a Vacation or Holiday Mode | Solar Storage with Tankless Auxiliary Water Heater | 52 | 1 | 0.95 | 85 | Z13 | [18 empty] | Bakersfield | FALSE | 34.19 |  | 2011-06-01: 2020-07-09; 2011-08-03: 2020-07-10; 2011-09-20: 2020-08-13 | 1517 | 5470 | Up-front Payment
PGE-016087 | Single Family Residential | Domestic Hot Water | Gas | Pacific Gas and Electric | Incentive:Paid | 4366 | 29.85 |  | 1 | 164 |  | 164 |  | 2020-07-10 14:44 | 2020-09-08 | TITANIUM POWER INC | Retrofit | Bakersfield | Bakersfield | 93309 | Host Customer is System Owner | 4 |  | 30004298 | Butler Sun Solutions, Inc. | Titanium Power | Power Pack 2 GT Butler | Indirect Forced Circulation (IF) | 43.72 |  | BT1 | Glycol | Advanced Controller with a Vacation or Holiday Mode | Solar Storage with Tankless Auxiliary Water Heater | 52 | 1 | 1 | 55 | Z13 | [18 empty] | Bakersfield | FALSE | 33.35 |  | 2020-07-09 | 2020-07-31 |  |  | 2020-07-10 | 2020-09-08 | 1499 | 5470 | Up-front Payment
PGE-016088 | Low Income Single Family Residential | Domestic Hot Water | Gas | Pacific Gas and Electric | Incentive:Paid | 5397 | 36.9 |  | 1 | 148 |  | 148 |  | 2020-07-09 13:33 | 2020-09-30 | DUNROSS CONSTRUCTION | Retrofit | Bakersfield | Kern | 93307 | Host Customer is System Owner | 4 |  | 30004247 | Heliodyne, Inc. | HELIOPAS | HPAS 1 410 G 80 AC D Z | Indirect Forced Circulation (IF) | 40.26 |  | 410 001 | Glycol | Steam Back | Solar Storage and Auxiliary Tanks are separate | 80 | 1 | 1 | 55 | Z13 | [18 empty] | City of Bakersfield | FALSE | 36.47 |  | 2020-07-09 | 2020-07-30 |  |  | 2020-07-09 | 2020-09-30 | 1474 | 5397 | Up-front Payment
PGE-016089 | Single Family Residential - Disadvantaged Community | Domestic Hot Water | Gas | Pacific Gas and Electric | Incentive:Paid | 4366 | 29.85 |  | 1 | 164 |  | 164 |  | 2020-07-10 14:45 | 2020-09-08 | TITANIUM POWER INC | Retrofit | Bakersfield | Bakersfield | 93307 | Host Customer is System Owner | 10 |  | 30004298 | Butler Sun Solutions, Inc. | Titanium Power | Power Pack 2 GT Butler | Indirect Forced Circulation (IF) | 43.72 |  | BT1 | Glycol | Advanced Controller with a Vacation or Holiday Mode | Solar Storage with Tankless Auxiliary Water Heater | 52 | 1 | 1 | 115 | Z13 | [18 empty] | Bakersfield | FALSE | 33.35 |  | 2020-07-09 | 2020-07-31 |  |  | 2020-07-10 | 2020-09-08 | 1499 | 5470 | Up-front Payment
PGE-016090 | Single Family Residential - Disadvantaged Community | Domestic Hot Water | Gas | Pacific Gas and Electric | Incentive:Paid | 4366 | 29.85 |  | 1 | 164 |  | 164 |  | 2020-07-10 14:46 | 2020-08-11 | TITANIUM POWER INC | Retrofit | Bakersfield | Bakersfield | 93307 | Host Customer is System Owner | 5 |  | 30004298 | Butler Sun Solutions, Inc. | Titanium Power | Power Pack 2 GT Butler | Indirect Forced Circulation (IF) | 43.72 |  | BT1 | Glycol | Advanced Controller with a Vacation or Holiday Mode | Solar Storage with Tankless Auxiliary Water Heater | 52 | 1 | 1 | 65 | Z13 | [18 empty] | Bakersfield | FALSE | 33.35 |  | 2020-07-09 | 2020-07-31 |  |  | 2020-07-10 | 2020-08-11 | 1517 | 5470 | Up-front Payment
PGE-016091 | Low Income Single Family Residential | Domestic Hot Water | Gas | Pacific Gas and Electric | Incentive:Paid | 5397 | 36.9 |  | 1 | 160 |  | 152 |  | 2020-07-10 14:49 | 2020-08-28 | TITANIUM POWER INC | Retrofit | Bakersfield | Bakersfield | 93305 | Host Customer is System Owner | 6 |  | 30004297 | Butler Sun Solutions, Inc. | Titanium Power | Power Pack 2 GT | Indirect Forced Circulation (IF) | 45.42 |  | ARIS2004 | Glycol | Advanced Controller with a Vacation or Holiday Mode | Solar Storage with Tankless Auxiliary Water Heater | 52 | 1 | 0.95 | 75 | Z13 | [18 empty] | Bakersfield | FALSE | 34.19 |  | 2020-07-09 | 2020-07-31 |  |  | 2020-07-10 | 2020-08-28 | 1451 | 5470 | Up-front Payment
PGE-016092 | Single Family Residential | Domestic Hot Water | Gas | Pacific Gas and Electric | Incentive:Paid | 4366 | 29.85 |  | 1 | 160 |  | 160 |  | 2020-07-10 14:50 | 2020-09-10 | TITANIUM POWER INC | Retrofit | Bakersfield | Bakersfield | 93305 | Host Customer is System Owner | 6 |  | 30004297 | Butler Sun Solutions, Inc. | Titanium Power | Power Pack 2 GT | Indirect Forced Circulation (IF) | 45.42 |  | ARIS2004 | Glycol | Advanced Controller with a Vacation or Holiday Mode | Solar Storage with Tankless Auxiliary Water Heater | 52 | 1 | 1 | 75 | Z13 | [18 empty] | Bakersfield | FALSE | 34.19 |  | 2020-07-09 | 2020-07-31 |  |  | 2020-07-10 | 2020-09-10 | 1499 | 5470 | Up-front Payment
PGE-016093 | Single Family Residential - Disadvantaged Community | Domestic Hot Water | Gas | Pacific Gas and Electric | Incentive:Paid | 4366 | 29.85 |  | 1 | 164 |  | 164 |  | 2020-07-14 15:11 | 2020-08-28 | TITANIUM POWER INC | Retrofit | Bakersfield | Bakersfield | 93307 | Host Customer is System Owner | 6 |  | 30004298 | Butler Sun Solutions, Inc. | Titanium Power | Power Pack 2 GT Butler | Indirect Forced Circulation (IF) | 43.72 |  | BT1 | Glycol | Advanced Controller with a Vacation or Holiday Mode | Solar Storage with Tankless Auxiliary Water Heater | 52 | 1 | 1 | 75 | Z13 | [18 empty] | Bakersfield | FALSE | 33.35 |  | 2020-07-09 | 2020-08-03 |  |  | 2020-07-14 | 2020-08-28 | 1502 | 5470 | Up-front Payment
PGE-016094 | Low Income Single Family Residential | Domestic Hot Water | Gas | Pacific Gas and Electric | Incentive:Paid | 5397 | 36.9 |  | 1 | 160 |  | 152 |  | 2020-07-14 15:12 | 2020-08-14 | TITANIUM POWER INC | Retrofit | Bakersfield | Bakersfield | 93307 | Host Customer is System Owner | 7 |  | 30004297 | Butler Sun Solutions, Inc. | Titanium Power | Power Pack 2 GT | Indirect Forced Circulation (IF) | 45.42 |  | ARIS2004 | Glycol | Advanced Controller with a Vacation or Holiday Mode | Solar Storage with Tankless Auxiliary Water Heater | 52 | 1 | 0.95 | 85 | Z13 | [18 empty] | Bakersfield | FALSE | 34.19 |  | 2011-06-01: 2020-07-09; 2011-08-03: 2020-07-14; 2011-09-20: 2020-08-14 | 1517 | 5470 | Up-front Payment
PGE-016095 | Single Family Residential - Disadvantaged Community | Domestic Hot Water | Gas | Pacific Gas and Electric | Incentive:Paid | 4366 | 29.85 |  | 1 | 160 |  | 152 |  | 2020-07-10 14:51 | 2020-08-28 | TITANIUM POWER INC | Retrofit | Bakersfield | Bakersfield | 93309 | Host Customer is System Owner | 4 |  | 30004297 | Butler Sun Solutions, Inc. | Titanium Power | Power Pack 2 GT | Indirect Forced Circulation (IF) | 45.42 |  | ARIS2004 | Glycol | Advanced Controller with a Vacation or Holiday Mode | Solar Storage with Tankless Auxiliary Water Heater | 52 | 1 | 0.95 | 55 | Z13 | [18 empty] | Bakersfield | FALSE | 34.19 |  | 2020-07-09 | 2020-07-31 |  |  | 2020-07-10 | 2020-08-28 | 1507 | 5470 | Up-front Payment
PGE-016096 | Commercial Pools | Pool Heating | Gas | Pacific Gas and Electric | Incentive:Paid | 11571 | 7 |  | 1 | 1653 |  | 1653 |  | 2020-07-24 11:41 | 2020-08-11 | CORE ENERGY GROUP INC | Retrofit | Sunnyvale | Santa Clara | 94085 | Host Customer is System Owner | [7 empty] | 760.4 | 38.02 |  | Glycol | Unglazed Collectors |  |  | 1 | 1 |  | Z04 |  |  |  | OP-40-1.5 | 20 | 1 | [5 empty] | FALSE |  |  |  | RESOL - WMZ |  | RESOL - WMZ | City of Sunnyvale | FALSE | 19.06 |  | 2020-07-23 | 2020-08-07 | 2020-07-24 | 2020-08-11 | 2021-03-16 | 2021-04-15 | 1282 | 31500 | Up-front Payment
PGE-016097 | Low Income Single Family Residential | Domestic Hot Water | Gas | Pacific Gas and Electric | Incentive:Paid | 5397 | 36.9 |  | 1 | 164 |  | 164 |  | 2020-07-10 15:39 | 2020-08-14 | TITANIUM POWER INC | Retrofit | Bakersfield | Bakersfield | 93304 | Host Customer is System Owner | 4 |  | 30004298 | Butler Sun Solutions, Inc. | Titanium Power | Power Pack 2 GT Butler | Indirect Forced Circulation (IF) | 43.72 |  | BT1 | Glycol | Advanced Controller with a Vacation or Holiday Mode | Solar Storage with Tankless Auxiliary Water Heater | 52 | 1 | 1 | 55 | Z13 | [18 empty] | Bakersfield | FALSE | 33.35 |  | 2011-06-01: 2020-07-09; 2011-08-03: 2020-07-10; 2011-09-20: 2020-08-14 | 1517 | 5470 | Up-front Payment
PGE-016098 | Low Income Single Family Residential | Domestic Hot Water | Gas | Pacific Gas and Electric | Incentive:Paid | 5397 | 36.9 |  | 1 | 164 |  | 164 |  | 2020-07-10 14:52 | 2020-08-14 | TITANIUM POWER INC | Retrofit | Bakersfield | Bakersfield | 93307 | Host Customer is System Owner | 7 |  | 30004298 | Butler Sun Solutions, Inc. | Titanium Power | Power Pack 2 GT Butler | Indirect Forced Circulation (IF) | 43.72 |  | BT1 | Glycol | Advanced Controller with a Vacation or Holiday Mode | Solar Storage with Tankless Auxiliary Water Heater | 52 | 1 | 1 | 85 | Z13 | [18 empty] | Bakersfield | FALSE | 33.35 |  | 2011-06-01: 2020-07-09; 2011-08-03: 2020-07-10; 2011-09-20: 2020-08-14 | 1517 | 5470 | Up-front Payment
PGE-016099 | Single Family Residential - Disadvantaged Community | Domestic Hot Water | Gas | Pacific Gas and Electric | Incentive:Paid | 4366 | 29.85 |  | 1 | 164 |  | 156 |  | 2020-07-10 15:41 | 2020-09-15 | TITANIUM POWER INC | Retrofit | Bakersfield | Bakersfield | 93304 | Host Customer is System Owner | 4 |  | 30004298 | Butler Sun Solutions, Inc. | Titanium Power | Power Pack 2 GT Butler | Indirect Forced Circulation (IF) | 43.72 |  | BT1 | Glycol | Advanced Controller with a Vacation or Holiday Mode | Solar Storage with Tankless Auxiliary Water Heater | 52 | 1 | 0.95 | 55 | Z13 | [18 empty] | Bakersfield | FALSE | 33.35 |  | 2020-07-09 | 2020-07-31 |  |  | 2020-07-10 | 2020-09-15 | 1488 | 5470 | Up-front Payment
PGE-016100 | Low Income Single Family Residential | Domestic Hot Water | Gas | Pacific Gas and Electric | Incentive:Paid | 5397 | 36.9 |  | 1 | 148 |  | 148 |  | 2020-07-15 14:50 | 2020-09-18 | DUNROSS CONSTRUCTION | Retrofit | Bakersfield | Kern | 93307 | Host Customer is System Owner | 5 |  | 30004247 | Heliodyne, Inc. | HELIOPAS | HPAS 1 410 G 80 AC D Z | Indirect Forced Circulation (IF) | 40.26 |  | 410 001 | Glycol | Steam Back | Solar Storage and Auxiliary Tanks are separate | 80 | 1 | 1 | 65 | Z13 | [18 empty] | City of Bakersfield | FALSE | 36.47 |  | 2020-07-09 | 2020-08-03 |  |  | 2020-07-15 | 2020-09-18 | 1487 | 5397 | Up-front Payment
PGE-016101 | Low Income Single Family Residential | Domestic Hot Water | Gas | Pacific Gas and Electric | Incentive:Paid | 5397 | 36.9 |  | 1 | 164 |  | 156 |  | 2020-07-10 15:50 | 2020-10-02 | TITANIUM POWER INC | Retrofit | Bakersfield | Bakersfield | 93307 | Host Customer is System Owner | 6 |  | 30004298 | Butler Sun Solutions, Inc. | Titanium Power | Power Pack 2 GT Butler | Indirect Forced Circulation (IF) | 43.72 |  | BT1 | Glycol | Advanced Controller with a Vacation or Holiday Mode | Solar Storage with Tankless Auxiliary Water Heater | 52 | 1 | 0.95 | 75 | Z13 | [18 empty] | Bakersfield | FALSE | 33.35 |  | 2011-06-01: 2020-07-09; 2011-08-03: 2020-07-10; 2011-09-20: 2020-10-02 | 1474 | 5470 | Up-front Payment
PGE-016102 | Low Income Single Family Residential | Domestic Hot Water | Gas | Pacific Gas and Electric | Incentive:Paid | 5397 | 36.9 |  | 1 | 147 |  | 147 |  | 2020-07-20 15:58 | 2020-08-07 | DUNROSS CONSTRUCTION | Retrofit | Bakersfield | Kern | 93307 | Host Customer is System Owner | 5 |  | 30004296 | SunEarth, Inc. | SOLARAY | TE40T-80-2G | Indirect Forced Circulation (IF) | 40.95 |  | TRB-40 | Glycol | Steam Back | Solar Storage and Auxiliary Tanks are separate | 80 | 1 | 1 | 65 | Z13 | [18 empty] | City of Bakersfield | FALSE | 36.71 |  | 2020-07-09 | 2020-08-04 |  |  | 2020-07-20 | 2020-08-07 | 1534 | 5397 | Up-front Payment
PGE-016103 | Low Income Single Family Residential | Domestic Hot Water | Gas | Pacific Gas and Electric | Incentive:Paid | 5397 | 36.9 |  | 1 | 148 |  | 148 |  | 2020-07-15 15:05 | 2020-08-07 | DUNROSS CONSTRUCTION | Retrofit | Bakersfield | Kern | 93305 | Host Customer is System Owner | 5 |  | 30004247 | Heliodyne, Inc. | HELIOPAS | HPAS 1 410 G 80 AC D Z | Indirect Forced Circulation (IF) | 40.26 |  | 410 001 | Glycol | Steam Back | Solar Storage and Auxiliary Tanks are separate | 80 | 1 | 1 | 65 | Z13 | [18 empty] | City of Bakersfield | FALSE | 36.47 |  | 2020-07-09 | 2020-08-03 |  |  | 2020-07-15 | 2020-08-07 | 1534 | 5397 | Up-front Payment
PGE-016104 | Low Income Single Family Residential | Domestic Hot Water | Gas | Pacific Gas and Electric | Incentive:Paid | 5397 | 36.9 |  | 1 | 164 |  | 164 |  | 2020-07-10 15:44 | 2020-08-14 | TITANIUM POWER INC | Retrofit | Bakersfield | Bakersfield | 93307 | Host Customer is System Owner | 4 |  | 30004298 | Butler Sun Solutions, Inc. | Titanium Power | Power Pack 2 GT Butler | Indirect Forced Circulation (IF) | 43.72 |  | BT1 | Glycol | Advanced Controller with a Vacation or Holiday Mode | Solar Storage with Tankless Auxiliary Water Heater | 52 | 1 | 1 | 55 | Z13 | [18 empty] | Bakersfield | FALSE | 33.35 |  | 2011-06-01: 2020-07-09; 2011-08-03: 2020-07-10; 2011-09-20: 2020-08-14 | 1517 | 5470 | Up-front Payment
PGE-016105 | Low Income Single Family Residential | Domestic Hot Water | Gas | Pacific Gas and Electric | Incentive:Paid | 5397 | 36.9 |  | 1 | 164 |  | 164 |  | 2020-07-10 15:53 | 2020-08-14 | TITANIUM POWER INC | Retrofit | Bakersfield | Bakersfield | 93307 | Host Customer is System Owner | 4 |  | 30004298 | Butler Sun Solutions, Inc. | Titanium Power | Power Pack 2 GT Butler | Indirect Forced Circulation (IF) | 43.72 |  | BT1 | Glycol | Advanced Controller with a Vacation or Holiday Mode | Solar Storage with Tankless Auxiliary Water Heater | 52 | 1 | 1 | 55 | Z13 | [18 empty] | Bakersfield | FALSE | 33.35 |  | 2011-06-01: 2020-07-09; 2011-08-03: 2020-07-10; 2011-09-20: 2020-08-14 | 1517 | 5470 | Up-front Payment
PGE-016106 | Low Income Single Family Residential | Domestic Hot Water | Gas | Pacific Gas and Electric | Incentive:Paid | 5188 | 36.9 |  | 1 | 148 |  | 141 |  | 2020-07-21 15:58 | 2020-11-04 | DUNROSS CONSTRUCTION | Retrofit | Bakersfield | Kern | 93307 | Host Customer is System Owner | 4 |  | 30004247 | Heliodyne, Inc. | HELIOPAS | HPAS 1 410 G 80 AC D Z | Indirect Forced Circulation (IF) | 40.26 |  | 410 001 | Glycol | Steam Back | Solar Storage and Auxiliary Tanks are separate | 80 | 1 | 0.95 | 55 | Z13 | [18 empty] | City of Bakersfield | FALSE | 36.47 |  | 2020-07-09 | 2020-08-05 |  |  | 2020-07-21 | 2020-11-04 | 1447 | 5397 | Up-front Payment
PGE-016107 | Single Family Residential - Disadvantaged Community | Domestic Hot Water | Gas | Pacific Gas and Electric | Incentive:Paid | 4366 | 29.85 |  | 1 | 160 |  | 152 |  | 2020-07-10 15:55 | 2020-08-21 | TITANIUM POWER INC | Retrofit | Bakersfield | Bakersfield | 93307 | Host Customer is System Owner | 6 |  | 30004297 | Butler Sun Solutions, Inc. | Titanium Power | Power Pack 2 GT | Indirect Forced Circulation (IF) | 45.42 |  | ARIS2004 | Glycol | Advanced Controller with a Vacation or Holiday Mode | Solar Storage with Tankless Auxiliary Water Heater | 52 | 1 | 0.95 | 75 | Z13 | [18 empty] | Bakersfield | FALSE | 34.19 |  | 2020-07-09 | 2020-07-31 |  |  | 2020-07-10 | 2020-08-21 | 1513 | 5470 | Up-front Payment
PGE-016108 | Low Income Single Family Residential | Domestic Hot Water | Gas | Pacific Gas and Electric | Incentive:Paid | 5188 | 36.9 |  | 1 | 148 |  | 141 |  | 2020-07-20 12:58 | 2020-10-27 | DUNROSS CONSTRUCTION | Retrofit | Bakersfield | Kern | 93311 | Host Customer is System Owner | 4 |  | 30004247 | Heliodyne, Inc. | HELIOPAS | HPAS 1 410 G 80 AC D Z | Indirect Forced Circulation (IF) | 40.26 |  | 410 001 | Glycol | Steam Back | Solar Storage and Auxiliary Tanks are separate | 80 | 1 | 0.95 | 55 | Z13 | [18 empty] | City of Bakersfield | FALSE | 36.47 |  | 2020-07-09 | 2020-08-04 |  |  | 2020-07-20 | 2020-10-27 | 1451 | 5397 | Up-front Payment
PGE-016109 | Single Family Residential | Domestic Hot Water | Gas | Pacific Gas and Electric | Incentive:Paid | 3761 | 29.85 |  | 1 | 150 |  | 126 |  | 2020-07-23 14:04 | 2020-09-03 | AZTEC SOLAR INC | Retrofit | Grass Valley | Nevada | 95945 | Host Customer is System Owner | 4 |  | 2001001E | SunEarth, Inc. | SOLARAY | TE64P-80-2G | Indirect Forced Circulation (IF) | 65.67 |  | EP-32 / EP-32-0.75 | Glycol | Advanced Controller with a Vacation or Holiday Mode | Solar Storage and Auxiliary Tanks are separate | 80 | 0.84 | 1 | 55 | Z11 | [18 empty] | City of Grass Valley | FALSE | 64.32 |  | 2011-06-01: 2020-07-09; 2011-08-03: 2020-07-23; 2011-09-20: 2020-09-03 | 1509 | 9648 | Up-front Payment
PGE-016110 | Single Family Residential | Domestic Hot Water | Gas | Pacific Gas and Electric | Incentive:Paid | 4366 | 29.85 |  | 1 | 164 |  | 148 |  | 2020-07-13 11:35 | 2020-10-29 | TITANIUM POWER INC | Retrofit | Bakersfield | Bakersfield | 93306 | Host Customer is System Owner | 6 |  | 30004298 | Butler Sun Solutions, Inc. | Titanium Power | Power Pack 2 GT Butler | Indirect Forced Circulation (IF) | 43.72 |  | BT1 | Glycol | Advanced Controller with a Vacation or Holiday Mode | Solar Storage with Tankless Auxiliary Water Heater | 52 | 1 | 0.9 | 75 | Z13 | [18 empty] | Bakersfield | FALSE | 33.23 |  | 2020-07-10 | 2020-07-31 |  |  | 2020-07-13 | 2020-10-29 | 1452 | 5450 | Up-front Payment
PGE-016111 | Low Income Single Family Residential | Domestic Hot Water | Gas | Pacific Gas and Electric | Incentive:Paid | 5397 | 36.9 |  | 1 | 164 |  | 156 |  | 2020-07-13 11:58 | 2020-08-14 | TITANIUM POWER INC | Retrofit | Bakersfield | Bakersfield | 93307 | Host Customer is System Owner | 5 |  | 30004298 | Butler Sun Solutions, Inc. | Titanium Power | Power Pack 2 GT Butler | Indirect Forced Circulation (IF) | 43.72 |  | BT1 | Glycol | Advanced Controller with a Vacation or Holiday Mode | Solar Storage with Tankless Auxiliary Water Heater | 52 | 1 | 0.95 | 65 | Z13 | [18 empty] | Bakersfield | FALSE | 33.23 |  | 2011-06-01: 2020-07-10; 2011-08-03: 2020-07-13; 2011-09-20: 2020-08-14 | 1517 | 5450 | Up-front Payment
PGE-016113 | Single Family Residential - Disadvantaged Community | Domestic Hot Water | Gas | Pacific Gas and Electric | Incentive:Paid | 4366 | 29.85 |  | 1 | 160 |  | 160 |  | 2020-07-13 13:12 | 2020-09-10 | TITANIUM POWER INC | Retrofit | Bakersfield | Bakersfield | 93307 | Host Customer is System Owner | 7 |  | 30004297 | Butler Sun Solutions, Inc. | Titanium Power | Power Pack 2 GT | Indirect Forced Circulation (IF) | 45.42 |  | ARIS2004 | Glycol | Advanced Controller with a Vacation or Holiday Mode | Solar Storage with Tankless Auxiliary Water Heater | 52 | 1 | 1 | 85 | Z13 | [18 empty] | Bakersfield | FALSE | 34.06 |  | 2020-07-10 | 2020-08-03 |  |  | 2020-07-13 | 2020-09-10 | 1499 | 5450 | Up-front Payment
PGE-016116 | Single Family Residential | Domestic Hot Water | Gas | Pacific Gas and Electric | Incentive:Paid | 4366 | 29.85 |  | 1 | 160 |  | 160 |  | 2020-07-13 12:06 | 2020-08-28 | TITANIUM POWER INC | Retrofit | Bakersfield | Bakersfield | 93306 | Host Customer is System Owner | 6 |  | 30004297 | Butler Sun Solutions, Inc. | Titanium Power | Power Pack 2 GT | Indirect Forced Circulation (IF) | 45.42 |  | ARIS2004 | Glycol | Advanced Controller with a Vacation or Holiday Mode | Solar Storage with Tankless Auxiliary Water Heater | 52 | 1 | 1 | 75 | Z13 | [18 empty] | Bakersfield | FALSE | 34.06 |  | 2020-07-10 | 2020-08-03 |  |  | 2020-07-13 | 2020-08-28 | 1502 | 5450 | Up-front Payment
PGE-016117 | Low Income Single Family Residential | Domestic Hot Water | Gas | Pacific Gas and Electric | Incentive:Paid | 5397 | 36.9 |  | 1 | 160 |  | 160 |  | 2020-07-13 12:13 | 2020-08-14 | TITANIUM POWER INC | Retrofit | Bakersfield | Bakersfield | 93307 | Host Customer is System Owner | 7 |  | 30004297 | Butler Sun Solutions, Inc. | Titanium Power | Power Pack 2 GT | Indirect Forced Circulation (IF) | 45.42 |  | ARIS2004 | Glycol | Advanced Controller with a Vacation or Holiday Mode | Solar Storage with Tankless Auxiliary Water Heater | 52 | 1 | 1 | 85 | Z13 | [18 empty] | Bakersfield | FALSE | 34.06 |  | 2011-06-01: 2020-07-10; 2011-08-03: 2020-07-13; 2011-09-20: 2020-08-14 | 1517 | 5450 | Up-front Payment
PGE-016118 | Low Income Single Family Residential | Domestic Hot Water | Gas | Pacific Gas and Electric | Incentive:Paid | 5397 | 36.9 |  | 1 | 160 |  | 160 |  | 2020-07-13 12:19 | 2020-09-10 | TITANIUM POWER INC | Retrofit | Bakersfield | Bakersfield | 93306 | Host Customer is System Owner | 4 |  | 30004297 | Butler Sun Solutions, Inc. | Titanium Power | Power Pack 2 GT | Indirect Forced Circulation (IF) | 45.42 |  | ARIS2004 | Glycol | Advanced Controller with a Vacation or Holiday Mode | Solar Storage with Tankless Auxiliary Water Heater | 52 | 1 | 1 | 55 | Z13 | [18 empty] | Bakersfield | FALSE | 34.06 |  | 2020-07-10 | 2020-08-03 |  |  | 2020-07-13 | 2020-09-10 | 1499 | 5450 | Up-front Payment
PGE-016119 | Single Family Residential | Domestic Hot Water | Gas | Pacific Gas and Electric | Incentive:Paid | 4366 | 29.85 |  | 1 | 160 |  | 152 |  | 2020-07-13 12:31 | 2020-09-10 | TITANIUM POWER INC | Retrofit | Bakersfield | Bakersfield | 93306 | Host Customer is System Owner | 4 |  | 30004297 | Butler Sun Solutions, Inc. | Titanium Power | Power Pack 2 GT | Indirect Forced Circulation (IF) | 45.42 |  | ARIS2004 | Glycol | Advanced Controller with a Vacation or Holiday Mode | Solar Storage with Tankless Auxiliary Water Heater | 52 | 1 | 0.95 | 55 | Z13 | [18 empty] | Bakersfield | FALSE | 34.06 |  | 2020-07-10 | 2020-08-03 |  |  | 2020-07-13 | 2020-09-10 | 1499 | 5450 | Up-front Payment
PGE-016120 | Single Family Residential - Disadvantaged Community | Domestic Hot Water | Gas | Pacific Gas and Electric | Incentive:Paid | 4366 | 29.85 |  | 1 | 160 |  | 160 |  | 2020-07-13 12:54 | 2020-08-21 | TITANIUM POWER INC | Retrofit | Bakersfield | Bakersfield | 93306 | Host Customer is System Owner | 4 |  | 30004297 | Butler Sun Solutions, Inc. | Titanium Power | Power Pack 2 GT | Indirect Forced Circulation (IF) | 45.42 |  | ARIS2004 | Glycol | Advanced Controller with a Vacation or Holiday Mode | Solar Storage with Tankless Auxiliary Water Heater | 52 | 1 | 1 | 55 | Z13 | [18 empty] | Bakersfield | FALSE | 34.06 |  | 2020-07-10 | 2020-08-03 |  |  | 2020-07-13 | 2020-08-21 | 1513 | 5450 | Up-front Payment
PGE-016121 | Low Income Single Family Residential | Domestic Hot Water | Gas | Pacific Gas and Electric | Incentive:Paid | 5397 | 36.9 |  | 1 | 160 |  | 160 |  | 2020-07-14 15:17 | 2020-08-14 | TITANIUM POWER INC | Retrofit | Bakersfield | Bakersfield | 93307 | Host Customer is System Owner | 5 |  | 30004297 | Butler Sun Solutions, Inc. | Titanium Power | Power Pack 2 GT | Indirect Forced Circulation (IF) | 45.42 |  | ARIS2004 | Glycol | Advanced Controller with a Vacation or Holiday Mode | Solar Storage with Tankless Auxiliary Water Heater | 52 | 1 | 1 | 65 | Z13 | [18 empty] | Bakersfield | FALSE | 34.06 |  | 2011-06-01: 2020-07-10; 2011-08-03: 2020-07-14; 2011-09-20: 2020-08-14 | 1517 | 5450 | Up-front Payment
PGE-016122 | Low Income Single Family Residential | Domestic Hot Water | Gas | Pacific Gas and Electric | Incentive:Paid | 5397 | 36.9 |  | 1 | 160 |  | 160 |  | 2020-07-14 15:14 | 2020-08-14 | TITANIUM POWER INC | Retrofit | Bakersfield | Bakersfield | 93305 | Host Customer is System Owner | 4 |  | 30004297 | Butler Sun Solutions, Inc. | Titanium Power | Power Pack 2 GT | Indirect Forced Circulation (IF) | 45.42 |  | ARIS2004 | Glycol | Advanced Controller with a Vacation or Holiday Mode | Solar Storage with Tankless Auxiliary Water Heater | 52 | 1 | 1 | 55 | Z13 | [18 empty] | Bakersfield | FALSE | 34.19 |  | 2011-06-01: 2020-07-10; 2011-08-03: 2020-07-14; 2011-09-20: 2020-08-14 | 1517 | 5470 | Up-front Payment
PGE-016123 | Low Income Single Family Residential | Domestic Hot Water | Gas | Pacific Gas and Electric | Incentive:Paid | 5397 | 36.9 |  | 1 | 164 |  | 164 |  | 2020-07-13 13:41 | 2020-08-14 | TITANIUM POWER INC | Retrofit | Bakersfield | Bakersfield | 93306 | Host Customer is System Owner | 4 |  | 30004298 | Butler Sun Solutions, Inc. | Titanium Power | Power Pack 2 GT Butler | Indirect Forced Circulation (IF) | 43.72 |  | BT1 | Glycol | Advanced Controller with a Vacation or Holiday Mode | Solar Storage with Tankless Auxiliary Water Heater | 52 | 1 | 1 | 55 | Z13 | [18 empty] | Bakersfield | FALSE | 33.23 |  | 2011-06-01: 2020-07-10; 2011-08-03: 2020-07-13; 2011-09-20: 2020-08-14 | 1517 | 5450 | Up-front Payment
PGE-016124 | Low Income Multifamily Residential | Domestic Hot Water | Gas | Pacific Gas and Electric | Incentive:Paid | 44503 | 24.89 |  | 1 | 1788 |  | 1788 |  | 2020-07-31 14:11 | 2020-11-05 | SUN LIGHT & POWER | New Construction | Bay Point | Contra Costa | 94565 | Host Customer is System Owner | [7 empty] | 401.7 | 40.17 |  | Drainback |  | Solar and Auxiliary Storage are the same Tank |  | 1 | 1 | 1600 | Z12 | 40 | Units | Apartments/Condos | 2010115A | 10 | 2 | 717 | 7 | 0 | 0 | 796000 | TRUE | 120 | 120 |  |  |  |  | Contra Costa County | FALSE | 41.86 |  | 2020-07-31 | 2020-08-26 | 2020-07-31 | 2020-11-05 | 2022-01-20 | 2022-02-15 | 970 | 74838 | Up-front Payment
PGE-016125 | Low Income Multifamily Residential | Domestic Hot Water | Gas | Pacific Gas and Electric | Incentive:Paid | 21779 | 24.89 |  | 1 | 875 |  | 875 |  | 2020-07-31 14:10 | 2020-11-05 | SUN LIGHT & POWER | New Construction | Bay Point | Contra Costa | 94565 | Host Customer is System Owner | [7 empty] | 241.02 | 40.17 |  | Drainback | Drainback (Water) | Solar and Auxiliary Storage are the same Tank |  | 1 | 1 | 960 | Z12 | 24 | Units | Apartments/Condos | 2010115A | 6 | 1 | 240 | 3 | 0 | 0 | 597000 | TRUE | 120 | 120 |  |  |  |  | Contra Costa County | FALSE | 45.58 |  | 2020-07-31 | 2020-08-26 | 2020-07-31 | 2020-11-05 | 2022-01-21 | 2022-02-24 | 970 | 39885 | Up-front Payment
PGE-016126 | Low Income Multifamily Residential | Domestic Hot Water | Gas | Pacific Gas and Electric | Incentive:Paid | 21779 | 24.89 |  | 1 | 875 |  | 875 |  | 2020-07-31 14:10 | 2020-11-05 | SUN LIGHT & POWER | New Construction | Bay Point | Contra Costa | 94565 | Host Customer is System Owner | [7 empty] | 241.02 | 40.17 |  | Drainback | Drainback (Water) | Solar and Auxiliary Storage are the same Tank |  | 1 | 1 | 960 | Z12 | 24 | Units | Apartments/Condos | 2010115A | 6 | 1 | 240 | 3 | 0 | 0 | 597000 | TRUE | 120 | 120 |  |  |  |  | Contra Costa County | FALSE | 45.58 |  | 2020-07-31 | 2020-08-24 | 2020-07-31 | 2020-11-05 | 2022-01-20 | 2022-02-24 | 970 | 39885 | Up-front Payment
PGE-016127 | Low Income Multifamily Residential | Domestic Hot Water | Gas | Pacific Gas and Electric | Incentive:Paid | 21779 | 24.89 |  | 1 | 875 |  | 875 |  | 2020-07-31 14:09 | 2020-11-05 | SUN LIGHT & POWER | New Construction | Bay Point | Contra Costa | 94565 | Host Customer is System Owner | [7 empty] | 241.02 | 40.17 |  | Drainback | Drainback (Water) | Solar and Auxiliary Storage are the same Tank |  | 1 | 1 | 960 | Z12 | 24 | Units | Apartments/Condos | 2010115A | 6 | 1 | 240 | 3 | 0 | 0 | 597000 | TRUE | 120 | 120 |  |  |  |  | Contra Costa County | FALSE | 45.58 |  | 2020-07-31 | 2020-08-24 | 2020-07-31 | 2020-11-05 | 2022-01-20 | 2022-02-24 | 970 | 39885 | Up-front Payment
PGE-016128 | Low Income Multifamily Residential | Domestic Hot Water | Gas | Pacific Gas and Electric | Incentive:Paid | 20708 | 24.89 |  | 1 | 832 |  | 832 |  | 2020-07-31 14:09 | 2020-11-05 | SUN LIGHT & POWER | New Construction | Bay Point | Contra Costa | 94565 | Host Customer is System Owner | [7 empty] | 241.02 | 40.17 |  | Drainback | Drainback (Water) | Solar and Auxiliary Storage are the same Tank |  | 1 | 1 | 840 | Z12 | 20 | Units | Apartments/Condos | 2010115A | 6 | 1 | 240 | 3 | 0 | 0 | 597000 | TRUE | 120 | 120 |  |  |  |  | Contra Costa County | FALSE | 47.94 |  | 2020-07-31 | 2020-08-24 | 2020-07-31 | 2020-11-05 | 2022-01-20 | 2022-02-24 | 970 | 39885 | Up-front Payment
PGE-016129 | Low Income Multifamily Residential | Domestic Hot Water | Gas | Pacific Gas and Electric | Incentive:Paid | 20708 | 24.89 |  | 1 | 832 |  | 832 |  | 2020-07-31 14:08 | 2020-11-05 | SUN LIGHT & POWER | New Construction | Bay Point | Contra Costa | 94565 | Host Customer is System Owner | [7 empty] | 241.02 | 40.17 |  | Drainback | Drainback (Water) | Solar and Auxiliary Storage are the same Tank |  | 1 | 1 | 840 | Z12 | 20 | Units | Apartments/Condos | 2010115A | 6 | 1 | 240 | 3 | 0 | 0 | 597000 | TRUE | 120 | 120 |  |  |  |  | Contra Costa County | FALSE | 47.94 |  | 2020-07-31 | 2020-08-26 | 2020-07-31 | 2020-11-05 | 2022-01-20 | 2022-02-24 | 970 | 39885 | Up-front Payment
PGE-016130 | Low Income Multifamily Residential | Domestic Hot Water | Gas | Pacific Gas and Electric | Incentive:Paid | 20708 | 24.89 |  | 1 | 832 |  | 832 |  | 2020-07-31 14:08 | 2020-11-05 | SUN LIGHT & POWER | New Construction | Baypoint | Contra Costa | 94565 | Host Customer is System Owner | [7 empty] | 241.02 | 40.17 |  | Drainback | Drainback (Water) | Solar and Auxiliary Storage are the same Tank |  | 1 | 1 | 840 | Z12 | 20 | Units | Apartments/Condos | 2010115A | 6 | 1 | 240 | 3 | 0 | 0 | 597000 | TRUE | 120 | 120 |  |  |  |  | Contra Costa County | FALSE | 47.94 |  | 2020-07-31 | 2020-08-26 | 2020-07-31 | 2020-11-05 | 2022-01-20 | 2022-02-24 | 970 | 39885 | Up-front Payment
PGE-016131 | Low Income Multifamily Residential | Domestic Hot Water | Gas | Pacific Gas and Electric | Incentive:Paid | 20783 | 24.89 |  | 1 | 835 |  | 835 |  | 2020-07-31 14:07 | 2020-11-05 | SUN LIGHT & POWER | New Construction | Bay Point | Contra Costa | 94565 | Host Customer is System Owner | [7 empty] | 241.02 | 40.17 |  | Drainback | Drainback (Water) | Solar and Auxiliary Storage are the same Tank |  | 1 | 1 | 840 | Z12 | 21 | Units | Apartments/Condos | 2010115A | 6 | 2 | 240 | 3 | 0 | 0 | 597000 | TRUE | 120 | 120 |  |  |  |  | Contra Costa County | FALSE | 47.77 |  | 2020-07-31 | 2020-08-26 | 2020-07-31 | 2020-11-05 | 2022-01-20 | 2022-02-24 | 970 | 39885 | Up-front Payment
PGE-016132 | Commercial/Multifamily Residential | Domestic Hot Water; Space Heating | Gas | Pacific Gas and Electric | Incentive:In Payment | 800000 | 8.58 |  | 2 | 51261 |  | 51261 |  | 2020-07-31 15:03 | 2020-11-09 | AZTEC SOLAR INC | Retrofit | Davis | Yolo | 95616 | Host Customer is System Owner | [7 empty] | 11973 | 39.91 |  | Glycol | Steam Back | Solar Storage with Tankless Auxiliary Water Heater |  | 1 | 1 | 35000 | Z12 | 1000 | Units | Apartments/Condos | 2009061E | 300 | 1 | 150000 | 1 | 0 | 0 | 142260 | TRUE | 155 | 140 |  | Badger 3050 | SolarWave Energy, Inc. | Badger 3050 | University of California Davis | FALSE | 47.86 |  | 2020-07-13 | 2020-08-26 | 2020-07-31 | 2020-11-09 | 2022-07-28 | 2022-08-25 | 691 | 2453115 | Performance-Based Incentive
PGE-016133 | Low Income Multifamily Residential | Domestic Hot Water | Gas | Pacific Gas and Electric | Incentive:Paid | 57670 | 24.89 |  | 1 | 2317 |  | 2317 |  | 2020-07-13 13:27 | 2020-08-05 | SUN LIGHT & POWER | New Construction | Fremont | Alameda | 94536 | Host Customer is System Owner | [7 empty] | 642.72 | 40.17 |  | Glycol | Pressure Stagnation Protection (PSP) | Solar Storage and Auxiliary Tanks are separate |  | 1 | 1 | 2280 | Z03 | 60 | Units | Apartments/Condos | 2010115A | 16 | 2 | 960 | 1 | 236 | 2 | 999800 | TRUE | 135 | 120 |  | Heliodyne - Delta-T Pro Ethernet |  | Heliodyne - Delta-T Pro Ethernet | City of Fremont | FALSE | 59.3 |  | 2020-07-13 | 2020-08-05 | 2020-07-13 | 2020-08-05 | 2022-02-15 | 2022-02-24 | 970 | 137401 | Up-front Payment
PGE-016134 | Commercial/Multifamily Residential | Domestic Hot Water | Gas | Pacific Gas and Electric | Incentive:Paid | 61742 | 17.16 |  | 2 | 3598 |  | 3598 |  | 2020-07-13 18:55 | 2020-08-18 | SUN LIGHT & POWER | New Construction | Oakland | Alameda | 94612 | Host Customer is System Owner | [7 empty] | 1006.5 | 40.26 |  | Glycol | Pressure Stagnation Protection (PSP) | Solar Storage and Auxiliary Tanks are separate |  | 1 | 1 | 3465 | Z03 | 231 | Units | Hotels/Motels | 2010115A | 25 | 2 | 1450 | 1 | 357 | 3 | 1499700 | TRUE | 140 | 130 |  | Heliodyne - Delta-T Pro Ethernet |  | Heliodyne - Delta-T Pro Ethernet | City of Oakland | FALSE | 39.9 |  | 2020-07-13 | 2020-08-14 | 2020-07-13 | 2020-08-18 | 2021-12-22 | 2022-03-08 | 955 | 143578 | Up-front Payment
PGE-016135 | Commercial/Multifamily Residential | Domestic Hot Water | Gas | Pacific Gas and Electric | Incentive:Paid | 21913 | 17.16 |  | 2 | 1277 |  | 1277 |  | 2020-07-31 10:49 | 2021-01-15 | SUN LIGHT & POWER | New Construction | San Francisco | San Francisco | 94102 | Host Customer is System Owner | [7 empty] | 331.36 | 17.44 |  | Glycol | Advanced Controller with a Vacation or Holiday Mode | Solar Storage with Tankless Auxiliary Water Heater |  | 1 | 1 | 3572 | Z03 | 94 | Units | Apartments/Condos | 10002092 | 19 | 1 | 476 | 4 | 0 | 0 | 2002000 | TRUE | 140 | 118 |  | Heliodyne - Delta-T Pro Ethernet |  | Heliodyne - Delta-T Pro Ethernet | City and County of San Francisco | FALSE | 101.11 |  | 2020-07-31 | 2020-08-24 | 2020-07-31 | 2021-01-15 | 2023-02-28 | 2023-08-30 | 411 | 129116 | Up-front Payment
PGE-016136 | Commercial/Multifamily Residential | Domestic Hot Water | Gas | Pacific Gas and Electric | Incentive:Paid | 32896 | 17.16 |  | 2 | 1917 |  | 1917 |  | 2020-07-31 10:48 | 2021-01-15 | SUN LIGHT & POWER | New Construction | San Francisco | San Francisco | 94102 | Host Customer is System Owner | [7 empty] | 505.76 | 17.44 |  | Glycol | Advanced Controller with a Vacation or Holiday Mode | Solar Storage with Tankless Auxiliary Water Heater |  | 1 | 1 | 5402 | Z03 | 146 | Units | Apartments/Condos | 10002092 | 29 | 1 | 1200 | 1 | 0 | 0 | 4503000 | TRUE | 130 | 125 |  | Heliodyne - Delta-T Pro Ethernet |  | Heliodyne - Delta-T Pro Ethernet | City and County of San Francisco | FALSE | 90.39 |  | 2020-07-31 | 2020-08-24 | 2020-07-31 | 2021-01-15 | 2023-04-12 | 2023-08-08 | 425 | 173277 | Up-front Payment
PGE-016137 | Low Income Multifamily Residential | Domestic Hot Water | Gas | Pacific Gas and Electric | Incentive:Paid | 31386 | 24.89 |  | 1 | 1261 |  | 1261 |  | 2020-07-20 10:59 | 2020-11-09 | SUN LIGHT & POWER | New Construction | Pittsburg | Contra Costa | 94565 | Host Customer is System Owner | [7 empty] | 322.08 | 40.26 |  | Glycol | Pressure Stagnation Protection (PSP) | Solar Storage and Auxiliary Tanks are separate |  | 1 | 1 | 1200 | Z12 | 30 | Units | Apartments/Condos | 2010115A | 8 | 2 | 480 | 1 | 200 | 2 | 399800 | TRUE | 130 | 118 |  |  |  |  | City of Pittsburg | FALSE | 64.96 |  | 2020-07-15 | 2020-08-20 | 2020-07-20 | 2020-11-09 | 2021-12-20 | 2021-12-23 | 1026 | 81915 | Up-front Payment
SCG-016138 | Commercial Pools | Pool Heating | Gas | Southern California Gas Company | Incentive:Paid | 5509 | 7 |  | 1 | 787 |  | 787 |  | 2020-07-17 13:50 | 2020-07-24 | ENVIRONMENTAL SOLAR DESIGN INC | Retrofit | Lawndale | Santa Monica | 90260 | Host Customer is System Owner | [7 empty] | 620.2 | 44.3 |  | Drainback |  |  |  | 1 | 1 |  | Z06 |  |  |  | 10001884 | 14 | 1 | [5 empty] | FALSE |  |  |  | SunEarth - SETR A503 TTR U + VFS 20-400 |  | SunEarth - SETR A503 TTR U + VFS 20-400 | City Of Lawndale | FALSE | 19.92 |  | 2020-07-13 |  | 2020-07-17 | 2020-07-24 | 2020-12-22 | 2020-12-23 | 1391 | 15680 | Up-front Payment
PGE-016140 | Low Income Multifamily Residential | Domestic Hot Water | Gas | Pacific Gas and Electric | Incentive:Paid | 107923 | 24.89 |  | 1 | 4336 |  | 4336 |  | 2020-07-27 11:21 | 2020-09-16 | CALIFORNIA SOLAR INTEGRATORS INC | New Construction | Sacramento | Sacramento | 95815 | Host Customer is System Owner | [7 empty] | 1228.5 | 40.95 |  | Glycol | Steam Back | Solar Storage and Auxiliary Tanks are separate |  | 1 | 1 | 2546 | Z12 | 67 | Units | Apartments/Condos | TRB-40 | 30 | 1 | 2000 | 1 | 62 | 1 | 1400000 | TRUE | 120 | 140 |  | SunEarth - SETRA503 TTR U + Series 200 |  | SunEarth - SETRA503 TTR U + Series 200 | Sacramento | FALSE | 44.95 |  | 2020-07-13 | 2020-08-21 | 2020-07-27 | 2020-09-16 | 2023-03-21 | 2023-04-28 | 534 | 194883 | Up-front Payment
SDG-016141 | Low Income Multifamily Residential | Domestic Hot Water | Gas | San Diego Gas and Electric | Incentive:Paid | 23073 | 24.89 |  | 1 | 927 |  | 927 |  | 2020-07-30 13:14 | 2021-03-08 | CALIFORNIA SOLAR INTEGRATORS INC | New Construction | Vista | San Diego | 92083 | Host Customer is System Owner | [7 empty] | 204.75 | 40.95 |  | Glycol | Steam Back | Solar Storage and Auxiliary Tanks are separate |  | 1 | 1 | 2280 | Z07 | 60 | Units | Apartments/Condos | TRB-40 | 5 | 1 | 335 | 1 | 120 | 2 | 240000 | TRUE | 120 | 140 |  |  |  |  | City of Vista | FALSE | 70.18 |  | 2020-07-13 | 2020-08-28 | 2020-07-30 | 2021-03-08 | 2023-02-16 | 2023-09-07 | 381 | 65061 | Up-front Payment
SDG-016142 | Low Income Multifamily Residential | Domestic Hot Water | Gas | San Diego Gas and Electric | Incentive:In Payment | 114544 | 24.89 |  | 1 | 4602 |  | 4602 |  | 2020-07-27 14:35 | 2021-03-09 | CALIFORNIA SOLAR INTEGRATORS INC | New Construction | San Diego | San Diego | 92111 | Host Customer is System Owner | [7 empty] | 1146.6 | 40.95 |  | Glycol | Steam Back | Solar Storage and Auxiliary Tanks are separate |  | 1 | 1 | 3648 | Z07 | 96 | Units | Apartments/Condos | TRB-40 | 28 | 1 | 1900 | 1 | 594 | 2 | 1200000 | TRUE | 120 | 140 |  | SunEarth - SETRA503 TTR U + Series 200 |  | SunEarth - SETRA503 TTR U + Series 200 | City of San Diego | FALSE | 43.68 |  | 2020-07-13 | 2020-09-16 | 2020-07-27 | 2021-03-09 | 2023-01-11 | 2024-03-20 | 220 | 201019 | Up-front Payment
SDG-016143 | Low Income Multifamily Residential | Domestic Hot Water | Gas | San Diego Gas and Electric | Incentive:Paid | 71932 | 24.89 |  | 1 | 2890 |  | 2890 |  | 2020-07-30 12:23 | 2021-03-09 | CALIFORNIA SOLAR INTEGRATORS INC | New Construction | San Diego | San Diego | 92113 | Host Customer is System Owner | [7 empty] | 737.1 | 40.95 |  | Glycol | Steam Back | Solar Storage and Auxiliary Tanks are separate |  | 1 | 1 | 2698 | Z07 | 71 | Units | Apartments/Condos | TRB-40 | 18 | 1 | 1246 | 2 | 700 | 4 | 1370000 | TRUE | 120 | 140 |  | SunEarth - SETRA503 TTR U + Series 200 |  | SunEarth - SETRA503 TTR U + Series 200 | City of San Diego | FALSE | 58.43 |  | 2020-07-13 | 2020-09-16 | 2020-07-30 | 2021-03-09 | 2022-07-28 | 2022-12-07 | 654 | 168868 | Up-front Payment
PGE-016144 | Single Family Residential - Disadvantaged Community | Domestic Hot Water | Gas | Pacific Gas and Electric | Incentive:Paid | 4366 | 29.85 |  | 1 | 160 |  | 160 |  | 2020-07-16 14:23 | 2020-10-29 | TITANIUM POWER INC | Retrofit | Bakersfield | Bakersfield | 93306 | Host Customer is System Owner | 4 |  | 30004297 | Butler Sun Solutions, Inc. | Titanium Power | Power Pack 2 GT | Indirect Forced Circulation (IF) | 45.42 |  | ARIS2004 | Glycol | Advanced Controller with a Vacation or Holiday Mode | Solar Storage with Tankless Auxiliary Water Heater | 52 | 1 | 1 | 55 | Z13 | [18 empty] | Bakersfield | FALSE | 34.06 |  | 2020-07-14 | 2020-08-03 |  |  | 2020-07-16 | 2020-10-29 | 1452 | 5450 | Up-front Payment
PGE-016145 | Low Income Single Family Residential | Domestic Hot Water | Gas | Pacific Gas and Electric | Incentive:Paid | 5397 | 36.9 |  | 1 | 160 |  | 160 |  | 2020-07-16 14:22 | 2020-08-17 | TITANIUM POWER INC | Retrofit | Bakersfield | Bakersfield | 93307 | Host Customer is System Owner | 4 |  | 30004297 | Butler Sun Solutions, Inc. | Titanium Power | Power Pack 2 GT | Indirect Forced Circulation (IF) | 45.42 |  | ARIS2004 | Glycol | Advanced Controller with a Vacation or Holiday Mode | Solar Storage with Tankless Auxiliary Water Heater | 52 | 1 | 1 | 55 | Z13 | [18 empty] | Bakersfield | FALSE | 34.06 |  | 2011-06-01: 2020-07-14; 2011-08-03: 2020-07-16; 2011-09-20: 2020-08-17 | 1517 | 5450 | Up-front Payment
PGE-016146 | Low Income Single Family Residential | Domestic Hot Water | Gas | Pacific Gas and Electric | Incentive:Paid | 5397 | 36.9 |  | 1 | 160 |  | 152 |  | 2020-07-16 14:21 | 2020-08-17 | TITANIUM POWER INC | Retrofit | Bakersfield | Bakersfield | 93305 | Host Customer is System Owner | 6 |  | 30004297 | Butler Sun Solutions, Inc. | Titanium Power | Power Pack 2 GT | Indirect Forced Circulation (IF) | 45.42 |  | ARIS2004 | Glycol | Advanced Controller with a Vacation or Holiday Mode | Solar Storage with Tankless Auxiliary Water Heater | 52 | 1 | 0.95 | 75 | Z13 | [18 empty] | Bakersfield | FALSE | 34.06 |  | 2011-06-01: 2020-07-14; 2011-08-03: 2020-07-16; 2011-09-20: 2020-08-17 | 1517 | 5450 | Up-front Payment
PGE-016147 | Low Income Single Family Residential | Domestic Hot Water | Gas | Pacific Gas and Electric | Incentive:Paid | 5397 | 36.9 |  | 1 | 164 |  | 156 |  | 2020-07-16 14:21 | 2020-08-17 | TITANIUM POWER INC | Retrofit | Bakersfield | Bakersfield | 93305 | Host Customer is System Owner | 4 |  | 30004298 | Butler Sun Solutions, Inc. | Titanium Power | Power Pack 2 GT Butler | Indirect Forced Circulation (IF) | 43.72 |  | BT1 | Glycol | Advanced Controller with a Vacation or Holiday Mode | Solar Storage with Tankless Auxiliary Water Heater | 52 | 1 | 0.95 | 55 | Z13 | [18 empty] | Bakersfield | FALSE | 33.23 |  | 2011-06-01: 2020-07-14; 2011-08-03: 2020-07-16; 2011-09-20: 2020-08-17 | 1517 | 5450 | Up-front Payment
PGE-016148 | Low Income Single Family Residential | Domestic Hot Water | Gas | Pacific Gas and Electric | Incentive:Paid | 5397 | 36.9 |  | 1 | 164 |  | 156 |  | 2020-07-16 14:07 | 2020-08-17 | TITANIUM POWER INC | Retrofit | Bakersfield | Bakersfield | 93304 | Host Customer is System Owner | 4 |  | 30004298 | Butler Sun Solutions, Inc. | Titanium Power | Power Pack 2 GT Butler | Indirect Forced Circulation (IF) | 43.72 |  | BT1 | Glycol | Advanced Controller with a Vacation or Holiday Mode | Solar Storage with Tankless Auxiliary Water Heater | 52 | 1 | 0.95 | 55 | Z13 | [18 empty] | Bakersfield | FALSE | 33.23 |  | 2011-06-01: 2020-07-14; 2011-08-03: 2020-07-16; 2011-09-20: 2020-08-17 | 1513 | 5450 | Up-front Payment
PGE-016149 | Low Income Single Family Residential | Domestic Hot Water | Gas | Pacific Gas and Electric | Incentive:Paid | 5397 | 36.9 |  | 1 | 164 |  | 156 |  | 2020-07-16 14:03 | 2020-08-20 | TITANIUM POWER INC | Retrofit | Bakersfield | Bakersfield | 93306 | Host Customer is System Owner | 4 |  | 30004298 | Butler Sun Solutions, Inc. | Titanium Power | Power Pack 2 GT Butler | Indirect Forced Circulation (IF) | 43.72 |  | BT1 | Glycol | Advanced Controller with a Vacation or Holiday Mode | Solar Storage with Tankless Auxiliary Water Heater | 52 | 1 | 0.95 | 55 | Z13 | [18 empty] | Bakersfield | FALSE | 33.23 |  | 2020-07-14 | 2020-08-04 |  |  | 2020-07-16 | 2020-08-20 | 1513 | 5450 | Up-front Payment
PGE-016150 | Low Income Single Family Residential | Domestic Hot Water | Gas | Pacific Gas and Electric | Incentive:Paid | 5397 | 36.9 |  | 1 | 164 |  | 164 |  | 2020-07-16 14:02 | 2020-08-17 | TITANIUM POWER INC | Retrofit | Bakersfield | Bakersfield | 93306 | Host Customer is System Owner | 4 |  | 30004298 | Butler Sun Solutions, Inc. | Titanium Power | Power Pack 2 GT Butler | Indirect Forced Circulation (IF) | 43.72 |  | BT1 | Glycol | Advanced Controller with a Vacation or Holiday Mode | Solar Storage with Tankless Auxiliary Water Heater | 52 | 1 | 1 | 55 | Z13 | [18 empty] | Bakersfield | FALSE | 33.23 |  | 2011-06-01: 2020-07-14; 2011-08-03: 2020-07-16; 2011-09-20: 2020-08-17 | 1517 | 5450 | Up-front Payment
PGE-016151 | Low Income Single Family Residential | Domestic Hot Water | Gas | Pacific Gas and Electric | Incentive:Paid | 5397 | 36.9 |  | 1 | 164 |  | 164 |  | 2020-07-16 14:01 | 2020-08-11 | TITANIUM POWER INC | Retrofit | Bakersfield | Bakersfield | 93306 | Host Customer is System Owner | 4 |  | 30004298 | Butler Sun Solutions, Inc. | Titanium Power | Power Pack 2 GT Butler | Indirect Forced Circulation (IF) | 43.72 |  | BT1 | Glycol | Advanced Controller with a Vacation or Holiday Mode | Solar Storage with Tankless Auxiliary Water Heater | 52 | 1 | 1 | 55 | Z13 | [18 empty] | Bakersfield | FALSE | 33.23 |  | 2020-07-14 | 2020-08-04 |  |  | 2020-07-16 | 2020-08-11 | 1517 | 5450 | Up-front Payment
PGE-016152 | Commercial/Multifamily Residential | Domestic Hot Water | Gas | Pacific Gas and Electric | Incentive:Paid | 21261 | 17.16 |  | 2 | 1239 |  | 1239 |  | 2020-07-15 15:53 | 2020-08-12 | SUN LIGHT & POWER | New Construction | San Francisco | San Francisco | 94114 | Host Customer is System Owner | [7 empty] | 321.36 | 40.17 |  | Glycol | Pressure Stagnation Protection (PSP) | Solar Storage and Auxiliary Tanks are separate |  | 1 | 1 | 1680 | Z03 | 42 | Units | Apartments/Condos | 2010115A | 8 | 1 | 480 | 1 | 180 | 1 | 570000 | TRUE | 140 | 125 |  |  |  |  | City and County of San Francisco | FALSE | 76.62 |  | 2020-07-14 | 2022-08-23 | 2020-07-15 | 2020-08-12 | 2022-08-12 | 2022-08-25 | 787 | 94928 | Up-front Payment
PGE-016153 | Low Income Single Family Residential | Domestic Hot Water | Gas | Pacific Gas and Electric | Incentive:Paid | 5397 | 36.9 |  | 1 | 160 |  | 160 |  | 2020-07-22 14:22 | 2020-11-03 | TITANIUM POWER INC | Retrofit | Bakersfield | Bakersfield | 93307 | Host Customer is System Owner | 5 |  | 30004297 | Butler Sun Solutions, Inc. | Titanium Power | Power Pack 2 GT | Indirect Forced Circulation (IF) | 45.42 |  | ARIS2004 | Glycol | Advanced Controller with a Vacation or Holiday Mode | Solar Storage with Tankless Auxiliary Water Heater | 52 | 1 | 1 | 65 | Z13 | [18 empty] | Bakersfield | FALSE | 34.06 |  | 2020-07-14 | 2020-08-05 |  |  | 2020-07-22 | 2020-11-03 | 1447 | 5450 | Up-front Payment
PGE-016154 | Single Family Residential - Disadvantaged Community | Domestic Hot Water | Gas | Pacific Gas and Electric | Incentive:Paid | 4366 | 29.85 |  | 1 | 164 |  | 164 |  | 2020-07-16 13:57 | 2020-09-11 | TITANIUM POWER INC | Retrofit | Bakersfield | Bakersfield | 93306 | Host Customer is System Owner | 4 |  | 30004298 | Butler Sun Solutions, Inc. | Titanium Power | Power Pack 2 GT Butler | Indirect Forced Circulation (IF) | 43.72 |  | BT1 | Glycol | Advanced Controller with a Vacation or Holiday Mode | Solar Storage with Tankless Auxiliary Water Heater | 52 | 1 | 1 | 55 | Z13 | [18 empty] | Bakersfield | FALSE | 33.23 |  | 2020-07-14 | 2020-08-04 |  |  | 2020-07-16 | 2020-09-11 | 1499 | 5450 | Up-front Payment
PGE-016155 | Low Income Multifamily Residential | Domestic Hot Water | Gas | Pacific Gas and Electric | Incentive:Paid | 170671 | 24.89 |  | 1 | 6857 |  | 6857 |  | 2020-07-21 07:23 | 2020-09-21 | SUN LIGHT & POWER | New Construction | Oakland | Alameda | 94606 | Host Customer is System Owner | [7 empty] | 2576.64 | 40.26 |  | Glycol | Pressure Stagnation Protection (PSP) | Solar Storage and Auxiliary Tanks are separate |  | 1 | 1 | 4810 | Z03 | 130 | Units | Apartments/Condos | 2010115A | 64 | 2 | 3840 | 1 | 476 | 4 | 399900 | TRUE | 140 | 125 |  | Heliodyne - Delta-T Pro Ethernet |  | Heliodyne - Delta-T Pro Ethernet | City of Oakland | FALSE | 61.48 |  | 2020-07-20 | 2020-08-12 | 2020-07-21 | 2020-09-21 | 2022-09-06 | 2022-09-08 | 737 | 421592 | Up-front Payment
PGE-016156 | Low Income Multifamily Residential | Domestic Hot Water | Gas | Pacific Gas and Electric | Incentive:Paid | 64026 | 24.89 |  | 1 | 2658 |  | 2552 |  | 2020-07-15 14:16 | 2020-08-27 | SUN LIGHT & POWER | New Construction | Oakland | Alameda | 94612 | Host Customer is System Owner | [7 empty] | 627.84 | 17.44 |  | Glycol | Pressure Stagnation Protection (PSP) | Solar Storage and Auxiliary Tanks are separate |  | 0.96 | 1 | 4366 | Z03 | 118 | Units | Apartments/Condos | 10002092 | 36 | 4 | 960 | 1 | 1000 | 2 | 1000000 | TRUE | 150 | 130 |  | Heliodyne - Delta-T Pro Ethernet |  | Heliodyne - Delta-T Pro Ethernet | City of Oakland | FALSE | 50.65 |  | 2020-07-14 | 2020-08-17 | 2020-07-15 | 2020-08-27 | 2022-03-28 | 2022-03-31 | 921 | 134627 | Up-front Payment
PGE-016157 | Low Income Single Family Residential | Domestic Hot Water | Gas | Pacific Gas and Electric | Incentive:Paid | 5397 | 36.9 |  | 1 | 164 |  | 156 |  | 2020-07-16 13:56 | 2020-08-17 | TITANIUM POWER INC | Retrofit | Bakersfield | Bakersfield | 93306 | Host Customer is System Owner | 6 |  | 30004298 | Butler Sun Solutions, Inc. | Titanium Power | Power Pack 2 GT Butler | Indirect Forced Circulation (IF) | 43.72 |  | BT1 | Glycol | Advanced Controller with a Vacation or Holiday Mode | Solar Storage with Tankless Auxiliary Water Heater | 52 | 1 | 0.95 | 75 | Z13 | [18 empty] | Bakersfield | FALSE | 33.23 |  | 2011-06-01: 2020-07-14; 2011-08-03: 2020-07-16; 2011-09-20: 2020-08-17 | 1517 | 5450 | Up-front Payment
PGE-016158 | Single Family Residential | Domestic Hot Water | Gas | Pacific Gas and Electric | Incentive:Paid | 4366 | 29.85 |  | 1 | 164 |  | 164 |  | 2020-07-16 13:58 | 2020-09-08 | TITANIUM POWER INC | Retrofit | Bakersfield | Bakersfield | 93306 | Host Customer is System Owner | 5 |  | 30004298 | Butler Sun Solutions, Inc. | Titanium Power | Power Pack 2 GT Butler | Indirect Forced Circulation (IF) | 43.72 |  | BT1 | Glycol | Advanced Controller with a Vacation or Holiday Mode | Solar Storage with Tankless Auxiliary Water Heater | 52 | 1 | 1 | 65 | Z13 | [18 empty] | Bakersfield | FALSE | 33.23 |  | 2020-07-14 | 2020-08-04 |  |  | 2020-07-16 | 2020-09-08 | 1488 | 5450 | Up-front Payment
PGE-016159 | Single Family Residential | Domestic Hot Water | Gas | Pacific Gas and Electric | Incentive:Paid | 4366 | 29.85 |  | 1 | 164 |  | 148 |  | 2020-07-16 13:59 | 2020-08-20 | TITANIUM POWER INC | Retrofit | Bakersfield | Bakersfield | 93306 | Host Customer is System Owner | 6 |  | 30004298 | Butler Sun Solutions, Inc. | Titanium Power | Power Pack 2 GT Butler | Indirect Forced Circulation (IF) | 43.72 |  | BT1 | Glycol | Advanced Controller with a Vacation or Holiday Mode | Solar Storage with Tankless Auxiliary Water Heater | 52 | 1 | 0.9 | 75 | Z13 | [18 empty] | Bakersfield | FALSE | 33.23 |  | 2020-07-14 | 2020-08-04 |  |  | 2020-07-16 | 2020-08-20 | 1513 | 5450 | Up-front Payment
PGE-016160 | Low Income Single Family Residential | Domestic Hot Water | Gas | Pacific Gas and Electric | Incentive:Paid | 5397 | 36.9 |  | 1 | 164 |  | 164 |  | 2020-07-16 14:00 | 2020-08-17 | TITANIUM POWER INC | Retrofit | Bakersfield | Bakersfield | 93306 | Host Customer is System Owner | 6 |  | 30004298 | Butler Sun Solutions, Inc. | Titanium Power | Power Pack 2 GT Butler | Indirect Forced Circulation (IF) | 43.72 |  | BT1 | Glycol | Advanced Controller with a Vacation or Holiday Mode | Solar Storage with Tankless Auxiliary Water Heater | 52 | 1 | 1 | 75 | Z13 | [18 empty] | Bakersfield | FALSE | 33.23 |  | 2011-06-01: 2020-07-14; 2011-08-03: 2020-07-16; 2011-09-20: 2020-08-17 | 1517 | 5450 | Up-front Payment
PGE-016161 | Single Family Residential - Disadvantaged Community | Domestic Hot Water | Gas | Pacific Gas and Electric | Incentive:Paid | 4366 | 29.85 |  | 1 | 164 |  | 164 |  | 2020-07-21 11:56 | 2020-08-19 | TITANIUM POWER INC | Retrofit | Bakersfield | Bakersfield | 93307 | Host Customer is System Owner | 5 |  | 30004298 | Butler Sun Solutions, Inc. | Titanium Power | Power Pack 2 GT Butler | Indirect Forced Circulation (IF) | 43.72 |  | BT1 | Glycol | Advanced Controller with a Vacation or Holiday Mode | Solar Storage with Tankless Auxiliary Water Heater | 52 | 1 | 1 | 65 | Z13 | [18 empty] | Bakersfield | FALSE | 33.35 |  | 2020-07-15 | 2020-08-05 |  |  | 2020-07-21 | 2020-08-19 | 1502 | 5470 | Up-front Payment
PGE-016162 | Low Income Single Family Residential | Domestic Hot Water | Gas | Pacific Gas and Electric | Incentive:Paid | 5397 | 36.9 |  | 1 | 164 |  | 164 |  | 2020-07-21 11:56 | 2020-08-18 | TITANIUM POWER INC | Retrofit | Bakersfield | Bakersfield | 93307 | Host Customer is System Owner | 5 |  | 30004298 | Butler Sun Solutions, Inc. | Titanium Power | Power Pack 2 GT Butler | Indirect Forced Circulation (IF) | 43.72 |  | BT1 | Glycol | Advanced Controller with a Vacation or Holiday Mode | Solar Storage with Tankless Auxiliary Water Heater | 52 | 1 | 1 | 65 | Z13 | [18 empty] | Bakersfield | FALSE | 33.35 |  | 2011-06-01: 2020-07-15; 2011-08-03: 2020-07-21; 2011-09-20: 2020-08-18 | 1513 | 5470 | Up-front Payment
PGE-016163 | Low Income Single Family Residential | Domestic Hot Water | Gas | Pacific Gas and Electric | Incentive:Paid | 5397 | 36.9 |  | 1 | 164 |  | 164 |  | 2020-07-20 14:51 | 2020-08-14 | TITANIUM POWER INC | Retrofit | Bakersfield | Bakersfield | 93307 | Host Customer is System Owner | 4 |  | 30004298 | Butler Sun Solutions, Inc. | Titanium Power | Power Pack 2 GT Butler | Indirect Forced Circulation (IF) | 43.72 |  | BT1 | Glycol | Advanced Controller with a Vacation or Holiday Mode | Solar Storage with Tankless Auxiliary Water Heater | 52 | 1 | 1 | 55 | Z13 | [18 empty] | Bakersfield | FALSE | 33.35 |  | 2011-06-01: 2020-07-15; 2011-08-03: 2020-07-20; 2011-09-20: 2020-08-14 | 1517 | 5470 | Up-front Payment
PGE-016164 | Low Income Single Family Residential | Domestic Hot Water | Gas | Pacific Gas and Electric | Incentive:Paid | 5397 | 36.9 |  | 1 | 164 |  | 156 |  | 2020-07-21 11:55 | 2020-08-11 | TITANIUM POWER INC | Retrofit | Bakersfield | Bakersfield | 93304 | Host Customer is System Owner | 4 |  | 30004298 | Butler Sun Solutions, Inc. | Titanium Power | Power Pack 2 GT Butler | Indirect Forced Circulation (IF) | 43.72 |  | BT1 | Glycol | Advanced Controller with a Vacation or Holiday Mode | Solar Storage with Tankless Auxiliary Water Heater | 52 | 1 | 0.95 | 55 | Z13 | [18 empty] | Bakersfield | FALSE | 33.35 |  | 2020-07-15 | 2020-08-05 |  |  | 2020-07-21 | 2020-08-11 | 1517 | 5470 | Up-front Payment
PGE-016165 | Low Income Single Family Residential | Domestic Hot Water | Gas | Pacific Gas and Electric | Incentive:Paid | 5397 | 36.9 |  | 1 | 164 |  | 156 |  | 2020-07-21 11:55 | 2020-10-02 | TITANIUM POWER INC | Retrofit | Bakersfield | Bakersfield | 93307 | Host Customer is System Owner | 7 |  | 30004298 | Butler Sun Solutions, Inc. | Titanium Power | Power Pack 2 GT Butler | Indirect Forced Circulation (IF) | 43.72 |  | BT1 | Glycol | Advanced Controller with a Vacation or Holiday Mode | Solar Storage with Tankless Auxiliary Water Heater | 52 | 1 | 0.95 | 85 | Z13 | [18 empty] | Bakersfield | FALSE | 33.35 |  | 2011-06-01: 2020-07-15; 2011-08-03: 2020-07-21; 2011-09-20: 2020-10-02 | 1474 | 5470 | Up-front Payment
PGE-016166 | Single Family Residential | Domestic Hot Water | Gas | Pacific Gas and Electric | Incentive:Paid | 4366 | 29.85 |  | 1 | 164 |  | 164 |  | 2020-07-17 14:11 | 2020-08-21 | TITANIUM POWER INC | Retrofit | Bakersfield | Bakersfield | 93307 | Host Customer is System Owner | 5 |  | 30004298 | Butler Sun Solutions, Inc. | Titanium Power | Power Pack 2 GT Butler | Indirect Forced Circulation (IF) | 43.72 |  | BT1 | Glycol | Advanced Controller with a Vacation or Holiday Mode | Solar Storage with Tankless Auxiliary Water Heater | 52 | 1 | 1 | 65 | Z13 | [18 empty] | Bakersfield | FALSE | 33.35 |  | 2020-07-15 | 2020-08-04 |  |  | 2020-07-17 | 2020-08-21 | 1513 | 5470 | Up-front Payment
PGE-016167 | Low Income Single Family Residential | Domestic Hot Water | Gas | Pacific Gas and Electric | Incentive:Paid | 5397 | 36.9 |  | 1 | 164 |  | 148 |  | 2020-07-17 14:22 | 2020-08-17 | TITANIUM POWER INC | Retrofit | Bakersfield | Bakersfield | 93304 | Host Customer is System Owner | 6 |  | 30004298 | Butler Sun Solutions, Inc. | Titanium Power | Power Pack 2 GT Butler | Indirect Forced Circulation (IF) | 43.72 |  | BT1 | Glycol | Advanced Controller with a Vacation or Holiday Mode | Solar Storage with Tankless Auxiliary Water Heater | 52 | 1 | 0.9 | 75 | Z13 | [18 empty] | Bakersfield | FALSE | 33.35 |  | 2011-06-01: 2020-07-15; 2011-08-03: 2020-07-17; 2011-09-20: 2020-08-17 | 1517 | 5470 | Up-front Payment
PGE-016168 | Low Income Single Family Residential | Domestic Hot Water | Gas | Pacific Gas and Electric | Incentive:Paid | 5397 | 36.9 |  | 1 | 160 |  | 160 |  | 2020-07-21 11:52 | 2020-08-11 | TITANIUM POWER INC | Retrofit | Bakersfield | Bakersfield | 93304 | Host Customer is System Owner | 5 |  | 30004297 | Butler Sun Solutions, Inc. | Titanium Power | Power Pack 2 GT | Indirect Forced Circulation (IF) | 45.42 |  | ARIS2004 | Glycol | Advanced Controller with a Vacation or Holiday Mode | Solar Storage with Tankless Auxiliary Water Heater | 52 | 1 | 1 | 65 | Z13 | [18 empty] | Bakersfield | FALSE | 34.19 |  | 2020-07-15 | 2020-08-05 |  |  | 2020-07-21 | 2020-08-11 | 1517 | 5470 | Up-front Payment
PGE-016169 | Single Family Residential | Domestic Hot Water | Gas | Pacific Gas and Electric | Incentive:Paid | 4366 | 29.85 |  | 1 | 164 |  | 164 |  | 2020-07-21 11:54 | 2020-09-10 | TITANIUM POWER INC | Retrofit | Bakersfield | Bakersfield | 93307 | Host Customer is System Owner | 4 |  | 30004298 | Butler Sun Solutions, Inc. | Titanium Power | Power Pack 2 GT Butler | Indirect Forced Circulation (IF) | 43.72 |  | BT1 | Glycol | Advanced Controller with a Vacation or Holiday Mode | Solar Storage with Tankless Auxiliary Water Heater | 52 | 1 | 1 | 55 | Z13 | [18 empty] | Bakersfield | FALSE | 33.35 |  | 2020-07-15 | 2020-08-05 |  |  | 2020-07-21 | 2020-09-10 | 1488 | 5470 | Up-front Payment
PGE-016170 | Low Income Multifamily Residential | Domestic Hot Water | Gas | Pacific Gas and Electric | Incentive:Paid | 62573 | 24.89 |  | 1 | 2514 |  | 2514 |  | 2020-07-30 16:16 | 2020-09-09 | SUN LIGHT & POWER | New Construction | Belmont | San Mateo | 94002 | Host Customer is System Owner | [7 empty] | 644.16 | 40.26 |  | Glycol | Pressure Stagnation Protection (PSP) | Solar Storage and Auxiliary Tanks are separate |  | 1 | 1 | 2508 | Z04 | 66 | Units | Apartments/Condos | 2010115A | 16 | 1 | 960 | 1 | 357 | 3 | 300000 | TRUE | 135 | 120 |  | Heliodyne - Delta-T Pro Ethernet |  | Heliodyne - Delta-T Pro Ethernet | City of Belmont | FALSE | 56.46 |  | 2020-07-30 | 2020-08-24 | 2020-07-30 | 2020-09-09 | 2022-09-13 | 2022-09-20 | 761 | 141934 | Up-front Payment
SDG-016171 | Low Income Multifamily Residential | Domestic Hot Water | Gas | San Diego Gas and Electric | Incentive:Paid | 56675 | 24.89 |  | 1 | 2277 |  | 2277 |  | 2020-07-22 17:50 | 2021-03-05 | CALIFORNIA SOLAR INTEGRATORS INC | New Construction | San Marcos | San Diego | 92069 | Host Customer is System Owner | [7 empty] | 899.8 | 40.9 |  | Glycol | Steam Back | Solar Storage and Auxiliary Tanks are separate |  | 1 | 1 | 960 | Z10 | 24 | Units | Apartments/Condos | TRB-40 | 22 | 1 | 1320 | 2 | 125 | 1 | 500000 | TRUE | 120 | 140 |  | SunEarth - SETRA503 TTR U + Series 200 |  | SunEarth - SETRA503 TTR U + Series 200 | City of San Marcos | FALSE | 65.1 |  | 2020-07-15 | 2020-09-16 | 2020-07-22 | 2021-03-05 | 2022-12-26 | 2023-07-27 | 435 | 148235 | Up-front Payment
PGE-016172 | Single Family Residential - Disadvantaged Community | Domestic Hot Water | Gas | Pacific Gas and Electric | Incentive:Paid | 4366 | 29.85 |  | 1 | 164 |  | 164 |  | 2020-07-20 15:38 | 2020-08-28 | TITANIUM POWER INC | Retrofit | Bakersfield | Bakersfield | 93305 | Host Customer is System Owner | 5 |  | 30004298 | Butler Sun Solutions, Inc. | Titanium Power | Power Pack 2 GT Butler | Indirect Forced Circulation (IF) | 43.72 |  | BT1 | Glycol | Advanced Controller with a Vacation or Holiday Mode | Solar Storage with Tankless Auxiliary Water Heater | 52 | 1 | 1 | 65 | Z13 | [18 empty] | Bakersfield | FALSE | 33.35 |  | 2020-07-15 | 2020-08-04 |  |  | 2020-07-20 | 2020-08-28 | 1502 | 5470 | Up-front Payment
SDG-016173 | Low Income Multifamily Residential | Domestic Hot Water | Gas | San Diego Gas and Electric | Incentive:Paid | 47714 | 24.89 |  | 1 | 1917 |  | 1917 |  | 2020-07-22 17:50 | 2021-03-05 | CALIFORNIA SOLAR INTEGRATORS INC | New Construction | San Marcos | San Diego | 92069 | Host Customer is System Owner | [7 empty] | 531.7 | 40.9 |  | Glycol | Steam Back | Solar Storage and Auxiliary Tanks are separate |  | 1 | 1 | 960 | Z10 | 24 | Units | Apartments/Condos | TRB-40 | 13 | 1 | 924 | 2 | 125 | 1 | 500000 | TRUE | 120 | 140 |  | SunEarth - SETRA503 TTR U + Series 200 |  | SunEarth - SETRA503 TTR U + Series 200 | City of San Marcos | FALSE | 57.99 |  | 2020-07-15 | 2020-09-16 | 2020-07-22 | 2021-03-05 | 2022-12-26 | 2023-07-27 | 435 | 111176 | Up-front Payment
PGE-016174 | Low Income Single Family Residential | Domestic Hot Water | Gas | Pacific Gas and Electric | Incentive:Paid | 5397 | 36.9 |  | 1 | 164 |  | 148 |  | 2020-07-20 15:18 | 2020-08-14 | TITANIUM POWER INC | Retrofit | Bakersfield | Bakersfield | 93304 | Host Customer is System Owner | 4 |  | 30004298 | Butler Sun Solutions, Inc. | Titanium Power | Power Pack 2 GT Butler | Indirect Forced Circulation (IF) | 43.72 |  | BT1 | Glycol | Advanced Controller with a Vacation or Holiday Mode | Solar Storage with Tankless Auxiliary Water Heater | 52 | 1 | 0.9 | 55 | Z13 | [18 empty] | Bakersfield | FALSE | 33.35 |  | 2011-06-01: 2020-07-15; 2011-08-03: 2020-07-20; 2011-09-20: 2020-08-14 | 1517 | 5470 | Up-front Payment
SDG-016175 | Low Income Multifamily Residential | Domestic Hot Water | Gas | San Diego Gas and Electric | Incentive:Paid | 47714 | 24.89 |  | 1 | 1917 |  | 1917 |  | 2020-07-22 17:51 | 2021-03-05 | CALIFORNIA SOLAR INTEGRATORS INC | New Construction | San Marcos | San Diego | 92069 | Host Customer is System Owner | [7 empty] | 531.7 | 40.9 |  | Glycol | Steam Back | Solar Storage and Auxiliary Tanks are separate |  | 1 | 1 | 960 | Z10 | 24 | Units | Apartments/Condos | TRB-40 | 13 | 1 | 924 | 2 | 125 | 1 | 500000 | TRUE | 120 | 140 |  | SunEarth - SETRA503 TTR U + Series 200 |  | SunEarth - SETRA503 TTR U + Series 200 | City of San Marcos | FALSE | 57.99 |  | 2020-07-15 | 2020-09-16 | 2020-07-22 | 2021-03-05 | 2022-12-26 | 2023-07-27 | 435 | 111176 | Up-front Payment
PGE-016176 | Single Family Residential - Disadvantaged Community | Domestic Hot Water | Gas | Pacific Gas and Electric | Incentive:Paid | 4366 | 29.85 |  | 1 | 164 |  | 164 |  | 2020-07-20 15:20 | 2020-09-25 | TITANIUM POWER INC | Retrofit | Bakersfield | Bakersfield | 93307 | Host Customer is System Owner | 4 |  | 30004298 | Butler Sun Solutions, Inc. | Titanium Power | Power Pack 2 GT Butler | Indirect Forced Circulation (IF) | 43.72 |  | BT1 | Glycol | Advanced Controller with a Vacation or Holiday Mode | Solar Storage with Tankless Auxiliary Water Heater | 52 | 1 | 1 | 55 | Z13 | [18 empty] | Bakersfield | FALSE | 33.35 |  | 2020-07-15 | 2020-08-04 |  |  | 2020-07-20 | 2020-09-25 | 1474 | 5470 | Up-front Payment
PGE-016177 | Commercial Pools | Pool Heating | Gas | Pacific Gas and Electric | Incentive:Canceled | 13867 | 7 |  | 1 | 1981 |  | 1981 |  | 2020-07-29 17:39 | 2020-08-26 | CALIFORNIA SOLAR INTEGRATORS INC | New Construction | Mountain View | Santa Clara | 94041 | Host Customer is System Owner | [7 empty] | 1062.6 | 48.3 |  | Drainback |  |  |  | 1 | 1 |  | Z04 |  |  |  | 10001888 | 22 | 2 | [5 empty] | FALSE |  |  |  | SunEarth - SETRA503 TTR U + Series 200 |  | SunEarth - SETRA503 TTR U + Series 200 | Mountain View | FALSE | 23.1 |  | 2020-07-15 | 2023-09-19 | 2020-07-29 | 2020-08-26 | 2023-09-14 |  | 339 | 45756 | Up-front Payment
PGE-016178 | Low Income Multifamily Residential | Domestic Hot Water | Gas | Pacific Gas and Electric | Incentive:Paid | 60617 | 24.89 |  | 1 | 2460 |  | 2435 |  | 2020-07-16 14:37 | 2020-08-26 | SUN LIGHT & POWER | New Construction | Mountain View | Santa Clara | 94043 | Host Customer is System Owner | [7 empty] | 642.72 | 40.17 |  | Glycol | Pressure Stagnation Protection (PSP) | Solar Storage and Auxiliary Tanks are separate |  | 0.99 | 1 | 2356 | Z04 | 62 | Units | Apartments/Condos | 2010115A | 16 | 2 | 960 | 1 | 238 | 2 | 399900 | TRUE | 140 | 125 |  | Heliodyne - Delta-T Pro Ethernet |  | Heliodyne - Delta-T Pro Ethernet | City of Mountain View | FALSE | 32.79 |  | 2020-07-15 | 2020-08-20 | 2020-07-16 | 2020-08-26 | 2020-12-28 | 2021-02-18 | 1339 | 80675 | Up-front Payment
PGE-016180 | Single Family Residential - Disadvantaged Community | Domestic Hot Water | Gas | Pacific Gas and Electric | Incentive:Paid | 4366 | 29.85 |  | 1 | 164 |  | 156 |  | 2020-07-20 15:23 | 2020-09-10 | TITANIUM POWER INC | Retrofit | Bakersfield | Bakersfield | 93307 | Host Customer is System Owner | 4 |  | 30004298 | Butler Sun Solutions, Inc. | Titanium Power | Power Pack 2 GT Butler | Indirect Forced Circulation (IF) | 43.72 |  | BT1 | Glycol | Advanced Controller with a Vacation or Holiday Mode | Solar Storage with Tankless Auxiliary Water Heater | 52 | 1 | 0.95 | 55 | Z13 | [18 empty] | Bakersfield | FALSE | 33.35 |  | 2020-07-16 | 2020-08-04 |  |  | 2020-07-20 | 2020-09-10 | 1499 | 5470 | Up-front Payment
PGE-016181 | Low Income Single Family Residential | Domestic Hot Water | Gas | Pacific Gas and Electric | Incentive:Paid | 5397 | 36.9 |  | 1 | 164 |  | 164 |  | 2020-07-20 15:24 | 2020-08-14 | TITANIUM POWER INC | Retrofit | Bakersfield | Bakersfield | 93305 | Host Customer is System Owner | 4 |  | 30004298 | Butler Sun Solutions, Inc. | Titanium Power | Power Pack 2 GT Butler | Indirect Forced Circulation (IF) | 43.72 |  | BT1 | Glycol | Advanced Controller with a Vacation or Holiday Mode | Solar Storage with Tankless Auxiliary Water Heater | 52 | 1 | 1 | 55 | Z13 | [18 empty] | Bakersfield | FALSE | 33.35 |  | 2011-06-01: 2020-07-16; 2011-08-03: 2020-07-20; 2011-09-20: 2020-08-14 | 1517 | 5470 | Up-front Payment
PGE-016182 | Single Family Residential - Disadvantaged Community | Domestic Hot Water | Gas | Pacific Gas and Electric | Incentive:Paid | 4366 | 29.85 |  | 1 | 160 |  | 160 |  | 2020-07-20 15:28 | 2020-08-19 | TITANIUM POWER INC | Retrofit | Bakersfield | Bakersfield | 93307 | Host Customer is System Owner | 5 |  | 30004297 | Butler Sun Solutions, Inc. | Titanium Power | Power Pack 2 GT | Indirect Forced Circulation (IF) | 45.42 |  | ARIS2004 | Glycol | Advanced Controller with a Vacation or Holiday Mode | Solar Storage with Tankless Auxiliary Water Heater | 52 | 1 | 1 | 65 | Z13 | [18 empty] | Bakersfield | FALSE | 34.19 |  | 2020-07-16 | 2020-08-04 |  |  | 2020-07-20 | 2020-08-19 | 1513 | 5470 | Up-front Payment
PGE-016183 | Single Family Residential - Disadvantaged Community | Domestic Hot Water | Gas | Pacific Gas and Electric | Incentive:Paid | 4366 | 29.85 |  | 1 | 164 |  | 164 |  | 2020-07-20 15:31 | 2020-08-21 | TITANIUM POWER INC | Retrofit | Bakersfield | Bakersfield | 93309 | Host Customer is System Owner | 4 |  | 30004298 | Butler Sun Solutions, Inc. | Titanium Power | Power Pack 2 GT Butler | Indirect Forced Circulation (IF) | 43.72 |  | BT1 | Glycol | Advanced Controller with a Vacation or Holiday Mode | Solar Storage with Tankless Auxiliary Water Heater | 52 | 1 | 1 | 55 | Z13 | [18 empty] | Bakersfield | FALSE | 33.35 |  | 2020-07-16 | 2020-08-04 |  |  | 2020-07-20 | 2020-08-21 | 1513 | 5470 | Up-front Payment
PGE-016184 | Low Income Single Family Residential | Domestic Hot Water | Gas | Pacific Gas and Electric | Incentive:Paid | 5397 | 36.9 |  | 1 | 164 |  | 156 |  | 2020-07-20 15:35 | 2020-08-21 | TITANIUM POWER INC | Retrofit | Bakersfield | Bakersfield | 93305 | Host Customer is System Owner | 4 |  | 30004298 | Butler Sun Solutions, Inc. | Titanium Power | Power Pack 2 GT Butler | Indirect Forced Circulation (IF) | 43.72 |  | BT1 | Glycol | Advanced Controller with a Vacation or Holiday Mode | Solar Storage with Tankless Auxiliary Water Heater | 52 | 1 | 0.95 | 55 | Z13 | [18 empty] | Bakersfield | FALSE | 33.35 |  | 2020-07-16 | 2020-08-04 |  |  | 2020-07-20 | 2020-08-21 | 1451 | 5470 | Up-front Payment
PGE-016185 | Low Income Single Family Residential | Domestic Hot Water | Gas | Pacific Gas and Electric | Incentive:Paid | 4716 | 36.9 |  | 1 | 142 |  | 128 |  | 2020-07-20 14:56 | 2020-09-25 | TITANIUM POWER INC | Retrofit | Bakersfield | Bakersfield | 93306 | Host Customer is System Owner | 5 |  | 30004272 | Butler Sun Solutions, Inc. | SOLAR BUTLER | BT1-40-I-T | Indirect Forced Circulation (IF) | 43.72 |  | BT1 | Glycol | Advanced Controller with a Vacation or Holiday Mode | Solar Storage with Tankless Auxiliary Water Heater | 40 | 1 | 0.9 | 65 | Z13 | [18 empty] | Bakersfield | FALSE | 37.68 |  | 2020-07-16 | 2020-08-18 |  |  | 2020-07-20 | 2020-09-25 | 1474 | 5350 | Up-front Payment
PGE-016186 | Low Income Single Family Residential | Domestic Hot Water | Gas | Pacific Gas and Electric | Incentive:Paid | 5397 | 36.9 |  | 1 | 164 |  | 164 |  | 2020-07-31 14:25 | 2020-09-10 | TITANIUM POWER INC | Retrofit | Bakersfield | Bakersfield | 93306 | Host Customer is System Owner | 8 |  | 30004298 | Butler Sun Solutions, Inc. | Titanium Power | Power Pack 2 GT Butler | Indirect Forced Circulation (IF) | 43.72 |  | BT1 | Glycol | Advanced Controller with a Vacation or Holiday Mode | Solar Storage with Tankless Auxiliary Water Heater | 52 | 1 | 1 | 95 | Z13 | [18 empty] | Bakersfield | FALSE | 33.23 |  | 2020-07-16 | 2020-08-12 |  |  | 2020-07-31 | 2020-09-10 | 1499 | 5450 | Up-front Payment
PGE-016187 | Low Income Single Family Residential | Domestic Hot Water | Gas | Pacific Gas and Electric | Incentive:Paid | 5397 | 36.9 |  | 1 | 164 |  | 164 |  | 2020-07-20 14:58 | 2020-08-17 | TITANIUM POWER INC | Retrofit | Bakersfield | Bakersfield | 93306 | Host Customer is System Owner | 8 |  | 30004298 | Butler Sun Solutions, Inc. | Titanium Power | Power Pack 2 GT Butler | Indirect Forced Circulation (IF) | 43.72 |  | BT1 | Glycol | Advanced Controller with a Vacation or Holiday Mode | Solar Storage with Tankless Auxiliary Water Heater | 52 | 1 | 1 | 95 | Z13 | [18 empty] | Bakersfield | FALSE | 33.23 |  | 2011-06-01: 2020-07-16; 2011-08-03: 2020-07-20; 2011-09-20: 2020-08-17 | 1517 | 5450 | Up-front Payment
PGE-016188 | Single Family Residential - Disadvantaged Community | Domestic Hot Water | Gas | Pacific Gas and Electric | Incentive:Paid | 4366 | 29.85 |  | 1 | 164 |  | 156 |  | 2020-07-20 15:13 | 2020-09-08 | TITANIUM POWER INC | Retrofit | Bakersfield | Bakersfield | 93306 | Host Customer is System Owner | 6 |  | 30004298 | Butler Sun Solutions, Inc. | Titanium Power | Power Pack 2 GT Butler | Indirect Forced Circulation (IF) | 43.72 |  | BT1 | Glycol | Advanced Controller with a Vacation or Holiday Mode | Solar Storage with Tankless Auxiliary Water Heater | 52 | 1 | 0.95 | 75 | Z13 | [18 empty] | Bakersfield | FALSE | 33.23 |  | 2020-07-16 | 2020-08-05 |  |  | 2020-07-20 | 2020-09-08 | 1499 | 5450 | Up-front Payment
PGE-016189 | Low Income Single Family Residential | Domestic Hot Water | Gas | Pacific Gas and Electric | Incentive:Paid | 5397 | 36.9 |  | 1 | 164 |  | 164 |  | 2020-07-20 15:15 | 2020-10-30 | TITANIUM POWER INC | Retrofit | Bakersfield | Bakersfield | 93306 | Host Customer is System Owner | 7 |  | 30004298 | Butler Sun Solutions, Inc. | Titanium Power | Power Pack 2 GT Butler | Indirect Forced Circulation (IF) | 43.72 |  | BT1 | Glycol | Advanced Controller with a Vacation or Holiday Mode | Solar Storage with Tankless Auxiliary Water Heater | 52 | 1 | 1 | 85 | Z13 | [18 empty] | Bakersfield | FALSE | 33.23 |  | 2011-06-01: 2020-07-16; 2011-08-03: 2020-07-20; 2011-09-20: 2020-10-30 | 1447 | 5450 | Up-front Payment
PGE-016190 | Low Income Single Family Residential | Domestic Hot Water | Gas | Pacific Gas and Electric | Incentive:Paid | 5397 | 36.9 |  | 1 | 160 |  | 160 |  | 2020-07-20 15:17 | 2020-08-17 | TITANIUM POWER INC | Retrofit | Bakersfield | Bakersfield | 93307 | Host Customer is System Owner | 9 |  | 30004297 | Butler Sun Solutions, Inc. | Titanium Power | Power Pack 2 GT | Indirect Forced Circulation (IF) | 45.42 |  | ARIS2004 | Glycol | Advanced Controller with a Vacation or Holiday Mode | Solar Storage with Tankless Auxiliary Water Heater | 52 | 1 | 1 | 105 | Z13 | [18 empty] | Bakersfield | FALSE | 34.19 |  | 2011-06-01: 2020-07-16; 2011-08-03: 2020-07-20; 2011-09-20: 2020-08-17 | 1517 | 5470 | Up-front Payment
PGE-016191 | Single Family Residential | Domestic Hot Water | Gas | Pacific Gas and Electric | Incentive:Paid | 2776 | 29.85 |  | 1 | 93 |  | 93 |  | 2020-07-16 16:21 | 2020-08-11 | ACR SOLAR INTERNATIONAL CORP | Retrofit | Roseville | Placer | 95661 | Host Customer is System Owner | 5 |  | 2001019A | ACR Solar International | SKYLINE SYSTEM 5 | 200152C80EX2TG | Indirect Forced Circulation (IF) | 40.64 |  | 20-01 | Glycol | Advanced Controller with a Vacation or Holiday Mode | Solar Storage and Auxiliary Tanks are separate | 80 | 1 | 1 | 65 | Z11 | [18 empty] | Roseville | FALSE | 92.47 |  | 2020-07-16 | 2020-08-04 |  |  | 2020-07-16 | 2020-08-11 | 1522 | 8600 | Up-front Payment
PGE-016192 | Commercial Pools | Pool Heating | Gas | Pacific Gas and Electric | Incentive:Canceled | 16634 | 7 |  | 1 | 3001 |  | 3001 |  | 2020-07-27 09:43 | 2020-08-21 | CALIFORNIA SOLAR INTEGRATORS INC | New Construction | Santa Clara | Santa Clara | 95050 | Host Customer is System Owner | [7 empty] | 1545.6 | 48.3 |  | Drainback | Steam Back |  |  | 1 | 1 |  | Z04 |  |  |  | 10001888 | 32 | 2 | [5 empty] | FALSE |  |  |  | SunEarth - SETRA503 TTR U + Series 200 |  | SunEarth - SETRA503 TTR U + Series 200 | Santa Clara | FALSE | 11.09 |  | 2020-07-17 | 2023-11-29 | 2020-07-27 | 2020-08-21 | 2023-11-20 |  | 331 | 33269 | Up-front Payment
PGE-016194 | Low Income Multifamily Residential | Domestic Hot Water | Gas | Pacific Gas and Electric | Incentive:Paid | 67975 | 24.89 |  | 1 | 2731 |  | 2731 |  | 2020-07-20 12:41 | 2020-08-14 | SUN LIGHT & POWER | New Construction | San Jose | Santa Clara | 95126 | Host Customer is System Owner | [7 empty] | 724.68 | 40.26 |  | Glycol | Pressure Stagnation Protection (PSP) | Solar Storage and Auxiliary Tanks are separate |  | 1 | 1 | 2622 | Z04 | 69 | Units | Apartments/Condos | 2010115A | 18 | 2 | 1000 | 1 | 238 | 2 | 399000 | TRUE | 135 | 120 |  | Heliodyne - Delta-T Pro Ethernet |  | Heliodyne - Delta-T Pro Ethernet | City of San Jose | FALSE | 55.89 |  | 2020-07-20 | 2020-08-12 | 2020-07-20 | 2020-08-14 | 2022-09-06 | 2022-09-08 | 766 | 152643 | Up-front Payment
PGE-016195 | Low Income Single Family Residential | Domestic Hot Water | Gas | Pacific Gas and Electric | Incentive:Paid | 5397 | 36.9 |  | 1 | 164 |  | 148 |  | 2020-07-20 14:33 | 2020-10-30 | TITANIUM POWER INC | Retrofit | Bakersfield | Bakersfield | 93306 | Host Customer is System Owner | 4 |  | 30004298 | Butler Sun Solutions, Inc. | Titanium Power | Power Pack 2 GT Butler | Indirect Forced Circulation (IF) | 43.72 |  | BT1 | Glycol | Advanced Controller with a Vacation or Holiday Mode | Solar Storage with Tankless Auxiliary Water Heater | 52 | 1 | 0.9 | 55 | Z13 | [18 empty] | Bakersfield | FALSE | 33.23 |  | 2011-06-01: 2020-07-17; 2011-08-03: 2020-07-20; 2011-09-20: 2020-10-30 | 1447 | 5450 | Up-front Payment
PGE-016196 | Single Family Residential | Domestic Hot Water | Gas | Pacific Gas and Electric | Incentive:Paid | 3260 | 29.85 |  | 1 | 130 |  | 109 |  | 2020-07-23 13:52 | 2020-08-18 | AZTEC SOLAR INC | Retrofit | Sacramento | Sacramento | 95818 | Host Customer is System Owner | 4 |  | 2001001A | SunEarth, Inc. | SOLARAY | TE40P-80-2G | Indirect Forced Circulation (IF) | 40.9 |  | EP-40 / EP-40-0.75 | Glycol | Advanced Controller with a Vacation or Holiday Mode | Solar Storage and Auxiliary Tanks are separate | 80 | 0.84 | 1 | 55 | Z12 | [18 empty] | City of Sacramento | FALSE | 46.03 |  | 2020-07-17 | 2020-08-06 |  |  | 2020-07-23 | 2020-08-18 | 1513 | 5983.75 | Up-front Payment
PGE-016197 | Low Income Single Family Residential | Domestic Hot Water | Gas | Pacific Gas and Electric | Incentive:Paid | 5397 | 36.9 |  | 1 | 164 |  | 164 |  | 2020-07-20 14:50 | 2020-08-17 | TITANIUM POWER INC | Retrofit | Bakersfield | Bakersfield | 93306 | Host Customer is System Owner | 9 |  | 30004298 | Butler Sun Solutions, Inc. | Titanium Power | Power Pack 2 GT Butler | Indirect Forced Circulation (IF) | 43.72 |  | BT1 | Glycol | Advanced Controller with a Vacation or Holiday Mode | Solar Storage with Tankless Auxiliary Water Heater | 52 | 1 | 1 | 105 | Z13 | [18 empty] | Bakersfield | FALSE | 33.23 |  | 2011-06-01: 2020-07-17; 2011-08-03: 2020-07-20; 2011-09-20: 2020-08-17 | 1517 | 5450 | Up-front Payment
PGE-016198 | Single Family Residential - Disadvantaged Community | Domestic Hot Water | Gas | Pacific Gas and Electric | Incentive:Paid | 4366 | 29.85 |  | 1 | 164 |  | 164 |  | 2020-07-20 15:41 | 2020-08-20 | TITANIUM POWER INC | Retrofit | Bakersfield | Bakersfield | 93306 | Host Customer is System Owner | 7 |  | 30004298 | Butler Sun Solutions, Inc. | Titanium Power | Power Pack 2 GT Butler | Indirect Forced Circulation (IF) | 43.72 |  | BT1 | Glycol | Advanced Controller with a Vacation or Holiday Mode | Solar Storage with Tankless Auxiliary Water Heater | 52 | 1 | 1 | 85 | Z13 | [18 empty] | Bakersfield | FALSE | 33.23 |  | 2020-07-17 | 2020-08-05 |  |  | 2020-07-20 | 2020-08-20 | 1513 | 5450 | Up-front Payment
PGE-016199 | Low Income Single Family Residential | Domestic Hot Water | Gas | Pacific Gas and Electric | Incentive:Paid | 5397 | 36.9 |  | 1 | 164 |  | 164 |  | 2020-07-21 10:12 | 2020-08-17 | TITANIUM POWER INC | Retrofit | Bakersfield | Bakersfield | 93306 | Host Customer is System Owner | 6 |  | 30004298 | Butler Sun Solutions, Inc. | Titanium Power | Power Pack 2 GT Butler | Indirect Forced Circulation (IF) | 43.72 |  | BT1 | Glycol | Advanced Controller with a Vacation or Holiday Mode | Solar Storage with Tankless Auxiliary Water Heater | 52 | 1 | 1 | 75 | Z13 | [18 empty] | Bakersfield | FALSE | 33.23 |  | 2011-06-01: 2020-07-17; 2011-08-03: 2020-07-21; 2011-09-20: 2020-08-17 | 1517 | 5450 | Up-front Payment
PGE-016200 | Low Income Single Family Residential | Domestic Hot Water | Gas | Pacific Gas and Electric | Incentive:Paid | 5397 | 36.9 |  | 1 | 164 |  | 164 |  | 2020-07-21 10:14 | 2020-10-30 | TITANIUM POWER INC | Retrofit | Bakersfield | Bakersfield | 93306 | Host Customer is System Owner | 9 |  | 30004298 | Butler Sun Solutions, Inc. | Titanium Power | Power Pack 2 GT Butler | Indirect Forced Circulation (IF) | 43.72 |  | BT1 | Glycol | Advanced Controller with a Vacation or Holiday Mode | Solar Storage with Tankless Auxiliary Water Heater | 52 | 1 | 1 | 105 | Z13 | [18 empty] | Bakersfield | FALSE | 33.23 |  | 2011-06-01: 2020-07-17; 2011-08-03: 2020-07-21; 2011-09-20: 2020-10-30 | 1447 | 5450 | Up-front Payment
PGE-016201 | Single Family Residential | Domestic Hot Water | Gas | Pacific Gas and Electric | Incentive:Paid | 3460 | 29.85 |  | 1 | 122 |  | 116 |  | 2020-07-17 16:13 | 2020-08-11 | ACR SOLAR INTERNATIONAL CORP | Retrofit | Fair Oaks | Sacramento | 95628 | Host Customer is System Owner | 5 |  | 2001019B | ACR Solar International | SKYLINE SYSTEM 5 | 200153C80EX2TG | Indirect Forced Circulation (IF) | 60.97 |  | 20-01 | Glycol | Advanced Controller with a Vacation or Holiday Mode | Solar Storage and Auxiliary Tanks are separate | 80 | 1 | 0.95 | 65 | Z12 | [18 empty] | Sacramento | FALSE | 62.3 |  | 2020-07-17 | 2020-08-04 |  |  | 2020-07-17 | 2020-08-11 | 1522 | 7600 | Up-front Payment
PGE-016206 | Low Income Single Family Residential | Domestic Hot Water | Gas | Pacific Gas and Electric | Incentive:Paid | 5397 | 36.9 |  | 1 | 164 |  | 156 |  | 2020-07-21 11:59 | 2020-08-18 | TITANIUM POWER INC | Retrofit | Bakersfield | Bakersfield | 93306 | Host Customer is System Owner | 6 |  | 30004298 | Butler Sun Solutions, Inc. | Titanium Power | Power Pack 2 GT Butler | Indirect Forced Circulation (IF) | 43.72 |  | BT1 | Glycol | Advanced Controller with a Vacation or Holiday Mode | Solar Storage with Tankless Auxiliary Water Heater | 52 | 1 | 0.95 | 75 | Z13 | [18 empty] | Bakersfield | FALSE | 33.23 |  | 2011-06-01: 2020-07-20; 2011-08-03: 2020-07-21; 2011-09-20: 2020-08-18 | 1513 | 5450 | Up-front Payment
PGE-016207 | Low Income Single Family Residential | Domestic Hot Water | Gas | Pacific Gas and Electric | Incentive:Paid | 5397 | 36.9 |  | 1 | 164 |  | 164 |  | 2020-07-21 12:01 | 2020-08-18 | TITANIUM POWER INC | Retrofit | Bakersfield | Bakersfield | 93305 | Host Customer is System Owner | 7 |  | 30004298 | Butler Sun Solutions, Inc. | Titanium Power | Power Pack 2 GT Butler | Indirect Forced Circulation (IF) | 43.72 |  | BT1 | Glycol | Advanced Controller with a Vacation or Holiday Mode | Solar Storage with Tankless Auxiliary Water Heater | 52 | 1 | 1 | 85 | Z13 | [18 empty] | Bakersfield | FALSE | 33.23 |  | 2011-06-01: 2020-07-20; 2011-08-03: 2020-07-21; 2011-09-20: 2020-08-18 | 1513 | 5450 | Up-front Payment
SCG-016208 | Commercial Pools | Pool Heating | Gas | Southern California Gas Company | Incentive:Paid | 6955 | 7 |  | 1 | 1705 |  | 1705 |  | 2020-07-23 15:19 | 2020-07-26 | ALL VALLEY SOLAR INC | Retrofit | Winnetka | Winnetka | 91306 | Host Customer is System Owner | [7 empty] | 531.3 | 24.15 |  | Drainback | Swimming Pool or Spa Heat Dump |  |  | 1 | 1 |  | Z09 |  | Units | Apartments/Condos | 10001888 | 22 | 1 |  |  |  |  | 399000 | FALSE | 80 | 82 |  | SunEarth - SETR A503 TTR U + VFS 10-200 |  | SunEarth - SETR A503 TTR U + VFS 10-200 | LADBS | FALSE | 8.16 |  | 2020-07-20 |  | 2020-07-23 | 2020-07-26 | 2022-04-19 | 2022-09-30 | 757 | 13910 | Up-front Payment
PGE-016209 | Low Income Single Family Residential | Domestic Hot Water | Gas | Pacific Gas and Electric | Incentive:Paid | 5397 | 36.9 |  | 1 | 164 |  | 164 |  | 2020-07-21 12:02 | 2020-08-18 | TITANIUM POWER INC | Retrofit | Bakersfield | Bakersfield | 93306 | Host Customer is System Owner | 7 |  | 30004298 | Butler Sun Solutions, Inc. | Titanium Power | Power Pack 2 GT Butler | Indirect Forced Circulation (IF) | 43.72 |  | BT1 | Glycol | Advanced Controller with a Vacation or Holiday Mode | Solar Storage with Tankless Auxiliary Water Heater | 52 | 1 | 1 | 85 | Z13 | [18 empty] | Bakersfield | FALSE | 33.23 |  | 2011-06-01: 2020-07-20; 2011-08-03: 2020-07-21; 2011-09-20: 2020-08-18 | 1513 | 5450 | Up-front Payment
SDG-016210 | Low Income Multifamily Residential | Domestic Hot Water | Gas | San Diego Gas and Electric | Incentive:Paid | 68024 | 24.89 |  | 1 | 2733 |  | 2733 |  | 2020-07-23 15:49 | 2021-03-05 | CALIFORNIA SOLAR INTEGRATORS INC | New Construction | Vista | San Diego | 92084 | Host Customer is System Owner | [7 empty] | 778.05 | 40.95 |  | Glycol | Steam Back | Solar Storage and Auxiliary Tanks are separate |  | 1 | 1 | 3078 | Z07 | 81 | Units | Apartments/Condos | TRB-40 | 19 | 1 | 1450 | 1 | 238 | 2 | 600000 | TRUE | 140 | 120 |  | SunEarth - SETRA503 TTR U + Series 200 |  | SunEarth - SETRA503 TTR U + Series 200 | City of Vista | FALSE | 51.69 |  | 2020-07-20 | 2020-11-18 | 2020-07-23 | 2021-03-05 | 2021-05-24 | 2021-08-30 | 1128 | 141261 | Up-front Payment
SDG-016211 | Low Income Multifamily Residential | Domestic Hot Water | Gas | San Diego Gas and Electric | Incentive:Paid | 67975 | 24.89 |  | 1 | 2731 |  | 2731 |  | 2020-07-29 13:54 | 2021-03-08 | CALIFORNIA SOLAR INTEGRATORS INC | New Construction | San Diego | San Diego | 92154 | Host Customer is System Owner | [7 empty] | 655.2 | 40.95 |  | Glycol | Steam Back | Solar Storage and Auxiliary Tanks are separate |  | 1 | 1 | 3154 | Z07 | 83 | Units | Apartments/Condos | TRB-40 | 16 | 1 | 1080 | 1 | 300 | 3 | 599700 | TRUE | 120 | 140 |  | SunEarth - SETRA503 TTR U + Series 200 |  | SunEarth - SETRA503 TTR U + Series 200 | City of San Diego | FALSE | 56.76 |  | 2020-07-20 | 2020-11-18 | 2020-07-29 | 2021-03-08 | 2023-09-05 | 2023-11-29 | 276 | 155000 | Up-front Payment
PGE-016212 | Single Family Residential | Domestic Hot Water | Gas | Pacific Gas and Electric | Incentive:Paid | 4366 | 29.85 |  | 1 | 164 |  | 148 |  | 2020-07-21 12:05 | 2020-09-14 | TITANIUM POWER INC | Retrofit | Bakersfield | Bakersfield | 93306 | Host Customer is System Owner | 4 |  | 30004298 | Butler Sun Solutions, Inc. | Titanium Power | Power Pack 2 GT Butler | Indirect Forced Circulation (IF) | 43.72 |  | BT1 | Glycol | Advanced Controller with a Vacation or Holiday Mode | Solar Storage with Tankless Auxiliary Water Heater | 52 | 1 | 0.9 | 55 | Z13 | [18 empty] | Bakersfield | FALSE | 33.23 |  | 2020-07-20 | 2020-08-05 |  |  | 2020-07-21 | 2020-09-14 | 1488 | 5450 | Up-front Payment
PGE-016213 | Low Income Multifamily Residential | Domestic Hot Water | Gas | Pacific Gas and Electric | Incentive:Paid | 83606 | 24.89 |  | 1 | 3359 |  | 3359 |  | 2020-08-01 | 2020-11-17 | SUN LIGHT & POWER | New Construction | Alameda | Alameda | 94501 | Host Customer is System Owner | [7 empty] | 964.08 | 40.17 |  | Glycol | Pressure Stagnation Protection (PSP) | Solar Storage and Auxiliary Tanks are separate |  | 1 | 1 | 2660 | Z03 | 70 | Units | Apartments/Condos | 2010115A | 24 | 2 | 1450 | 1 | 257 | 1 | 398000 | TRUE | 130 | 120 |  | Heliodyne - Delta-T Pro Ethernet |  | Heliodyne - Delta-T Pro Ethernet | City of Alameda | FALSE | 71.51 |  | 2020-07-31 | 2020-11-16 | 2020-07-31 | 2020-11-17 | 2022-03-10 | 2022-03-10 | 955 | 240190 | Up-front Payment
PGE-016214 | Commercial/Multifamily Residential | Domestic Hot Water | Gas | Pacific Gas and Electric | Incentive:Paid | 16079 | 17.16 |  | 2 | 937 |  | 937 |  | 2020-07-20 17:04 | 2020-08-14 | AZTEC SOLAR INC | New Construction | Sacramento | Sacramento | 95834 | Host Customer is System Owner | [7 empty] | 245.7 | 40.95 |  | Glycol | Steam Back | Solar Storage and Auxiliary Tanks are separate |  | 1 | 1 | 2014 | Z12 | 53 | Units | Apartments/Condos | 10001803 | 6 | 1 | 357 | 3 | 200 | 2 | 398000 | TRUE | 130 | 120 |  |  |  |  | City of Sacramento | FALSE | 44.82 |  | 2020-07-20 | 2020-12-07 | 2020-07-20 | 2020-08-14 | 2020-10-15 | 2020-11-25 | 1096 | 42000 | Up-front Payment
PGE-016215 | Single Family Residential | Domestic Hot Water | Gas | Pacific Gas and Electric | Incentive:Paid | 4366 | 29.85 |  | 1 | 164 |  | 148 |  | 2020-07-21 12:06 | 2020-09-14 | TITANIUM POWER INC | Retrofit | Bakersfield | Bakersfield | 93306 | Host Customer is System Owner | 5 |  | 30004298 | Butler Sun Solutions, Inc. | Titanium Power | Power Pack 2 GT Butler | Indirect Forced Circulation (IF) | 43.72 |  | BT1 | Glycol | Advanced Controller with a Vacation or Holiday Mode | Solar Storage with Tankless Auxiliary Water Heater | 52 | 1 | 0.9 | 65 | Z13 | [18 empty] | Bakersfield | FALSE | 33.23 |  | 2020-07-20 | 2020-08-05 |  |  | 2020-07-21 | 2020-09-14 | 1488 | 5450 | Up-front Payment
PGE-016216 | Commercial/Multifamily Residential | Domestic Hot Water | Gas | Pacific Gas and Electric | Incentive:Paid | 16405 | 17.16 |  | 2 | 956 |  | 956 |  | 2020-07-20 17:04 | 2020-08-14 | AZTEC SOLAR INC | New Construction | Sacramento | Sacramento | 95834 | Host Customer is System Owner | [7 empty] | 245.7 | 40.95 |  | Glycol | Steam Back | Solar Storage and Auxiliary Tanks are separate |  | 1 | 1 | 2280 | Z12 | 60 | Units | Apartments/Condos | 10001803 | 6 | 1 | 357 | 3 | 200 | 2 | 398000 | TRUE | 130 | 120 |  |  |  |  | City of Sacramento | FALSE | 43.93 |  | 2020-07-20 | 2020-08-12 | 2020-07-20 | 2020-08-14 | 2020-10-15 | 2020-11-25 | 968 | 42000 | Up-front Payment
PGE-016217 | Commercial/Multifamily Residential | Domestic Hot Water | Gas | Pacific Gas and Electric | Incentive:Paid | 16422 | 17.16 |  | 2 | 957 |  | 957 |  | 2020-07-20 17:05 | 2020-08-27 | AZTEC SOLAR INC | New Construction | Sacramento | Sacramento | 95834 | Host Customer is System Owner | [7 empty] | 245.7 | 40.95 |  | Glycol | Steam Back | Solar Storage and Auxiliary Tanks are separate |  | 1 | 1 | 2280 | Z12 | 60 | Units | Apartments/Condos | 10001803 | 6 | 1 | 357 | 3 | 200 | 2 | 398000 | TRUE | 130 | 120 |  |  |  |  | City of Sacramento | FALSE | 43.89 |  | 2020-07-20 | 2020-08-20 | 2020-07-20 | 2020-08-27 | 2020-10-15 | 2020-11-24 | 1096 | 42000 | Up-front Payment
PGE-016218 | Commercial/Multifamily Residential | Domestic Hot Water | Gas | Pacific Gas and Electric | Incentive:Paid | 16405 | 17.16 |  | 2 | 956 |  | 956 |  | 2020-07-20 17:05 | 2020-08-26 | AZTEC SOLAR INC | New Construction | Sacramento | Sacramento | 95834 | Host Customer is System Owner | [7 empty] | 245.7 | 40.95 |  | Glycol | Steam Back | Solar Storage and Auxiliary Tanks are separate |  | 1 | 1 | 2280 | Z12 | 60 | Units | Apartments/Condos | 10001803 | 6 | 1 | 357 | 3 | 200 | 2 | 398000 | TRUE | 130 | 120 |  |  |  |  | City of Sacramento | FALSE | 43.93 |  | 2020-07-20 | 2020-08-20 | 2020-07-20 | 2020-08-26 | 2020-10-15 | 2020-11-19 | 1055 | 42000 | Up-front Payment
PGE-016219 | Commercial/Multifamily Residential | Domestic Hot Water | Gas | Pacific Gas and Electric | Incentive:Paid | 16697 | 17.16 |  | 2 | 973 |  | 973 |  | 2020-07-20 17:05 | 2020-08-27 | AZTEC SOLAR INC | New Construction | Sacramento | Sacramento | 95834 | Host Customer is System Owner | [7 empty] | 245.7 | 40.95 |  | Glycol | Steam Back | Solar Storage and Auxiliary Tanks are separate |  | 1 | 1 | 2280 | Z12 | 60 | Units | Apartments/Condos | 10001803 | 6 | 1 | 357 | 3 | 200 | 2 | 398000 | TRUE | 130 | 120 |  |  |  |  | City of Sacramento | FALSE | 43.17 |  | 2020-07-20 | 2020-08-21 | 2020-07-20 | 2020-08-27 | 2020-10-15 | 2020-11-19 | 1055 | 42000 | Up-front Payment
PGE-016220 | Low Income Multifamily Residential | Domestic Hot Water | Gas | Pacific Gas and Electric | Incentive:Paid | 45598 | 24.89 |  | 1 | 1832 |  | 1832 |  | 2020-07-22 16:29 | 2020-08-25 | CALIFORNIA SOLAR INTEGRATORS INC | New Construction | Santa Rosa | Sonoma | 95401 | Host Customer is System Owner | [7 empty] | 491.4 | 40.95 |  | Glycol | Steam Back | Solar Storage and Auxiliary Tanks are separate |  | 1 | 1 | 1640 | Z02 | 41 | Units | Apartments/Condos | TRB-40 | 12 | 1 | 712 | 1 | 200 | 1 | 399800 | TRUE | 120 | 140 |  | SunEarth - SETRA503 TTR U + Series 200 |  | SunEarth - SETRA503 TTR U + Series 200 | City of Santa Rosa | FALSE | 90.06 |  | 2020-07-20 | 2020-08-19 | 2020-07-22 | 2020-08-25 | 2022-05-17 | 2022-05-24 | 878 | 164990 | Up-front Payment
PGE-016221 | Low Income Single Family Residential | Domestic Hot Water | Gas | Pacific Gas and Electric | Incentive:Paid | 5314 | 36.9 |  | 1 | 160 |  | 144 |  | 2020-07-22 14:26 | 2020-08-18 | TITANIUM POWER INC | New Construction | Bakersfield | Bakersfield | 93306 | Host Customer is System Owner | 4 |  | 30004297 | Butler Sun Solutions, Inc. | Titanium Power | Power Pack 2 GT | Indirect Forced Circulation (IF) | 45.42 |  | ARIS2004 | Glycol | Advanced Controller with a Vacation or Holiday Mode | Solar Storage with Tankless Auxiliary Water Heater | 52 | 1 | 0.9 | 55 | Z13 | [18 empty] | Bakersfield | FALSE | 33.44 |  | 2011-06-01: 2020-07-21; 2011-08-03: 2020-07-22; 2011-09-20: 2020-08-18 | 1513 | 5350 | Up-front Payment
PGE-016222 | Low Income Single Family Residential | Domestic Hot Water | Gas | Pacific Gas and Electric | Incentive:Paid | 5314 | 36.9 |  | 1 | 160 |  | 144 |  | 2020-07-22 14:25 | 2020-10-02 | TITANIUM POWER INC | Retrofit | Bakersfield | Bakersfield | 93306 | Host Customer is System Owner | 4 |  | 30004297 | Butler Sun Solutions, Inc. | Titanium Power | Power Pack 2 GT | Indirect Forced Circulation (IF) | 45.42 |  | ARIS2004 | Glycol | Advanced Controller with a Vacation or Holiday Mode | Solar Storage with Tankless Auxiliary Water Heater | 52 | 1 | 0.9 | 55 | Z13 | [18 empty] | Bakersfield | FALSE | 33.44 |  | 2011-06-01: 2020-07-21; 2011-08-03: 2020-07-22; 2011-09-20: 2020-10-02 | 1474 | 5350 | Up-front Payment
PGE-016223 | Single Family Residential | Domestic Hot Water | Gas | Pacific Gas and Electric | Incentive:Paid | 4366 | 29.85 |  | 1 | 164 |  | 156 |  | 2020-07-22 14:24 | 2020-08-19 | TITANIUM POWER INC | Retrofit | Bakersfield | Bakersfield | 93306 | Host Customer is System Owner | 7 |  | 30004298 | Butler Sun Solutions, Inc. | Titanium Power | Power Pack 2 GT Butler | Indirect Forced Circulation (IF) | 43.72 |  | BT1 | Glycol | Advanced Controller with a Vacation or Holiday Mode | Solar Storage with Tankless Auxiliary Water Heater | 52 | 1 | 0.95 | 85 | Z13 | [18 empty] | Bakersfield | FALSE | 33.23 |  | 2020-07-21 | 2020-08-06 |  |  | 2020-07-22 | 2020-08-19 | 1513 | 5450 | Up-front Payment
PGE-016224 | Single Family Residential | Domestic Hot Water | Gas | Pacific Gas and Electric | Incentive:Paid | 4366 | 29.85 |  | 1 | 149 |  | 149 |  | 2020-07-21 19:17 | 2020-10-30 | Self Installer | Retrofit | Davis | Yolo | 95616 | Host Customer is System Owner | 5 |  | 30004312 | Sunbank Solar | Sunbank | SB-80G-TG | Indirect Thermosyphon (IT) | 47.9 |  | SB-80G | Glycol | Advanced Controller with a Thermal Cycling Function | Solar Storage with Tankless Auxiliary Water Heater | 80 | 1 | 1 | 65 | Z12 | [18 empty] | City of Davis, CA | FALSE | 30.72 |  | 2020-07-21 | 2020-08-10 |  |  | 2020-07-21 | 2020-10-30 | 1451 | 4577.69 | Up-front Payment
PGE-016225 | Low Income Single Family Residential | Domestic Hot Water | Gas | Pacific Gas and Electric | Incentive:Paid | 5397 | 36.9 |  | 1 | 164 |  | 156 |  | 2020-07-22 14:30 | 2020-08-18 | TITANIUM POWER INC | Retrofit | Bakersfield | Bakersfield | 93306 | Host Customer is System Owner | 5 |  | 30004298 | Butler Sun Solutions, Inc. | Titanium Power | Power Pack 2 GT Butler | Indirect Forced Circulation (IF) | 43.72 |  | BT1 | Glycol | Advanced Controller with a Vacation or Holiday Mode | Solar Storage with Tankless Auxiliary Water Heater | 52 | 1 | 0.95 | 65 | Z13 | [18 empty] | Bakersfield | FALSE | 33.23 |  | 2011-06-01: 2020-07-21; 2011-08-03: 2020-07-22; 2011-09-20: 2020-08-18 | 1513 | 5450 | Up-front Payment
PGE-016226 | Low Income Single Family Residential | Domestic Hot Water | Gas | Pacific Gas and Electric | Incentive:Paid | 5397 | 36.9 |  | 1 | 164 |  | 148 |  | 2020-07-22 14:29 | 2020-08-18 | TITANIUM POWER INC | Retrofit | Bakersfield | Bakersfield | 93306 | Host Customer is System Owner | 4 |  | 30004298 | Butler Sun Solutions, Inc. | Titanium Power | Power Pack 2 GT Butler | Indirect Forced Circulation (IF) | 43.72 |  | BT1 | Glycol | Advanced Controller with a Vacation or Holiday Mode | Solar Storage with Tankless Auxiliary Water Heater | 52 | 1 | 0.9 | 55 | Z13 | [18 empty] | Bakersfield | FALSE | 33.23 |  | 2011-06-01: 2020-07-21; 2011-08-03: 2020-07-22; 2011-09-20: 2020-08-18 | 1513 | 5450 | Up-front Payment
PGE-016227 | Low Income Single Family Residential | Domestic Hot Water | Gas | Pacific Gas and Electric | Incentive:Paid | 5397 | 36.9 |  | 1 | 164 |  | 156 |  | 2020-07-22 14:29 | 2020-10-30 | TITANIUM POWER INC | Retrofit | Bakersfield | Bakersfield | 93307 | Host Customer is System Owner | 4 |  | 30004298 | Butler Sun Solutions, Inc. | Titanium Power | Power Pack 2 GT Butler | Indirect Forced Circulation (IF) | 43.72 |  | BT1 | Glycol | Advanced Controller with a Vacation or Holiday Mode | Solar Storage with Tankless Auxiliary Water Heater | 52 | 1 | 0.95 | 55 | Z13 | [18 empty] | Bakersfield | FALSE | 33.23 |  | 2011-06-01: 2020-07-21; 2011-08-03: 2020-07-22; 2011-09-20: 2020-10-30 | 1447 | 5450 | Up-front Payment
PGE-016228 | Single Family Residential | Domestic Hot Water | Gas | Pacific Gas and Electric | Incentive:Paid | 4366 | 29.85 |  | 1 | 164 |  | 156 |  | 2020-07-22 14:28 | 2020-11-09 | TITANIUM POWER INC | Retrofit | Bakersfield | Bakersfield | 93306 | Host Customer is System Owner | 6 |  | 30004298 | Butler Sun Solutions, Inc. | Titanium Power | Power Pack 2 GT Butler | Indirect Forced Circulation (IF) | 43.72 |  | BT1 | Glycol | Advanced Controller with a Vacation or Holiday Mode | Solar Storage with Tankless Auxiliary Water Heater | 52 | 1 | 0.95 | 75 | Z13 | [18 empty] | Bakersfield | FALSE | 33.23 |  | 2020-07-21 | 2020-08-06 |  |  | 2020-07-22 | 2020-11-09 | 1440 | 5450 | Up-front Payment
PGE-016229 | Low Income Single Family Residential | Domestic Hot Water | Gas | Pacific Gas and Electric | Incentive:Paid | 5397 | 36.9 |  | 1 | 164 |  | 148 |  | 2020-07-22 14:28 | 2020-10-30 | TITANIUM POWER INC | Retrofit | Bakersfield | Bakersfield | 93307 | Host Customer is System Owner | 4 |  | 30004298 | Butler Sun Solutions, Inc. | Titanium Power | Power Pack 2 GT Butler | Indirect Forced Circulation (IF) | 43.72 |  | BT1 | Glycol | Advanced Controller with a Vacation or Holiday Mode | Solar Storage with Tankless Auxiliary Water Heater | 52 | 1 | 0.9 | 55 | Z13 | [18 empty] | Bakersfield | FALSE | 33.23 |  | 2011-06-01: 2020-07-21; 2011-08-03: 2020-07-22; 2011-09-20: 2020-10-30 | 1447 | 5450 | Up-front Payment
PGE-016230 | Single Family Residential | Domestic Hot Water | Gas | Pacific Gas and Electric | Incentive:Paid | 4366 | 29.85 |  | 1 | 164 |  | 164 |  | 2020-07-22 14:27 | 2020-08-21 | TITANIUM POWER INC | Retrofit | Bakersfield | Bakersfield | 93306 | Host Customer is System Owner | 7 |  | 30004298 | Butler Sun Solutions, Inc. | Titanium Power | Power Pack 2 GT Butler | Indirect Forced Circulation (IF) | 43.72 |  | BT1 | Glycol | Advanced Controller with a Vacation or Holiday Mode | Solar Storage with Tankless Auxiliary Water Heater | 52 | 1 | 1 | 85 | Z13 | [18 empty] | Bakersfield | FALSE | 33.23 |  | 2020-07-21 | 2020-08-06 |  |  | 2020-07-22 | 2020-08-21 | 1513 | 5450 | Up-front Payment
PGE-016231 | Low Income Single Family Residential | Domestic Hot Water | Gas | Pacific Gas and Electric | Incentive:Paid | 5397 | 36.9 |  | 1 | 164 |  | 164 |  | 2020-07-22 14:26 | 2020-08-19 | TITANIUM POWER INC | Retrofit | Bakersfield | Bakersfield | 93306 | Host Customer is System Owner | 10 |  | 30004298 | Butler Sun Solutions, Inc. | Titanium Power | Power Pack 2 GT Butler | Indirect Forced Circulation (IF) | 43.72 |  | BT1 | Glycol | Advanced Controller with a Vacation or Holiday Mode | Solar Storage with Tankless Auxiliary Water Heater | 52 | 1 | 1 | 115 | Z13 | [18 empty] | Bakersfield | FALSE | 33.23 |  | 2011-06-01: 2020-07-21; 2011-08-03: 2020-07-22; 2011-09-20: 2020-08-19 | 1513 | 5450 | Up-front Payment
PGE-016232 | Single Family Residential - Disadvantaged Community | Domestic Hot Water | Gas | Pacific Gas and Electric | Incentive:Paid | 4366 | 29.85 |  | 1 | 164 |  | 164 |  | 2020-07-22 14:23 | 2020-09-10 | TITANIUM POWER INC | Retrofit | Bakersfield | Bakersfield | 93307 | Host Customer is System Owner | 6 |  | 30004298 | Butler Sun Solutions, Inc. | Titanium Power | Power Pack 2 GT Butler | Indirect Forced Circulation (IF) | 43.72 |  | BT1 | Glycol | Advanced Controller with a Vacation or Holiday Mode | Solar Storage with Tankless Auxiliary Water Heater | 52 | 1 | 1 | 75 | Z13 | [18 empty] | Bakersfield | FALSE | 33.35 |  | 2020-07-21 | 2020-08-06 |  |  | 2020-07-22 | 2020-09-10 | 1499 | 5470 | Up-front Payment
PGE-016233 | Low Income Single Family Residential | Domestic Hot Water | Gas | Pacific Gas and Electric | Incentive:Paid | 5397 | 36.9 |  | 1 | 160 |  | 160 |  | 2020-07-22 14:23 | 2020-09-25 | TITANIUM POWER INC | Retrofit | Bakersfield | Bakersfield | 93306 | Host Customer is System Owner | 6 |  | 30004297 | Butler Sun Solutions, Inc. | Titanium Power | Power Pack 2 GT | Indirect Forced Circulation (IF) | 45.42 |  | ARIS2004 | Glycol | Advanced Controller with a Vacation or Holiday Mode | Solar Storage with Tankless Auxiliary Water Heater | 52 | 1 | 1 | 75 | Z13 | [18 empty] | Bakersfield | FALSE | 34.06 |  | 2020-07-21 | 2020-08-06 |  |  | 2020-07-22 | 2020-09-25 | 1474 | 5450 | Up-front Payment
PGE-016234 | Low Income Single Family Residential | Domestic Hot Water | Gas | Pacific Gas and Electric | Incentive:Paid | 5397 | 36.9 |  | 1 | 164 |  | 164 |  | 2020-07-22 14:21 | 2020-08-21 | TITANIUM POWER INC | Retrofit | Bakersfield | Bakersfield | 93304 | Host Customer is System Owner | 6 |  | 30004298 | Butler Sun Solutions, Inc. | Titanium Power | Power Pack 2 GT Butler | Indirect Forced Circulation (IF) | 43.72 |  | BT1 | Glycol | Advanced Controller with a Vacation or Holiday Mode | Solar Storage with Tankless Auxiliary Water Heater | 52 | 1 | 1 | 75 | Z13 | [18 empty] | Bakersfield | FALSE | 33.23 |  | 2020-07-21 | 2020-08-06 |  |  | 2020-07-22 | 2020-08-21 | 1513 | 5450 | Up-front Payment
PGE-016235 | Low Income Single Family Residential | Domestic Hot Water | Gas | Pacific Gas and Electric | Incentive:Paid | 5397 | 36.9 |  | 1 | 164 |  | 164 |  | 2020-07-23 11:39 | 2020-09-25 | TITANIUM POWER INC | Retrofit | Bakersfield | Bakersfield | 93307 | Host Customer is System Owner | 4 |  | 30004298 | Butler Sun Solutions, Inc. | Titanium Power | Power Pack 2 GT Butler | Indirect Forced Circulation (IF) | 43.72 |  | BT1 | Glycol | Advanced Controller with a Vacation or Holiday Mode | Solar Storage with Tankless Auxiliary Water Heater | 52 | 1 | 1 | 55 | Z13 | [18 empty] | Bakersfield | FALSE | 33.23 |  | 2020-07-21 | 2020-08-06 |  |  | 2020-07-23 | 2020-09-25 | 1474 | 5450 | Up-front Payment
PGE-016236 | Single Family Residential - Disadvantaged Community | Domestic Hot Water | Gas | Pacific Gas and Electric | Incentive:Paid | 4366 | 29.85 |  | 1 | 160 |  | 152 |  | 2020-07-22 14:20 | 2020-08-12 | TITANIUM POWER INC | Retrofit | Bakersfield | Bakersfield | 93307 | Host Customer is System Owner | 4 |  | 30004297 | Butler Sun Solutions, Inc. | Titanium Power | Power Pack 2 GT | Indirect Forced Circulation (IF) | 45.42 |  | ARIS2004 | Glycol | Advanced Controller with a Vacation or Holiday Mode | Solar Storage with Tankless Auxiliary Water Heater | 52 | 1 | 0.95 | 55 | Z13 | [18 empty] | Bakersfield | FALSE | 34.06 |  | 2020-07-21 | 2020-08-06 |  |  | 2020-07-22 | 2020-08-12 | 1517 | 5450 | Up-front Payment
PGE-016237 | Low Income Single Family Residential | Domestic Hot Water | Gas | Pacific Gas and Electric | Incentive:Paid | 5397 | 36.9 |  | 1 | 160 |  | 152 |  | 2020-07-22 14:19 | 2020-08-19 | TITANIUM POWER INC | Retrofit | Bakersfield | Bakersfield | 93307 | Host Customer is System Owner | 4 |  | 30004297 | Butler Sun Solutions, Inc. | Titanium Power | Power Pack 2 GT | Indirect Forced Circulation (IF) | 45.42 |  | ARIS2004 | Glycol | Advanced Controller with a Vacation or Holiday Mode | Solar Storage with Tankless Auxiliary Water Heater | 52 | 1 | 0.95 | 55 | Z13 | [18 empty] | Bakersfield | FALSE | 34.06 |  | 2011-06-01: 2020-07-21; 2011-08-03: 2020-07-22; 2011-09-20: 2020-08-19 | 1513 | 5450 | Up-front Payment
PGE-016238 | Low Income Single Family Residential | Domestic Hot Water | Gas | Pacific Gas and Electric | Incentive:Paid | 5397 | 36.9 |  | 1 | 160 |  | 160 |  | 2020-07-22 14:18 | 2020-08-21 | TITANIUM POWER INC | Retrofit | Bakersfield | Bakersfield | 93304 | Host Customer is System Owner | 4 |  | 30004297 | Butler Sun Solutions, Inc. | Titanium Power | Power Pack 2 GT | Indirect Forced Circulation (IF) | 45.42 |  | ARIS2004 | Glycol | Advanced Controller with a Vacation or Holiday Mode | Solar Storage with Tankless Auxiliary Water Heater | 52 | 1 | 1 | 55 | Z13 | [18 empty] | Bakersfield | FALSE | 34.06 |  | 2020-07-21 | 2020-08-06 |  |  | 2020-07-22 | 2020-08-21 | 1513 | 5450 | Up-front Payment
PGE-016239 | Low Income Single Family Residential | Domestic Hot Water | Gas | Pacific Gas and Electric | Incentive:Paid | 5397 | 36.9 |  | 1 | 164 |  | 164 |  | 2020-07-22 14:17 | 2020-08-13 | TITANIUM POWER INC | Retrofit | Bakersfield | Bakersfield | 93307 | Host Customer is System Owner | 5 |  | 30004298 | Butler Sun Solutions, Inc. | Titanium Power | Power Pack 2 GT Butler | Indirect Forced Circulation (IF) | 43.72 |  | BT1 | Glycol | Advanced Controller with a Vacation or Holiday Mode | Solar Storage with Tankless Auxiliary Water Heater | 52 | 1 | 1 | 65 | Z13 | [18 empty] | Bakersfield | FALSE | 33.23 |  | 2020-07-21 | 2020-08-06 |  |  | 2020-07-22 | 2020-08-13 | 1517 | 5450 | Up-front Payment
PGE-016241 | Single Family Residential - Disadvantaged Community | Domestic Hot Water | Gas | Pacific Gas and Electric | Incentive:Paid | 4366 | 29.85 |  | 1 | 164 |  | 164 |  | 2020-07-23 12:20 | 2020-08-12 | TITANIUM POWER INC | Retrofit | Bakersfield | Bakersfield | 93307 | Host Customer is System Owner | 5 |  | 30004298 | Butler Sun Solutions, Inc. | Titanium Power | Power Pack 2 GT Butler | Indirect Forced Circulation (IF) | 43.72 |  | BT1 | Glycol | Advanced Controller with a Vacation or Holiday Mode | Solar Storage with Tankless Auxiliary Water Heater | 52 | 1 | 1 | 65 | Z13 | [18 empty] | Bakersfield | FALSE | 33.35 |  | 2020-07-22 | 2020-08-06 |  |  | 2020-07-23 | 2020-08-12 | 1517 | 5470 | Up-front Payment
PGE-016242 | Single Family Residential - Disadvantaged Community | Domestic Hot Water | Gas | Pacific Gas and Electric | Incentive:Paid | 4366 | 29.85 |  | 1 | 164 |  | 164 |  | 2020-07-23 12:19 | 2020-09-21 | TITANIUM POWER INC | Retrofit | Bakersfield | Bakersfield | 93307 | Host Customer is System Owner | 6 |  | 30004298 | Butler Sun Solutions, Inc. | Titanium Power | Power Pack 2 GT Butler | Indirect Forced Circulation (IF) | 43.72 |  | BT1 | Glycol | Advanced Controller with a Vacation or Holiday Mode | Solar Storage with Tankless Auxiliary Water Heater | 52 | 1 | 1 | 75 | Z13 | [18 empty] | Bakersfield | FALSE | 33.35 |  | 2020-07-22 | 2020-08-06 |  |  | 2020-07-23 | 2020-09-21 | 1485 | 5470 | Up-front Payment
PGE-016243 | Low Income Single Family Residential | Domestic Hot Water | Gas | Pacific Gas and Electric | Incentive:Paid | 5397 | 36.9 |  | 1 | 164 |  | 156 |  | 2020-07-24 12:17 | 2020-08-18 | TITANIUM POWER INC | Retrofit | Bakersfield | Bakersfield | 93307 | Host Customer is System Owner | 7 |  | 30004298 | Butler Sun Solutions, Inc. | Titanium Power | Power Pack 2 GT Butler | Indirect Forced Circulation (IF) | 43.72 |  | BT1 | Glycol | Advanced Controller with a Vacation or Holiday Mode | Solar Storage with Tankless Auxiliary Water Heater | 52 | 1 | 0.95 | 85 | Z13 | [18 empty] | Bakersfield | FALSE | 33.35 |  | 2011-06-01: 2020-07-22; 2011-08-03: 2020-07-24; 2011-09-20: 2020-08-18 | 1517 | 5470 | Up-front Payment
PGE-016244 | Low Income Single Family Residential | Domestic Hot Water | Gas | Pacific Gas and Electric | Incentive:Paid | 5397 | 36.9 |  | 1 | 164 |  | 156 |  | 2020-07-23 12:18 | 2020-08-18 | TITANIUM POWER INC | Retrofit | Bakersfield | Bakersfield | 93307 | Host Customer is System Owner | 6 |  | 30004298 | Butler Sun Solutions, Inc. | Titanium Power | Power Pack 2 GT Butler | Indirect Forced Circulation (IF) | 43.72 |  | BT1 | Glycol | Advanced Controller with a Vacation or Holiday Mode | Solar Storage with Tankless Auxiliary Water Heater | 52 | 1 | 0.95 | 75 | Z13 | [18 empty] | Bakersfield | FALSE | 33.35 |  | 2011-06-01: 2020-07-22; 2011-08-03: 2020-07-23; 2011-09-20: 2020-08-18 | 1517 | 5470 | Up-front Payment
PGE-016245 | Single Family Residential - Disadvantaged Community | Domestic Hot Water | Gas | Pacific Gas and Electric | Incentive:Paid | 4366 | 29.85 |  | 1 | 164 |  | 164 |  | 2020-07-23 12:17 | 2020-10-29 | TITANIUM POWER INC | Retrofit | Bakersfield | Bakersfield | 93307 | Host Customer is System Owner | 4 |  | 30004298 | Butler Sun Solutions, Inc. | Titanium Power | Power Pack 2 GT Butler | Indirect Forced Circulation (IF) | 43.72 |  | BT1 | Glycol | Advanced Controller with a Vacation or Holiday Mode | Solar Storage with Tankless Auxiliary Water Heater | 52 | 1 | 1 | 55 | Z13 | [18 empty] | Bakersfield | FALSE | 33.35 |  | 2020-07-22 | 2020-08-06 |  |  | 2020-07-23 | 2020-10-29 | 1452 | 5470 | Up-front Payment
SCG-016246 | Commercial Pools | Pool Heating | Gas | Southern California Gas Company | Incentive:Paid | 17755 | 7 |  | 1 | 3079 |  | 3079 |  | 2020-07-31 12:45 | 2020-07-31 | SOLAR UNLIMITED INC | Retrofit | Monrovia | Los Angeles | 91016 | Host Customer is System Owner | [7 empty] | 1000.094 | 34.486 |  | Drainback |  |  |  | 1 | 1 |  | Z09 |  |  |  | 10001888 | 29 | 1 | [5 empty] | FALSE |  |  |  | Flow meter, Blue White F2000, Model: ASD |  | Flow meter, Blue White F2000, Model: ASD | Monrovia, Los Angeles, CA | FALSE | 11.53 |  | 2020-07-22 |  | 2020-07-31 | 2020-07-31 | 2020-10-16 | 2020-11-03 | 1444 | 35510 | Up-front Payment
PGE-016247 | Single Family Residential | Domestic Hot Water | Gas | Pacific Gas and Electric | Incentive:Paid | 4366 | 29.85 |  | 1 | 164 |  | 164 |  | 2020-07-23 12:16 | 2020-08-13 | TITANIUM POWER INC | Retrofit | Bakersfield | Bakersfield | 93313 | Host Customer is System Owner | 6 |  | 30004298 | Butler Sun Solutions, Inc. | Titanium Power | Power Pack 2 GT Butler | Indirect Forced Circulation (IF) | 43.72 |  | BT1 | Glycol | Advanced Controller with a Vacation or Holiday Mode | Solar Storage with Tankless Auxiliary Water Heater | 52 | 1 | 1 | 75 | Z13 | [18 empty] | Bakersfield | FALSE | 33.35 |  | 2020-07-22 | 2020-08-06 |  |  | 2020-07-23 | 2020-08-13 | 1517 | 5470 | Up-front Payment
PGE-016248 | Low Income Single Family Residential | Domestic Hot Water | Gas | Pacific Gas and Electric | Incentive:Paid | 5397 | 36.9 |  | 1 | 164 |  | 156 |  | 2020-07-23 11:54 | 2020-10-29 | TITANIUM POWER INC | Retrofit | Bakersfield | Bakersfield | 93307 | Host Customer is System Owner | 5 |  | 30004298 | Butler Sun Solutions, Inc. | Titanium Power | Power Pack 2 GT Butler | Indirect Forced Circulation (IF) | 43.72 |  | BT1 | Glycol | Advanced Controller with a Vacation or Holiday Mode | Solar Storage with Tankless Auxiliary Water Heater | 52 | 1 | 0.95 | 65 | Z13 | [18 empty] | Bakersfield | FALSE | 33.35 |  | 2011-06-01: 2020-07-22; 2011-08-03: 2020-07-23; 2011-09-20: 2020-10-29 | 1452 | 5470 | Up-front Payment
PGE-016249 | Low Income Single Family Residential | Domestic Hot Water | Gas | Pacific Gas and Electric | Incentive:Paid | 5397 | 36.9 |  | 1 | 164 |  | 148 |  | 2020-07-23 11:44 | 2020-09-08 | TITANIUM POWER INC | Retrofit | Bakersfield | Bakersfield | 93307 | Host Customer is System Owner | 8 |  | 30004298 | Butler Sun Solutions, Inc. | Titanium Power | Power Pack 2 GT Butler | Indirect Forced Circulation (IF) | 43.72 |  | BT1 | Glycol | Advanced Controller with a Vacation or Holiday Mode | Solar Storage with Tankless Auxiliary Water Heater | 52 | 1 | 0.9 | 95 | Z13 | [18 empty] | Bakersfield | FALSE | 33.35 |  | 2020-07-22 | 2020-08-06 |  |  | 2020-07-23 | 2020-09-08 | 1499 | 5470 | Up-front Payment
PGE-016250 | Single Family Residential - Disadvantaged Community | Domestic Hot Water | Gas | Pacific Gas and Electric | Incentive:Paid | 4366 | 29.85 |  | 1 | 164 |  | 164 |  | 2020-07-24 12:19 | 2020-10-29 | TITANIUM POWER INC | Retrofit | Bakersfield | Bakersfield | 93307 | Host Customer is System Owner | 6 |  | 30004298 | Butler Sun Solutions, Inc. | Titanium Power | Power Pack 2 GT Butler | Indirect Forced Circulation (IF) | 43.72 |  | BT1 | Glycol | Advanced Controller with a Vacation or Holiday Mode | Solar Storage with Tankless Auxiliary Water Heater | 52 | 1 | 1 | 75 | Z13 | [18 empty] | Bakersfield | FALSE | 33.23 |  | 2020-07-22 | 2020-08-07 |  |  | 2020-07-24 | 2020-10-29 | 1452 | 5450 | Up-front Payment
PGE-016251 | Single Family Residential - Disadvantaged Community | Domestic Hot Water | Gas | Pacific Gas and Electric | Incentive:Paid | 4366 | 29.85 |  | 1 | 160 |  | 160 |  | 2020-07-24 12:18 | 2020-09-10 | TITANIUM POWER INC | Retrofit | Bakersfield | Bakersfield | 93309 | Host Customer is System Owner | 6 |  | 30004297 | Butler Sun Solutions, Inc. | Titanium Power | Power Pack 2 GT | Indirect Forced Circulation (IF) | 45.42 |  | ARIS2004 | Glycol | Advanced Controller with a Vacation or Holiday Mode | Solar Storage with Tankless Auxiliary Water Heater | 52 | 1 | 1 | 75 | Z13 | [18 empty] | Bakersfield | FALSE | 34.06 |  | 2020-07-22 | 2020-08-07 |  |  | 2020-07-24 | 2020-09-10 | 1499 | 5450 | Up-front Payment
PGE-016252 | Low Income Single Family Residential | Domestic Hot Water | Gas | Pacific Gas and Electric | Incentive:Paid | 5397 | 36.9 |  | 1 | 160 |  | 160 |  | 2020-07-24 12:18 | 2020-09-10 | TITANIUM POWER INC | Retrofit | Bakersfield | Bakersfield | 93304 | Host Customer is System Owner | 6 |  | 30004297 | Butler Sun Solutions, Inc. | Titanium Power | Power Pack 2 GT | Indirect Forced Circulation (IF) | 45.42 |  | ARIS2004 | Glycol | Advanced Controller with a Vacation or Holiday Mode | Solar Storage with Tankless Auxiliary Water Heater | 52 | 1 | 1 | 75 | Z13 | [18 empty] | Bakersfield | FALSE | 34.19 |  | 2020-07-22 | 2020-08-07 |  |  | 2020-07-24 | 2020-09-10 | 1499 | 5470 | Up-front Payment
PGE-016253 | Low Income Single Family Residential | Domestic Hot Water | Gas | Pacific Gas and Electric | Incentive:Paid | 5397 | 36.9 |  | 1 | 164 |  | 156 |  | 2020-07-24 12:17 | 2020-08-31 | TITANIUM POWER INC | Retrofit | Bakersfield | Bakersfield | 93305 | Host Customer is System Owner | 4 |  | 30004298 | Butler Sun Solutions, Inc. | Titanium Power | Power Pack 2 GT Butler | Indirect Forced Circulation (IF) | 43.72 |  | BT1 | Glycol | Advanced Controller with a Vacation or Holiday Mode | Solar Storage with Tankless Auxiliary Water Heater | 52 | 1 | 0.95 | 55 | Z13 | [18 empty] | Bakersfield | FALSE | 33.23 |  | 2020-07-22 | 2020-08-07 |  |  | 2020-07-24 | 2020-08-31 | 1507 | 5450 | Up-front Payment
SDG-016254 | Low Income Multifamily Residential | Domestic Hot Water | Gas | San Diego Gas and Electric | Incentive:Canceled | 38156 | 24.89 |  | 1 | 1533 |  | 1533 |  | 2020-07-23 17:41 | 2021-03-05 | CALIFORNIA SOLAR INTEGRATORS INC | New Construction | Chula Vista | San Diego | 91913 | Host Customer is System Owner | [7 empty] | 368.55 | 40.95 |  | Glycol | Steam Back | Solar and Auxiliary Storage are the same Tank |  | 1 | 1 | 1960 | Z07 | 49 | Units | Apartments/Condos | TRB-40 | 9 | 1 | 660 | 1 | 229 | 1 | 600000 | TRUE | 120 | 140 | [5 empty] | FALSE | 51.93 |  | 2020-07-22 | 2020-08-28 | 2020-07-23 | 2021-03-05 |  |  | 1331 | 79613 | Up-front Payment
SDG-016255 | Low Income Multifamily Residential | Domestic Hot Water | Gas | San Diego Gas and Electric | Incentive:Canceled | 62076 | 24.89 |  | 1 | 2494 |  | 2494 |  | 2020-07-23 17:42 | 2021-03-05 | CALIFORNIA SOLAR INTEGRATORS INC | New Construction | Chula Vista | San Diego | 91913 | Host Customer is System Owner | [7 empty] | 573.3 | 40.95 |  | Glycol | Steam Back | Solar Storage and Auxiliary Tanks are separate |  | 1 | 1 | 3116 | Z07 | 82 | Units | Apartments/Condos | TRB-40 | 14 | 1 | 1080 | 1 | 229 | 1 | 600000 | TRUE | 120 | 140 | [5 empty] | FALSE | 49.66 |  | 2020-07-22 | 2020-08-28 | 2020-07-23 | 2021-03-05 |  |  | 1331 | 123841 | Up-front Payment
SDG-016256 | Low Income Multifamily Residential | Domestic Hot Water | Gas | San Diego Gas and Electric | Incentive:Canceled | 34970 | 24.89 |  | 1 | 1405 |  | 1405 |  | 2020-07-23 17:42 | 2021-03-05 | CALIFORNIA SOLAR INTEGRATORS INC | New Construction | Chula Vista | San Diego | 91913 | Host Customer is System Owner | [7 empty] | 327.6 | 40.95 |  | Glycol | Steam Back | Solar Storage and Auxiliary Tanks are separate |  | 1 | 1 | 1680 | Z07 | 42 | Units | Apartments/Condos | TRB-40 | 8 | 1 | 534 | 1 | 229 | 1 | 600000 | TRUE | 120 | 140 | [5 empty] | FALSE | 50.37 |  | 2020-07-22 | 2020-08-28 | 2020-07-23 | 2021-03-05 |  |  | 1331 | 70766 | Up-front Payment
PGE-016259 | Low Income Single Family Residential | Domestic Hot Water | Gas | Pacific Gas and Electric | Incentive:Paid | 5397 | 36.9 |  | 1 | 164 |  | 164 |  | 2020-07-24 14:21 | 2020-10-29 | TITANIUM POWER INC | Retrofit | Bakersfield | Bakersfield | 93307 | Host Customer is System Owner | 4 |  | 30004298 | Butler Sun Solutions, Inc. | Titanium Power | Power Pack 2 GT Butler | Indirect Forced Circulation (IF) | 43.72 |  | BT1 | Glycol | Advanced Controller with a Vacation or Holiday Mode | Solar Storage with Tankless Auxiliary Water Heater | 52 | 1 | 1 | 55 | Z13 | [18 empty] | Bakersfield | FALSE | 33.35 |  | 2020-07-23 | 2020-08-07 |  |  | 2020-07-24 | 2020-10-29 | 1452 | 5470 | Up-front Payment
PGE-016260 | Low Income Single Family Residential | Domestic Hot Water | Gas | Pacific Gas and Electric | Incentive:Paid | 5397 | 36.9 |  | 1 | 164 |  | 148 |  | 2020-07-24 14:18 | 2020-08-18 | TITANIUM POWER INC | Retrofit | Bakersfield | Bakersfield | 93307 | Host Customer is System Owner | 4 |  | 30004298 | Butler Sun Solutions, Inc. | Titanium Power | Power Pack 2 GT Butler | Indirect Forced Circulation (IF) | 43.72 |  | BT1 | Glycol | Advanced Controller with a Vacation or Holiday Mode | Solar Storage with Tankless Auxiliary Water Heater | 52 | 1 | 0.9 | 55 | Z13 | [18 empty] | Bakersfield | FALSE | 33.35 |  | 2011-06-01: 2020-07-23; 2011-08-03: 2020-07-24; 2011-09-20: 2020-08-18 | 1517 | 5470 | Up-front Payment
PGE-016261 | Low Income Single Family Residential | Domestic Hot Water | Gas | Pacific Gas and Electric | Incentive:Paid | 5397 | 36.9 |  | 1 | 164 |  | 164 |  | 2020-07-24 14:16 | 2020-08-19 | TITANIUM POWER INC | Retrofit | Bakersfield | Bakersfield | 93307 | Host Customer is System Owner | 4 |  | 30004298 | Butler Sun Solutions, Inc. | Titanium Power | Power Pack 2 GT Butler | Indirect Forced Circulation (IF) | 43.72 |  | BT1 | Glycol | Advanced Controller with a Vacation or Holiday Mode | Solar Storage with Tankless Auxiliary Water Heater | 52 | 1 | 1 | 55 | Z13 | [18 empty] | Bakersfield | FALSE | 33.35 |  | 2011-06-01: 2020-07-23; 2011-08-03: 2020-07-24; 2011-09-20: 2020-08-19 | 1513 | 5470 | Up-front Payment
PGE-016262 | Single Family Residential - Disadvantaged Community | Domestic Hot Water | Gas | Pacific Gas and Electric | Incentive:Paid | 4366 | 29.85 |  | 1 | 164 |  | 164 |  | 2020-07-24 14:25 | 2020-09-10 | TITANIUM POWER INC | Retrofit | Bakersfield | Bakersfield | 93307 | Host Customer is System Owner | 5 |  | 30004298 | Butler Sun Solutions, Inc. | Titanium Power | Power Pack 2 GT Butler | Indirect Forced Circulation (IF) | 43.72 |  | BT1 | Glycol | Advanced Controller with a Vacation or Holiday Mode | Solar Storage with Tankless Auxiliary Water Heater | 52 | 1 | 1 | 65 | Z13 | [18 empty] | Bakersfield | FALSE | 33.35 |  | 2020-07-23 | 2020-08-07 |  |  | 2020-07-24 | 2020-09-10 | 1499 | 5470 | Up-front Payment
PGE-016263 | Low Income Single Family Residential | Domestic Hot Water | Gas | Pacific Gas and Electric | Incentive:Paid | 5397 | 36.9 |  | 1 | 164 |  | 148 |  | 2020-07-24 14:09 | 2020-10-30 | TITANIUM POWER INC | Retrofit | Bakersfield | Bakersfield | 93307 | Host Customer is System Owner | 4 |  | 30004298 | Butler Sun Solutions, Inc. | Titanium Power | Power Pack 2 GT Butler | Indirect Forced Circulation (IF) | 43.72 |  | BT1 | Glycol | Advanced Controller with a Vacation or Holiday Mode | Solar Storage with Tankless Auxiliary Water Heater | 52 | 1 | 0.9 | 55 | Z13 | [18 empty] | Bakersfield | FALSE | 33.35 |  | 2011-06-01: 2020-07-23; 2011-08-03: 2020-07-24; 2011-09-20: 2020-10-30 | 1447 | 5470 | Up-front Payment
PGE-016264 | Low Income Single Family Residential | Domestic Hot Water | Gas | Pacific Gas and Electric | Incentive:Paid | 5397 | 36.9 |  | 1 | 164 |  | 156 |  | 2020-07-24 13:58 | 2020-09-02 | TITANIUM POWER INC | Retrofit | Bakersfield | Bakersfield | 93307 | Host Customer is System Owner | 7 |  | 30004298 | Butler Sun Solutions, Inc. | Titanium Power | Power Pack 2 GT Butler | Indirect Forced Circulation (IF) | 43.72 |  | BT1 | Glycol | Advanced Controller with a Vacation or Holiday Mode | Solar Storage with Tankless Auxiliary Water Heater | 52 | 1 | 0.95 | 85 | Z13 | [18 empty] | Bakersfield | FALSE | 33.35 |  | 2011-06-01: 2020-07-23; 2011-08-03: 2020-07-24; 2011-09-20: 2020-09-02 | 1506 | 5470 | Up-front Payment
PGE-016266 | Single Family Residential - Disadvantaged Community | Domestic Hot Water | Gas | Pacific Gas and Electric | Incentive:Paid | 4366 | 29.85 |  | 1 | 164 |  | 164 |  | 2020-07-24 13:50 | 2020-09-11 | TITANIUM POWER INC | Retrofit | Bakersfield | Bakersfield | 93307 | Host Customer is System Owner | 5 |  | 30004298 | Butler Sun Solutions, Inc. | Titanium Power | Power Pack 2 GT Butler | Indirect Forced Circulation (IF) | 43.72 |  | BT1 | Glycol | Advanced Controller with a Vacation or Holiday Mode | Solar Storage with Tankless Auxiliary Water Heater | 52 | 1 | 1 | 65 | Z13 | [18 empty] | Bakersfield | FALSE | 33.35 |  | 2020-07-23 | 2020-08-07 |  |  | 2020-07-24 | 2020-09-11 | 1488 | 5470 | Up-front Payment
PGE-016267 | Low Income Single Family Residential | Domestic Hot Water | Gas | Pacific Gas and Electric | Incentive:Paid | 5397 | 36.9 |  | 1 | 164 |  | 156 |  | 2020-07-24 14:06 | 2020-08-19 | TITANIUM POWER INC | Retrofit | Bakersfield | Bakersfield | 93307 | Host Customer is System Owner | 6 |  | 30004298 | Butler Sun Solutions, Inc. | Titanium Power | Power Pack 2 GT Butler | Indirect Forced Circulation (IF) | 43.72 |  | BT1 | Glycol | Advanced Controller with a Vacation or Holiday Mode | Solar Storage with Tankless Auxiliary Water Heater | 52 | 1 | 0.95 | 75 | Z13 | [18 empty] | Bakersfield | FALSE | 33.35 |  | 2020-07-23 | 2020-08-07 |  |  | 2020-07-24 | 2020-08-19 | 1513 | 5470 | Up-front Payment
PGE-016268 | Low Income Single Family Residential | Domestic Hot Water | Gas | Pacific Gas and Electric | Incentive:Paid | 5397 | 36.9 |  | 1 | 164 |  | 164 |  | 2020-07-24 14:01 | 2020-09-22 | TITANIUM POWER INC | Retrofit | Bakersfield | Bakersfield | 93304 | Host Customer is System Owner | 4 |  | 30004298 | Butler Sun Solutions, Inc. | Titanium Power | Power Pack 2 GT Butler | Indirect Forced Circulation (IF) | 43.72 |  | BT1 | Glycol | Advanced Controller with a Vacation or Holiday Mode | Solar Storage with Tankless Auxiliary Water Heater | 52 | 1 | 1 | 55 | Z13 | [18 empty] | Bakersfield | FALSE | 33.35 |  | 2020-07-23 | 2020-08-28 |  |  | 2020-07-24 | 2020-09-22 | 1485 | 5470 | Up-front Payment
PGE-016269 | Low Income Single Family Residential | Domestic Hot Water | Gas | Pacific Gas and Electric | Incentive:Paid | 5397 | 36.9 |  | 1 | 164 |  | 164 |  | 2020-07-29 09:53 | 2020-09-03 | TITANIUM POWER INC | Retrofit | Bakersfield | Bakersfield | 93304 | Host Customer is System Owner | 4 |  | 30004298 | Butler Sun Solutions, Inc. | Titanium Power | Power Pack 2 GT Butler | Indirect Forced Circulation (IF) | 43.72 |  | BT1 | Glycol | Advanced Controller with a Vacation or Holiday Mode | Solar Storage with Tankless Auxiliary Water Heater | 52 | 1 | 1 | 55 | Z13 | [18 empty] | Bakersfield | FALSE | 33.35 |  | 2011-06-01: 2020-07-23; 2011-08-03: 2020-07-29; 2011-09-20: 2020-09-03 | 1506 | 5470 | Up-front Payment
PGE-016270 | Low Income Single Family Residential | Domestic Hot Water | Gas | Pacific Gas and Electric | Incentive:Paid | 5397 | 36.9 |  | 1 | 164 |  | 148 |  | 2020-07-24 12:23 | 2020-08-19 | TITANIUM POWER INC | Retrofit | Bakersfield | Bakersfield | 93307 | Host Customer is System Owner | 4 |  | 30004298 | Butler Sun Solutions, Inc. | Titanium Power | Power Pack 2 GT Butler | Indirect Forced Circulation (IF) | 43.72 |  | BT1 | Glycol | Advanced Controller with a Vacation or Holiday Mode | Solar Storage with Tankless Auxiliary Water Heater | 52 | 1 | 0.9 | 55 | Z13 | [18 empty] | Bakersfield | FALSE | 33.23 |  | 2011-06-01: 2020-07-23; 2011-08-03: 2020-07-24; 2011-09-20: 2020-08-19 | 1513 | 5450 | Up-front Payment
PGE-016271 | Low Income Single Family Residential | Domestic Hot Water | Gas | Pacific Gas and Electric | Incentive:Paid | 5397 | 36.9 |  | 1 | 164 |  | 156 |  | 2020-07-24 12:35 | 2020-08-28 | TITANIUM POWER INC | Retrofit | Bakersfield | Bakersfield | 93306 | Host Customer is System Owner | 7 |  | 30004298 | Butler Sun Solutions, Inc. | Titanium Power | Power Pack 2 GT Butler | Indirect Forced Circulation (IF) | 43.72 |  | BT1 | Glycol | Advanced Controller with a Vacation or Holiday Mode | Solar Storage with Tankless Auxiliary Water Heater | 52 | 1 | 0.95 | 85 | Z13 | [18 empty] | Bakersfield | FALSE | 33.23 |  | 2011-06-01: 2020-07-23; 2011-08-03: 2020-07-24; 2011-09-20: 2020-08-28 | 1506 | 5450 | Up-front Payment
PGE-016272 | Low Income Single Family Residential | Domestic Hot Water | Gas | Pacific Gas and Electric | Incentive:Paid | 5397 | 36.9 |  | 1 | 164 |  | 156 |  | 2020-07-29 09:56 | 2020-09-02 | TITANIUM POWER INC | Retrofit | Bakersfield | Bakersfield | 93306 | Host Customer is System Owner | 7 |  | 30004298 | Butler Sun Solutions, Inc. | Titanium Power | Power Pack 2 GT Butler | Indirect Forced Circulation (IF) | 43.72 |  | BT1 | Glycol | Advanced Controller with a Vacation or Holiday Mode | Solar Storage with Tankless Auxiliary Water Heater | 52 | 1 | 0.95 | 85 | Z13 | [18 empty] | Bakersfield | FALSE | 33.23 |  | 2011-06-01: 2020-07-23; 2011-08-03: 2020-07-29; 2011-09-20: 2020-09-02 | 1506 | 5450 | Up-front Payment
PGE-016273 | Low Income Single Family Residential | Domestic Hot Water | Gas | Pacific Gas and Electric | Incentive:Paid | 5397 | 36.9 |  | 1 | 164 |  | 156 |  | 2020-07-24 12:38 | 2020-08-19 | TITANIUM POWER INC | Retrofit | Bakersfield | Bakersfield | 93306 | Host Customer is System Owner | 9 |  | 30004298 | Butler Sun Solutions, Inc. | Titanium Power | Power Pack 2 GT Butler | Indirect Forced Circulation (IF) | 43.72 |  | BT1 | Glycol | Advanced Controller with a Vacation or Holiday Mode | Solar Storage with Tankless Auxiliary Water Heater | 52 | 1 | 0.95 | 105 | Z13 | [18 empty] | Bakersfield | FALSE | 33.23 |  | 2011-06-01: 2020-07-23; 2011-08-03: 2020-07-24; 2011-09-20: 2020-08-19 | 1513 | 5450 | Up-front Payment
PGE-016274 | Low Income Single Family Residential | Domestic Hot Water | Gas | Pacific Gas and Electric | Incentive:Paid | 5397 | 36.9 |  | 1 | 164 |  | 164 |  | 2020-07-24 13:19 | 2020-08-19 | TITANIUM POWER INC | Retrofit | Bakersfield | Bakersfield | 93307 | Host Customer is System Owner | 7 |  | 30004298 | Butler Sun Solutions, Inc. | Titanium Power | Power Pack 2 GT Butler | Indirect Forced Circulation (IF) | 43.72 |  | BT1 | Glycol | Advanced Controller with a Vacation or Holiday Mode | Solar Storage with Tankless Auxiliary Water Heater | 52 | 1 | 1 | 85 | Z13 | [18 empty] | Bakersfield | FALSE | 33.23 |  | 2011-06-01: 2020-07-23; 2011-08-03: 2020-07-24; 2011-09-20: 2020-08-19 | 1513 | 5450 | Up-front Payment
PGE-016275 | Low Income Single Family Residential | Domestic Hot Water | Gas | Pacific Gas and Electric | Incentive:Paid | 5397 | 36.9 |  | 1 | 164 |  | 164 |  | 2020-07-24 13:22 | 2020-09-02 | TITANIUM POWER INC | Retrofit | Bakersfield | Bakersfield | 93307 | Host Customer is System Owner | 5 |  | 30004298 | Butler Sun Solutions, Inc. | Titanium Power | Power Pack 2 GT Butler | Indirect Forced Circulation (IF) | 43.72 |  | BT1 | Glycol | Advanced Controller with a Vacation or Holiday Mode | Solar Storage with Tankless Auxiliary Water Heater | 52 | 1 | 1 | 65 | Z13 | [18 empty] | Bakersfield | FALSE | 33.23 |  | 2011-06-01: 2020-07-23; 2011-08-03: 2020-07-24; 2011-09-20: 2020-09-02 | 1506 | 5450 | Up-front Payment
PGE-016276 | Single Family Residential - Disadvantaged Community | Domestic Hot Water | Gas | Pacific Gas and Electric | Incentive:Paid | 4366 | 29.85 |  | 1 | 164 |  | 156 |  | 2020-07-24 13:37 | 2020-08-19 | TITANIUM POWER INC | Retrofit | Bakersfield | Bakersfield | 93306 | Host Customer is System Owner | 5 |  | 30004298 | Butler Sun Solutions, Inc. | Titanium Power | Power Pack 2 GT Butler | Indirect Forced Circulation (IF) | 43.72 |  | BT1 | Glycol | Advanced Controller with a Vacation or Holiday Mode | Solar Storage with Tankless Auxiliary Water Heater | 52 | 1 | 0.95 | 65 | Z13 | [18 empty] | Bakersfield | FALSE | 33.23 |  | 2020-07-23 | 2020-08-07 |  |  | 2020-07-24 | 2020-08-19 | 1513 | 5450 | Up-front Payment
PGE-016277 | Low Income Multifamily Residential | Domestic Hot Water | Gas | Pacific Gas and Electric | Incentive:Paid | 201883 | 24.89 |  | 1 | 8111 |  | 8111 |  | 2020-07-23 17:54 | 2020-08-07 | CALIFORNIA SOLAR INTEGRATORS INC | New Construction | San Francisco | San Francisco | 94158 | Host Customer is System Owner | [7 empty] | 2252.25 | 40.95 |  | Glycol | Steam Back | Solar Storage and Auxiliary Tanks are separate |  | 1 | 1 | 5217 | Z03 | 141 | Units | Apartments/Condos | TRB-40 | 55 | 1 | 4000 | 1 | 124 | 2 | 1000000 | TRUE | 120 | 140 |  | SunEarth - SETRA503 TTR U + Series 200 |  | SunEarth - SETRA503 TTR U + Series 200 | San Francisco | FALSE | 51.92 |  | 2020-07-23 | 2023-04-25 | 2020-07-23 | 2020-08-07 | 2023-04-21 | 2023-04-28 | 534 | 421123 | Up-front Payment
PGE-016278 | Low Income Single Family Residential | Domestic Hot Water | Gas | Pacific Gas and Electric | Incentive:Paid | 5397 | 36.9 |  | 1 | 160 |  | 160 |  | 2020-07-24 13:40 | 2020-08-19 | TITANIUM POWER INC | Retrofit | Bakersfield | Bakersfield | 93304 | Host Customer is System Owner | 4 |  | 30004297 | Butler Sun Solutions, Inc. | Titanium Power | Power Pack 2 GT | Indirect Forced Circulation (IF) | 45.42 |  | ARIS2004 | Glycol | Advanced Controller with a Vacation or Holiday Mode | Solar Storage with Tankless Auxiliary Water Heater | 52 | 1 | 1 | 55 | Z13 | [18 empty] | Bakersfield | FALSE | 34.06 |  | 2011-06-01: 2020-07-23; 2011-08-03: 2020-07-24; 2011-09-20: 2020-08-19 | 1513 | 5450 | Up-front Payment
PGE-016279 | Low Income Single Family Residential | Domestic Hot Water | Gas | Pacific Gas and Electric | Incentive:Paid | 4978 | 36.9 |  | 1 | 142 |  | 135 |  | 2020-07-24 13:45 | 2020-09-02 | TITANIUM POWER INC | Retrofit | Bakersfield | Bakersfield | 93307 | Host Customer is System Owner | 6 |  | 30004272 | Butler Sun Solutions, Inc. | SOLAR BUTLER | BT1-40-I-T | Indirect Forced Circulation (IF) | 43.72 |  | BT1 | Glycol | Advanced Controller with a Vacation or Holiday Mode | Solar Storage with Tankless Auxiliary Water Heater | 40 | 1 | 0.95 | 75 | Z13 | [18 empty] | Bakersfield | FALSE | 35.56 |  | 2011-06-01: 2020-07-23; 2011-08-03: 2020-07-24; 2011-09-20: 2020-09-02 | 1506 | 5050 | Up-front Payment
PGE-016280 | Single Family Residential - Disadvantaged Community | Domestic Hot Water | Gas | Pacific Gas and Electric | Incentive:Paid | 4239 | 29.85 |  | 1 | 142 |  | 142 |  | 2020-07-24 14:23 | 2020-08-19 | TITANIUM POWER INC | Retrofit | Bakersfield | Bakersfield | 93307 | Host Customer is System Owner | 4 |  | 30004272 | Butler Sun Solutions, Inc. | SOLAR BUTLER | BT1-40-I-T | Indirect Forced Circulation (IF) | 43.72 |  | BT1 | Glycol | Advanced Controller with a Vacation or Holiday Mode | Solar Storage with Tankless Auxiliary Water Heater | 40 | 1 | 1 | 55 | Z13 | [18 empty] | Bakersfield | FALSE | 35.56 |  | 2020-07-23 | 2020-08-07 |  |  | 2020-07-24 | 2020-08-19 | 1513 | 5050 | Up-front Payment
SCG-016281 | Commercial Pools | Pool Heating | Gas | Southern California Gas Company | Incentive:Paid | 10058 | 7 |  | 1 | 2530 |  | 2530 |  | 2020-07-25 10:45 | 2020-07-26 | SUNTREK INDUSTRIES INC | Retrofit | Palm Springs | Riverside | 92262 | Host Customer is System Owner | [7 empty] | 1144 | 44 |  | Manual Drainback |  |  |  | 1 | 1 |  | Z15 |  |  |  | 10002066 | 26 | 1 | [5 empty] | FALSE |  |  |  | SunEarth - SETR A503 TTR U + VFS 20-400 |  | SunEarth - SETR A503 TTR U + VFS 20-400 | Palm Springs | FALSE | 7.95 |  | 2020-07-24 |  | 2020-07-25 | 2020-07-26 | 2021-03-02 | 2021-03-02 | 1332 | 20116 | Up-front Payment
SCG-016282 | Commercial Pools | Pool Heating | Gas | Southern California Gas Company | Incentive:Paid | 7426 | 7 |  | 1 | 2004 |  | 2004 |  | 2020-07-25 10:48 | 2020-07-26 | SUNTREK INDUSTRIES INC | Retrofit | Palm Springs | Riverside | 92262 | Host Customer is System Owner | [7 empty] | 768 | 48 |  | Manual Drainback |  |  |  | 1 | 1 |  | Z15 |  |  |  | 10002066 | 16 | 1 | [5 empty] | FALSE |  |  |  | SunEarth - SETR A503 TTR U + VFS 20-400 |  | SunEarth - SETR A503 TTR U + VFS 20-400 | Palm Springs | FALSE | 7.41 |  | 2020-07-24 |  | 2020-07-25 | 2020-07-26 | 2021-03-02 | 2021-04-26 | 1265 | 14852 | Up-front Payment
SCG-016283 | Multifamily Residential - Disadvantaged Community | Domestic Hot Water | Gas | Southern California Gas Company | Incentive:Paid | 57804 | 20.19 |  | 1 | 2863 |  | 2863 |  | 2020-07-28 09:31 | 2020-08-13 | EVOLUTION ENERGY SOLUTIONS L L C | Retrofit | Pico Rivera | Los Angeles | 90660 | Host Customer is System Owner | [7 empty] | 819 | 40.95 |  | Drainback | Drainback (Water) | Solar Storage and Auxiliary Tanks are separate |  | 1 | 1 | 1840 | Z09 | 46 | Units | Apartments/Condos | TRB-40 | 20 | 1 | 1500 | 1 | 200 | 2 | 400000 | TRUE | 140 | 140 |  | Enovative Group, Inc. - AutoHot DS-100A |  | Enovative Group, Inc. - AutoHot DS-100A | Pico Rivera, CA | FALSE | 22.1 |  | 2020-07-24 |  | 2020-07-28 | 2020-08-13 | 2021-06-02 | 2021-07-13 | 1185 | 63275 | Up-front Payment
PGE-016284 | Single Family Residential | Domestic Hot Water | Gas | Pacific Gas and Electric | Incentive:Paid | 1555 | 29.85 |  | 1 | 62 |  | 52 |  | 2020-07-24 15:03 | 2020-08-28 | AZTEC SOLAR INC | Retrofit | Davis | Yolo | 95618 | Host Customer is System Owner | 1 |  | 30003825 | SunEarth, Inc. | CopperHeart | CP-40G | Direct Integral Collector Storage (DI) | 24.96 |  | CP-40 |  |  | Solar and Auxiliary Storage are the same Tank | 40 | 0.84 | 1 | 20 | Z12 | [18 empty] | City of Davis | FALSE | 145.34 |  | 2011-06-01: 2020-07-24; 2011-08-03: 2020-07-24; 2011-09-20: 2020-08-28 | 1509 | 9010.86 | Up-front Payment
SCG-016285 | Multifamily Residential - Disadvantaged Community | Domestic Hot Water | Gas | Southern California Gas Company | Incentive:Paid | 63255 | 20.19 |  | 1 | 3133 |  | 3133 |  | 2020-07-28 09:32 | 2020-08-13 | EVOLUTION ENERGY SOLUTIONS L L C | Retrofit | Los Angeles | Los Angeles | 90032 | Host Customer is System Owner | [7 empty] | 819 | 40.95 |  | Drainback | Drainback (Water) | Solar Storage and Auxiliary Tanks are separate |  | 1 | 1 | 1840 | Z09 | 46 | Units | Apartments/Condos | TRB-40 | 20 | 1 | 1500 | 1 | 175 | 2 | 159000 | TRUE | 140 | 140 |  | SunEarth - SETR A503 TTR U + VFS 10-200 |  | SunEarth - SETR A503 TTR U + VFS 10-200 | Los Angeles | FALSE | 20.19 |  | 2020-07-24 |  | 2020-07-28 | 2020-08-13 | 2021-02-26 | 2021-03-01 | 1333 | 63255 | Up-front Payment
SCG-016286 | Multifamily Residential - Disadvantaged Community | Domestic Hot Water | Gas | Southern California Gas Company | Incentive:Paid | 61277 | 20.19 |  | 1 | 3035 |  | 3035 |  | 2020-07-28 09:33 | 2020-08-13 | EVOLUTION ENERGY SOLUTIONS L L C | Retrofit | Los Angeles | Los Angeles | 90031 | Host Customer is System Owner | [7 empty] | 819 | 40.95 |  | Drainback | Drainback (Water) | Solar Storage and Auxiliary Tanks are separate |  | 1 | 1 | 1720 | Z09 | 43 | Units | Apartments/Condos | TRB-40 | 20 | 1 | 1500 | 1 | 100 | 1 | 199000 | TRUE | 140 | 140 |  | Enovative Group, Inc. - AutoHot DS-100A |  | Enovative Group, Inc. - AutoHot DS-100A | LADBS | FALSE | 20.19 |  | 2020-07-24 |  | 2020-07-28 | 2020-08-13 | 2021-03-05 | 2021-03-19 | 1311 | 61277 | Up-front Payment
SCG-016287 | Multifamily Residential - Disadvantaged Community | Domestic Hot Water | Gas | Southern California Gas Company | Incentive:Paid | 72078 | 20.19 |  | 1 | 3570 |  | 3570 |  | 2020-07-28 08:49 | 2020-08-13 | EVOLUTION ENERGY SOLUTIONS L L C | Retrofit | Panorama City | Los Angeles | 91402 | Host Customer is System Owner | [7 empty] | 982.8 | 40.95 |  | Drainback | Drainback (Water) | Solar Storage and Auxiliary Tanks are separate |  | 1 | 1 | 1880 | Z09 | 47 | Units | Apartments/Condos | TRB-40 | 24 | 1 | 2000 | 1 | 200 | 2 | 398000 | TRUE | 140 | 140 |  | SunEarth - SETR A503 TTR U + VFS 10-200 |  | SunEarth - SETR A503 TTR U + VFS 10-200 | LADBS | FALSE | 20.19 |  | 2020-07-24 |  | 2020-07-28 | 2020-08-13 | 2020-12-04 | 2020-12-07 | 1416 | 72078 | Up-front Payment
PGE-016288 | Low Income Single Family Residential | Domestic Hot Water | Gas | Pacific Gas and Electric | Incentive:Paid | 5240 | 36.9 |  | 1 | 142 |  | 142 |  | 2020-07-28 10:02 | 2020-09-14 | TITANIUM POWER INC | Retrofit | Bakersfield | Bakersfield | 93306 | Host Customer is System Owner | 4 |  | 30004272 | Butler Sun Solutions, Inc. | SOLAR BUTLER | BT1-40-I-T | Indirect Forced Circulation (IF) | 43.72 |  | BT1 | Glycol | Advanced Controller with a Vacation or Holiday Mode | Solar Storage with Tankless Auxiliary Water Heater | 40 | 1 | 1 | 55 | Z13 | [18 empty] | Bakersfield | FALSE | 38.38 |  | 2020-07-24 | 2020-08-10 |  |  | 2020-07-28 | 2020-09-14 | 1488 | 5450 | Up-front Payment
PGE-016289 | Single Family Residential - Disadvantaged Community | Domestic Hot Water | Gas | Pacific Gas and Electric | Incentive:Paid | 4027 | 29.85 |  | 1 | 142 |  | 135 |  | 2020-07-28 09:59 | 2020-09-11 | TITANIUM POWER INC | Retrofit | Bakersfield | Bakersfield | 93307 | Host Customer is System Owner | 6 |  | 30004272 | Butler Sun Solutions, Inc. | SOLAR BUTLER | BT1-40-I-T | Indirect Forced Circulation (IF) | 43.72 |  | BT1 | Glycol | Advanced Controller with a Vacation or Holiday Mode | Solar Storage with Tankless Auxiliary Water Heater | 40 | 1 | 0.95 | 75 | Z13 | [18 empty] | Bakersfield | FALSE | 38.38 |  | 2020-07-24 | 2020-08-11 |  |  | 2020-07-28 | 2020-09-11 | 1499 | 5450 | Up-front Payment
PGE-016290 | Low Income Single Family Residential | Domestic Hot Water | Gas | Pacific Gas and Electric | Incentive:Paid | 4978 | 36.9 |  | 1 | 142 |  | 135 |  | 2020-07-29 10:40 | 2020-09-02 | TITANIUM POWER INC | Retrofit | Bakersfield | Bakersfield | 93307 | Host Customer is System Owner | 5 |  | 30004272 | Butler Sun Solutions, Inc. | SOLAR BUTLER | BT1-40-I-T | Indirect Forced Circulation (IF) | 43.72 |  | BT1 | Glycol | Advanced Controller with a Vacation or Holiday Mode | Solar Storage with Tankless Auxiliary Water Heater | 40 | 1 | 0.95 | 65 | Z13 | [18 empty] | Bakersfield | FALSE | 38.38 |  | 2011-06-01: 2020-07-24; 2011-08-03: 2020-07-29; 2011-09-20: 2020-09-02 | 1506 | 5450 | Up-front Payment
PGE-016291 | Single Family Residential - Disadvantaged Community | Domestic Hot Water | Gas | Pacific Gas and Electric | Incentive:Paid | 4027 | 29.85 |  | 1 | 142 |  | 135 |  | 2020-07-31 14:22 | 2020-09-14 | TITANIUM POWER INC | Retrofit | Bakersfield | Bakersfield | 93304 | Host Customer is System Owner | 6 |  | 30004272 | Butler Sun Solutions, Inc. | SOLAR BUTLER | BT1-40-I-T | Indirect Forced Circulation (IF) | 43.72 |  | BT1 | Glycol | Advanced Controller with a Vacation or Holiday Mode | Solar Storage with Tankless Auxiliary Water Heater | 40 | 1 | 0.95 | 75 | Z13 | [18 empty] | Bakersfield | FALSE | 38.38 |  | 2020-07-24 | 2020-08-12 |  |  | 2020-07-31 | 2020-09-14 | 1488 | 5450 | Up-front Payment
PGE-016292 | Low Income Single Family Residential | Domestic Hot Water | Gas | Pacific Gas and Electric | Incentive:Paid | 2096 | 36.9 |  | 1 | 142 |  | 57 |  | 2020-07-29 10:25 | 2020-09-11 | TITANIUM POWER INC | Retrofit | Bakersfield | Bakersfield | 93306 | Host Customer is System Owner | 4 |  | 30004272 | Butler Sun Solutions, Inc. | SOLAR BUTLER | BT1-40-I-T | Indirect Forced Circulation (IF) | 43.72 |  | BT1 | Glycol | Advanced Controller with a Vacation or Holiday Mode | Solar Storage with Tankless Auxiliary Water Heater | 40 | 0.4 | 1 | 55 | Z13 | [18 empty] | Bakersfield | FALSE | 38.38 |  | 2020-07-24 | 2020-08-10 |  |  | 2020-07-29 | 2020-09-11 | 1488 | 5450 | Up-front Payment
PGE-016293 | Low Income Single Family Residential | Domestic Hot Water | Gas | Pacific Gas and Electric | Incentive:Paid | 5240 | 36.9 |  | 1 | 142 |  | 142 |  | 2020-07-29 10:21 | 2020-09-11 | TITANIUM POWER INC | Retrofit | Bakersfield | Bakersfield | 93307 | Host Customer is System Owner | 6 |  | 30004272 | Butler Sun Solutions, Inc. | SOLAR BUTLER | BT1-40-I-T | Indirect Forced Circulation (IF) | 43.72 |  | BT1 | Glycol | Advanced Controller with a Vacation or Holiday Mode | Solar Storage with Tankless Auxiliary Water Heater | 40 | 1 | 1 | 75 | Z13 | [18 empty] | Bakersfield | FALSE | 38.38 |  | 2020-07-24 | 2020-08-10 |  |  | 2020-07-29 | 2020-09-11 | 1488 | 5450 | Up-front Payment
PGE-016294 | Single Family Residential | Domestic Hot Water | Gas | Pacific Gas and Electric | Incentive:Paid | 4239 | 29.85 |  | 1 | 142 |  | 142 |  | 2020-07-29 10:19 | 2020-10-29 | TITANIUM POWER INC | Retrofit | Bakersfield | Bakersfield | 93306 | Host Customer is System Owner | 6 |  | 30004272 | Butler Sun Solutions, Inc. | SOLAR BUTLER | BT1-40-I-T | Indirect Forced Circulation (IF) | 43.72 |  | BT1 | Glycol | Advanced Controller with a Vacation or Holiday Mode | Solar Storage with Tankless Auxiliary Water Heater | 40 | 1 | 1 | 75 | Z13 | [18 empty] | Bakersfield | FALSE | 38.38 |  | 2020-07-24 | 2020-08-10 |  |  | 2020-07-29 | 2020-10-29 | 1452 | 5450 | Up-front Payment
PGE-016295 | Low Income Single Family Residential | Domestic Hot Water | Gas | Pacific Gas and Electric | Incentive:Paid | 5397 | 36.9 |  | 1 | 164 |  | 164 |  | 2020-07-29 10:16 | 2020-09-02 | TITANIUM POWER INC | Retrofit | Bakersfield | Bakersfield | 93306 | Host Customer is System Owner | 6 |  | 30004298 | Butler Sun Solutions, Inc. | Titanium Power | Power Pack 2 GT Butler | Indirect Forced Circulation (IF) | 43.72 |  | BT1 | Glycol | Advanced Controller with a Vacation or Holiday Mode | Solar Storage with Tankless Auxiliary Water Heater | 52 | 1 | 1 | 75 | Z13 | [18 empty] | Bakersfield | FALSE | 33.23 |  | 2011-06-01: 2020-07-24; 2011-08-03: 2020-07-29; 2011-09-20: 2020-09-02 | 1506 | 5450 | Up-front Payment
PGE-016296 | Single Family Residential - Disadvantaged Community | Domestic Hot Water | Gas | Pacific Gas and Electric | Incentive:Canceled | 4366 | 29.85 |  | 1 | 147 |  | 147 |  | 2020-07-31 14:58 |  | DOCTOR PIPER INC | Retrofit | Bakersfield | Kern | 93304 | Host Customer is System Owner | 4 |  | 30004296 | SunEarth, Inc. | SOLARAY | TE40T-80-2G | Indirect Forced Circulation (IF) | 40.95 |  | TRB-40 | Glycol | Steam Back | Solar Storage and Auxiliary Tanks are separate | 80 | 1 | 1 | 55 | Z13 | [18 empty] | City of Bakersfield | FALSE | 36.71 |  | 2011-06-01: 2020-07-24; 2011-06-21: 2020-08-12; 2011-08-03: 2020-07-31 | 1300 | 5397 | Up-front Payment
SCG-016297 | Low Income Multifamily Residential | Domestic Hot Water | Gas | Southern California Gas Company | Incentive:Paid | 85771 | 24.89 |  | 1 | 3446 |  | 3446 |  | 2020-07-30 11:42 | 2020-08-17 | CALIFORNIA SOLAR INTEGRATORS INC | New Construction | Los Angeles | Los Angeles | 90001 | Host Customer is System Owner | [7 empty] | 982.8 | 40.95 |  | Glycol | Steam Back | Solar Storage and Auxiliary Tanks are separate |  | 1 | 1 | 1760 | Z08 | 44 | Units | Apartments/Condos | TRB-40 | 24 | 1 | 1500 | 3 | 44 | 1 | 600000 | TRUE | 120 | 140 |  | SunEarth - SETRA503 TTR U + Series 200 |  | SunEarth - SETRA503 TTR U + Series 200 | Los Angeles | FALSE | 44.31 |  | 2020-07-24 |  | 2020-07-30 | 2020-08-17 | 2023-09-28 | 2024-05-23 | 157 | 152704 | Up-front Payment
PGE-016298 | Low Income Single Family Residential | Domestic Hot Water | Gas | Pacific Gas and Electric | Incentive:Canceled | 5397 | 36.9 |  | 1 | 147 |  | 147 |  | 2020-07-31 15:06 |  | DOCTOR PIPER INC | Retrofit | Bakersfield | Kern | 93304 | Host Customer is System Owner | 5 |  | 30004296 | SunEarth, Inc. | SOLARAY | TE40T-80-2G | Indirect Forced Circulation (IF) | 40.95 |  | TRB-40 | Glycol | Steam Back | Solar Storage and Auxiliary Tanks are separate | 80 | 1 | 1 | 65 | Z13 | [18 empty] | City of Bakersfield | FALSE | 36.71 |  | 2011-06-01: 2020-07-24; 2011-06-21: 2020-08-12; 2011-08-03: 2020-07-31 | 1262 | 5397 | Up-front Payment
SCG-016299 | Low Income Multifamily Residential | Domestic Hot Water | Gas | Southern California Gas Company | Incentive:Paid | 142819 | 24.89 |  | 1 | 5738 |  | 5738 |  | 2020-07-27 13:58 | 2020-08-13 | CALIFORNIA SOLAR INTEGRATORS INC | New Construction | Los Angeles | Los Angeles | 91303 | Host Customer is System Owner | [7 empty] | 1638 | 40.95 |  | Glycol | Steam Back | Solar Storage and Auxiliary Tanks are separate |  | 1 | 1 | 3040 | Z09 | 80 | Units | Apartments/Condos | TRB-40 | 40 | 1 | 2540 | 1 | 200 | 1 | 2000000 | TRUE | 120 | 140 |  | SunEarth - SETRA503 TTR U + Series 200 |  | SunEarth - SETRA503 TTR U + Series 200 | Los Angeles | FALSE | 57.98 |  | 2020-07-24 |  | 2020-07-27 | 2020-08-13 | 2023-09-28 | 2023-12-27 | 163 | 332700 | Up-front Payment
PGE-016300 | Low Income Single Family Residential | Domestic Hot Water | Gas | Pacific Gas and Electric | Incentive:Paid | 5397 | 36.9 |  | 1 | 147 |  | 147 |  | 2020-07-31 14:43 | 2020-08-14 | DOCTOR PIPER INC | Retrofit | Bakersfield | Kern | 93304 | Host Customer is System Owner | 4 |  | 30004296 | SunEarth, Inc. | SOLARAY | TE40T-80-2G | Indirect Forced Circulation (IF) | 40.95 |  | TRB-40 | Glycol | Steam Back | Solar Storage and Auxiliary Tanks are separate | 80 | 1 | 1 | 55 | Z13 | [18 empty] | City of Bakersfield | FALSE | 36.71 |  | 2020-07-24 | 2020-08-12 |  |  | 2020-07-31 | 2020-08-14 | 1355 | 5397 | Up-front Payment
SCG-016301 | Low Income Single Family Residential | Domestic Hot Water | Gas | Southern California Gas Company | Incentive:Paid | 5258 | 36.9 |  | 1 | 150 |  | 142 |  | 2020-07-27 17:39 | 2020-09-08 | MAC GREINE ENERGY CORP | Retrofit | los angeles | Los Angeles | 90044 | Host Customer is System Owner | 7 |  | 30004247 | Heliodyne, Inc. | HELIOPAS | HPAS 1 410 G 80 AC D Z | Indirect Forced Circulation (IF) | 40.26 |  | 410 001 | Glycol | Pressure Stagnation Protection (PSP) | Solar Storage and Auxiliary Tanks are separate | 80 | 1 | 0.95 | 85 | Z08 | [18 empty] | City of Los Angeles | FALSE | 35.05 |  | 2011-06-01: 2020-07-25; 2011-08-03: 2020-07-27; 2011-09-20: 2020-09-08 | 1507 | 5258 | Up-front Payment
SCG-016302 | Low Income Single Family Residential | Domestic Hot Water | Gas | Southern California Gas Company | Incentive:Paid | 5258 | 36.9 |  | 1 | 150 |  | 142 |  | 2020-07-27 17:38 | 2020-09-08 | MAC GREINE ENERGY CORP | Retrofit | los angeles | Los Angeles | 90037 | Host Customer is System Owner | 4 |  | 30004247 | Heliodyne, Inc. | HELIOPAS | HPAS 1 410 G 80 AC D Z | Indirect Forced Circulation (IF) | 40.26 |  | 410 001 | Glycol | Pressure Stagnation Protection (PSP) | Solar Storage and Auxiliary Tanks are separate | 80 | 1 | 0.95 | 55 | Z08 | [18 empty] | City of Los Angeles | FALSE | 35.13 |  | 2011-06-01: 2020-07-25; 2011-08-03: 2020-07-27; 2011-09-20: 2020-09-08 | 1507 | 5270 | Up-front Payment
PGE-016304 | Commercial Pools | Pool Heating | Gas | Pacific Gas and Electric | Incentive:Canceled | 18249 | 7 |  | 1 | 2607 |  | 2607 |  | 2020-07-27 16:25 | 2020-08-24 | CALIFORNIA SOLAR INTEGRATORS INC | New Construction | Mountain View | Santa Clara | 94043 | Host Customer is System Owner | [7 empty] | 1159.2 | 48.3 |  | Drainback |  |  |  | 1 | 1 |  | Z04 |  |  |  | 10001888 | 24 | 2 | [5 empty] | FALSE |  |  |  | SunEarth - SETRA503 TTR U + Series 200 |  | SunEarth - SETRA503 TTR U + Series 200 | Santa Clara | FALSE | 15.83 |  | 2020-07-27 | 2023-11-29 | 2020-07-27 | 2020-08-24 | 2023-11-20 |  | 331 | 41272 | Up-front Payment
PGE-016305 | Low Income Single Family Residential | Domestic Hot Water | Gas | Pacific Gas and Electric | Incentive:Paid | 5397 | 36.9 |  | 1 | 160 |  | 160 |  | 2020-07-31 14:32 | 2021-05-13 | DOCTOR PIPER INC | Retrofit | Bakersfield | Kern | 93304 | Host Customer is System Owner | 4 |  | 30004307 | SunEarth, Inc. | Cascade 2 | C2-40T-50-TLG | Indirect Forced Circulation (IF) | 40.95 |  | TRB-40 | Automatic Drainback |  | Solar Storage with Tankless Auxiliary Water Heater |  | 1 | 1 | 55 | Z13 | [18 empty] | City of Bakersfield | FALSE | 33.73 |  | 2020-07-27 | 2020-09-04 |  |  | 2020-07-31 | 2021-05-13 | 1249 | 5397 | Up-front Payment
PGE-016306 | Single Family Residential - Disadvantaged Community | Domestic Hot Water | Gas | Pacific Gas and Electric | Incentive:Paid | 4366 | 29.85 |  | 1 | 164 |  | 164 |  | 2020-07-29 10:44 | 2020-09-15 | TITANIUM POWER INC | Retrofit | Bakersfield | Bakersfield | 93307 | Host Customer is System Owner | 6 |  | 30004298 | Butler Sun Solutions, Inc. | Titanium Power | Power Pack 2 GT Butler | Indirect Forced Circulation (IF) | 43.72 |  | BT1 | Glycol | Advanced Controller with a Vacation or Holiday Mode | Solar Storage with Tankless Auxiliary Water Heater | 52 | 1 | 1 | 75 | Z13 | [18 empty] | Bakersfield | FALSE | 33.23 |  | 2020-07-27 | 2020-08-10 |  |  | 2020-07-29 | 2020-09-15 | 1488 | 5450 | Up-front Payment
PGE-016307 | Single Family Residential - Disadvantaged Community | Domestic Hot Water | Gas | Pacific Gas and Electric | Incentive:Paid | 4366 | 29.85 |  | 1 | 164 |  | 164 |  | 2020-07-29 10:47 | 2020-09-11 | TITANIUM POWER INC | Retrofit | Bakersfield | Bakersfield | 93307 | Host Customer is System Owner | 7 |  | 30004298 | Butler Sun Solutions, Inc. | Titanium Power | Power Pack 2 GT Butler | Indirect Forced Circulation (IF) | 43.72 |  | BT1 | Glycol | Advanced Controller with a Vacation or Holiday Mode | Solar Storage with Tankless Auxiliary Water Heater | 52 | 1 | 1 | 85 | Z13 | [18 empty] | Bakersfield | FALSE | 33.23 |  | 2020-07-27 | 2020-08-10 |  |  | 2020-07-29 | 2020-09-11 | 1488 | 5450 | Up-front Payment
PGE-016308 | Low Income Multifamily Residential | Domestic Hot Water | Gas | Pacific Gas and Electric | Incentive:Paid | 79698 | 24.89 |  | 1 | 3202 |  | 3202 |  | 2020-07-28 20:02 | 2020-12-09 | CALIFORNIA SOLAR INTEGRATORS INC | New Construction | Millbrae | San Mateo | 94030 | Host Customer is System Owner | [7 empty] | 819 | 40.95 |  | Glycol | Steam Back | Solar Storage and Auxiliary Tanks are separate |  | 1 | 1 | 3040 | Z03 | 80 | Units | Apartments/Condos | TRB-40 | 20 | 1 | 1200 | 1 | 238 | 2 | 800000 | TRUE | 120 | 140 |  | SunEarth - SETRA503 TTR U + Series 200 |  | SunEarth - SETRA503 TTR U + Series 200 | City of Millbrae | FALSE | 43.78 |  | 2020-07-27 | 2020-08-25 | 2020-07-28 | 2020-12-09 | 2022-12-02 | 2023-01-23 | 626 | 140199 | Up-front Payment
PGE-016309 | Low Income Single Family Residential | Domestic Hot Water | Gas | Pacific Gas and Electric | Incentive:Paid | 5240 | 36.9 |  | 1 | 142 |  | 142 |  | 2020-07-29 10:53 | 2020-09-11 | TITANIUM POWER INC | Retrofit | Bakersfield | Bakersfield | 93307 | Host Customer is System Owner | 7 |  | 30004272 | Butler Sun Solutions, Inc. | SOLAR BUTLER | BT1-40-I-T | Indirect Forced Circulation (IF) | 43.72 |  | BT1 | Glycol | Advanced Controller with a Vacation or Holiday Mode | Solar Storage with Tankless Auxiliary Water Heater | 40 | 1 | 1 | 85 | Z13 | [18 empty] | Bakersfield | FALSE | 37.11 |  | 2020-07-27 | 2020-08-10 |  |  | 2020-07-29 | 2020-09-11 | 1444 | 5270 | Up-front Payment
PGE-016310 | Low Income Single Family Residential | Domestic Hot Water | Gas | Pacific Gas and Electric | Incentive:Paid | 5397 | 36.9 |  | 1 | 148 |  | 148 |  | 2020-07-27 11:59 | 2020-09-30 | DUNROSS CONSTRUCTION | Retrofit | Bakersfield | Kern | 93304 | Host Customer is System Owner | 5 |  | 30004247 | Heliodyne, Inc. | HELIOPAS | HPAS 1 410 G 80 AC D Z | Indirect Forced Circulation (IF) | 40.26 |  | 410 001 | Glycol | Steam Back | Solar Storage and Auxiliary Tanks are separate | 80 | 1 | 1 | 65 | Z13 | [18 empty] | City of Bakersfield | FALSE | 36.47 |  | 2011-06-01: 2020-07-27; 2011-08-03: 2020-07-27; 2011-09-20: 2020-09-30 | 1474 | 5397 | Up-front Payment
PGE-016311 | Low Income Single Family Residential | Domestic Hot Water | Gas | Pacific Gas and Electric | Incentive:Paid | 4978 | 36.9 |  | 1 | 142 |  | 135 |  | 2020-07-29 16:10 | 2020-10-29 | TITANIUM POWER INC | Retrofit | Bakersfield | Bakersfield | 93307 | Host Customer is System Owner | 5 |  | 30004272 | Butler Sun Solutions, Inc. | SOLAR BUTLER | BT1-40-I-T | Indirect Forced Circulation (IF) | 43.72 |  | BT1 | Glycol | Advanced Controller with a Vacation or Holiday Mode | Solar Storage with Tankless Auxiliary Water Heater | 40 | 1 | 0.95 | 65 | Z13 | [18 empty] | Bakersfield | FALSE | 37.11 |  | 2020-07-27 | 2020-08-10 |  |  | 2020-07-29 | 2020-10-29 | 1452 | 5270 | Up-front Payment
PGE-016312 | Low Income Single Family Residential | Domestic Hot Water | Gas | Pacific Gas and Electric | Incentive:Paid | 5397 | 36.9 |  | 1 | 164 |  | 164 |  | 2020-07-29 10:50 | 2020-10-29 | TITANIUM POWER INC | Retrofit | Bakersfield | Bakersfield | 93307 | Host Customer is System Owner | 6 |  | 30004298 | Butler Sun Solutions, Inc. | Titanium Power | Power Pack 2 GT Butler | Indirect Forced Circulation (IF) | 43.72 |  | BT1 | Glycol | Advanced Controller with a Vacation or Holiday Mode | Solar Storage with Tankless Auxiliary Water Heater | 52 | 1 | 1 | 75 | Z13 | [18 empty] | Bakersfield | FALSE | 33.23 |  | 2020-07-27 | 2020-08-10 |  |  | 2020-07-29 | 2020-10-29 | 1440 | 5450 | Up-front Payment
PGE-016315 | Single Family Residential | Domestic Hot Water | Gas | Pacific Gas and Electric | Incentive:Paid | 4239 | 29.85 |  | 1 | 142 |  | 142 |  | 2020-07-29 11:07 | 2020-09-11 | TITANIUM POWER INC | Retrofit | Bakersfield | Bakersfield | 93309 | Host Customer is System Owner | 5 |  | 30004272 | Butler Sun Solutions, Inc. | SOLAR BUTLER | BT1-40-I-T | Indirect Forced Circulation (IF) | 43.72 |  | BT1 | Glycol | Advanced Controller with a Vacation or Holiday Mode | Solar Storage with Tankless Auxiliary Water Heater | 40 | 1 | 1 | 65 | Z13 | [18 empty] | Bakersfield | FALSE | 37.11 |  | 2020-07-27 | 2020-08-10 |  |  | 2020-07-29 | 2020-09-11 | 1487 | 5270 | Up-front Payment
PGE-016317 | Single Family Residential | Domestic Hot Water | Gas | Pacific Gas and Electric | Incentive:Paid | 2977 | 29.85 |  | 1 | 155 |  | 100 |  | 2020-07-27 14:53 | 2020-09-11 | AZTEC SOLAR INC | New Construction | Benicia | Solano | 94510 | Host Customer is System Owner | 4 |  | 2001001E | SunEarth, Inc. | SOLARAY | TE64P-80-2G | Indirect Forced Circulation (IF) | 65.67 |  | EP-32 / EP-32-0.75 | Glycol | Advanced Controller with a Vacation or Holiday Mode | Solar Storage and Auxiliary Tanks are separate | 80 | 0.99 | 0.65 | 55 | Z12 | [18 empty] | City of Benicia | FALSE | 70.82 |  | 2011-06-01: 2020-07-27; 2011-08-03: 2020-07-27; 2011-09-20: 2020-09-11 | 1502 | 10977.71 | Up-front Payment
PGE-016318 | Low Income Single Family Residential | Domestic Hot Water | Gas | Pacific Gas and Electric | Incentive:Paid | 3930 | 36.9 |  | 1 | 142 |  | 106 |  | 2020-07-29 15:01 | 2020-10-29 | TITANIUM POWER INC | Retrofit | Bakersfield | Bakersfield | 93307 | Host Customer is System Owner | 5 |  | 30004272 | Butler Sun Solutions, Inc. | SOLAR BUTLER | BT1-40-I-T | Indirect Forced Circulation (IF) | 43.72 |  | BT1 | Glycol | Advanced Controller with a Vacation or Holiday Mode | Solar Storage with Tankless Auxiliary Water Heater | 40 | 1 | 0.75 | 65 | Z13 | [18 empty] | Bakersfield | FALSE | 29.72 |  | 2020-07-27 | 2020-08-11 |  |  | 2020-07-29 | 2020-10-29 | 1451 | 4220 | Up-front Payment
SCG-016319 | Commercial Pools | Pool Heating | Gas | Southern California Gas Company | Incentive:Paid | 6566 | 7 |  | 1 | 938 |  | 938 |  | 2020-07-29 09:06 | 2020-07-29 | ALL VALLEY SOLAR INC | Retrofit | North Hollywood | North Hollywood | 91607 | Host Customer is System Owner | [7 empty] | 363.76 | 45.47 |  | Drainback |  |  |  | 1 | 1 |  | Z09 |  |  |  | OP-48 | 8 | 1 | [5 empty] | FALSE | [6 empty] | LABDS | FALSE | 15.1 |  | 2020-07-27 |  | 2020-07-29 | 2020-07-29 | 2020-09-09 | 2020-09-10 | 1493 | 14160 | Up-front Payment
PGE-016320 | Low Income Single Family Residential | Domestic Hot Water | Gas | Pacific Gas and Electric | Incentive:Canceled | 5397 | 36.9 |  | 1 | 160 |  | 160 |  | 2020-07-31 14:22 |  | DOCTOR PIPER INC | Retrofit | Bakersfield | Kern | 93304 | Host Customer is System Owner | 4 |  | 30004307 | SunEarth, Inc. | Cascade 2 | C2-40T-50-TLG | Indirect Forced Circulation (IF) | 40.95 |  | TRB-40 | Automatic Drainback |  | Solar Storage with Tankless Auxiliary Water Heater | 50 | 1 | 1 | 55 | Z13 | [18 empty] | City of Bakersfield | FALSE | 33.73 |  | 2011-06-01: 2020-07-27; 2011-06-21: 2020-08-12; 2011-08-03: 2020-07-31 | 1300 | 5397 | Up-front Payment
SCG-016321 | Commercial Pools | Pool Heating | Gas | Southern California Gas Company | Incentive:Paid | 5621 | 7 |  | 1 | 803 |  | 803 |  | 2020-07-29 09:00 | 2020-07-29 | ALL VALLEY SOLAR INC | Retrofit | West Hollywood | West Hollywood | 90069 | Host Customer is System Owner | [7 empty] | 318.29 | 45.47 |  | Drainback |  |  |  | 1 | 1 |  | Z09 |  |  |  | OP-48 | 7 | 1 | [5 empty] | FALSE | [6 empty] | West Hollywood | FALSE | 17.27 |  | 2020-07-28 |  | 2020-07-29 | 2020-07-29 | 2021-05-27 | 2021-06-01 | 1221 | 13870 | Up-front Payment
PGE-016325 | Low Income Single Family Residential | Domestic Hot Water | Gas | Pacific Gas and Electric | Incentive:Paid | 5240 | 36.9 |  | 1 | 142 |  | 142 |  | 2020-07-29 16:10 | 2020-09-02 | TITANIUM POWER INC | Retrofit | Bakersfield | Bakersfield | 93307 | Host Customer is System Owner | 7 |  | 30004272 | Butler Sun Solutions, Inc. | SOLAR BUTLER | BT1-40-I-T | Indirect Forced Circulation (IF) | 43.72 |  | BT1 | Glycol | Advanced Controller with a Vacation or Holiday Mode | Solar Storage with Tankless Auxiliary Water Heater | 40 | 1 | 1 | 85 | Z13 | [18 empty] | Bakersfield | FALSE | 37.11 |  | 2011-06-01: 2020-07-27; 2011-08-03: 2020-07-29; 2011-09-20: 2020-09-02 | 1506 | 5270 | Up-front Payment
SCG-016326 | Commercial Pools | Pool Heating | Gas | Southern California Gas Company | Incentive:Paid | 29000 | 7 |  | 1 | 4348 |  | 4348 |  | 2020-07-29 13:28 | 2020-07-30 | ENERGX CONTROLS INC | Retrofit | Woodland Hills | Los Angeles | 91367 | Host Customer is System Owner | [7 empty] | 1407.4 | 45.4 |  | Drainback |  |  |  | 1 | 1 |  | Z09 |  |  |  | 10001954 | 31 | 1 | [5 empty] | FALSE |  |  |  | flow meter, Blue White F2000, Model: ASD |  | flow meter, Blue White F2000, Model: ASD | Los Angeles, Los Angeles, CA | FALSE | 13.34 |  | 2020-07-28 |  | 2020-07-29 | 2020-07-30 | 2022-06-28 | 2023-02-16 | 599 | 58000 | Up-front Payment
PGE-016328 | Low Income Single Family Residential | Domestic Hot Water | Gas | Pacific Gas and Electric | Incentive:Paid | 5397 | 36.9 |  | 1 | 160 |  | 160 |  | 2020-07-31 23:15 | 2020-08-18 | DOCTOR PIPER INC | Retrofit | Bakersfield | Kern | 93307 | Host Customer is System Owner | 5 |  | 30004307 | SunEarth, Inc. | Cascade 2 | C2-40T-50-TLG | Indirect Forced Circulation (IF) | 40.95 |  | TRB-40 | Automatic Drainback |  | Solar Storage with Tankless Auxiliary Water Heater |  | 1 | 1 | 65 | Z13 | [18 empty] | City of Bakersfield | FALSE | 33.73 |  | 2020-07-27 | 2020-08-12 |  |  | 2020-07-31 | 2020-08-18 | 1355 | 5397 | Up-front Payment
PGE-016329 | Single Family Residential - Disadvantaged Community | Domestic Hot Water | Gas | Pacific Gas and Electric | Incentive:Canceled | 4366 | 29.85 |  | 1 | 160 |  | 160 |  | 2020-07-31 14:08 |  | DOCTOR PIPER INC | Retrofit | Bakersfield | Kern | 93307 | Host Customer is System Owner | 3 |  | 30004307 | SunEarth, Inc. | Cascade 2 | C2-40T-50-TLG | Indirect Forced Circulation (IF) | 40.95 |  | TRB-40 | Automatic Drainback |  | Solar Storage with Tankless Auxiliary Water Heater |  | 1 | 1 | 45 | Z13 | [18 empty] | City of Bakersfield | FALSE | 33.73 |  | 2011-06-01: 2020-07-27; 2011-06-21: 2020-08-12; 2011-08-03: 2020-07-31 | 1300 | 5397 | Up-front Payment
PGE-016330 | Low Income Single Family Residential | Domestic Hot Water | Gas | Pacific Gas and Electric | Incentive:Canceled | 5397 | 36.9 |  | 1 | 160 |  | 160 |  | 2020-07-31 13:49 | 2020-08-18 | DOCTOR PIPER INC | Retrofit | Bakersfield | Kern | 93305 | Host Customer is System Owner | 4 |  | 30004307 | SunEarth, Inc. | Cascade 2 | C2-40T-50-TLG | Indirect Forced Circulation (IF) | 40.95 |  | TRB-40 | Automatic Drainback |  | Solar Storage with Tankless Auxiliary Water Heater |  | 1 | 1 | 55 | Z13 | [18 empty] | City of Bakersfield | FALSE | 33.73 |  | 2020-07-27 | 2020-08-12 |  |  | 2020-07-31 | 2020-08-18 | 1300 | 5397 | Up-front Payment
PGE-016331 | Low Income Single Family Residential | Domestic Hot Water | Gas | Pacific Gas and Electric | Incentive:Canceled | 5397 | 36.9 |  | 1 | 160 |  | 160 |  | 2020-07-31 13:55 |  | DOCTOR PIPER INC | Retrofit | Bakersfield | Kern | 93307 | Host Customer is System Owner | 4 |  | 30004307 | SunEarth, Inc. | Cascade 2 | C2-40T-50-TLG | Indirect Forced Circulation (IF) | 40.95 |  | TRB-40 | Automatic Drainback | Drainback (Water) | Solar Storage with Tankless Auxiliary Water Heater |  | 1 | 1 | 55 | Z13 | [18 empty] | City of Bakersfield | FALSE | 33.73 |  | 2011-06-01: 2020-07-27; 2011-06-21: 2020-08-12; 2011-08-03: 2020-07-31 | 1300 | 5397 | Up-front Payment
PGE-016332 | Low Income Single Family Residential | Domestic Hot Water | Gas | Pacific Gas and Electric | Incentive:Paid | 5397 | 36.9 |  | 1 | 147 |  | 147 |  | 2020-07-28 00:25 | 2020-09-03 | DUNROSS CONSTRUCTION | Retrofit | Bakersfield | Kern | 93307 | Host Customer is System Owner | 3 |  | 30004296 | SunEarth, Inc. | SOLARAY | TE40T-80-2G | Indirect Forced Circulation (IF) | 40.95 |  | TRB-40 | Glycol | Steam Back | Solar Storage and Auxiliary Tanks are separate | 80 | 1 | 1 | 45 | Z13 | [18 empty] | City of Bakersfield | FALSE | 36.71 |  | 2011-06-01: 2020-07-28; 2011-08-03: 2020-07-28; 2011-09-20: 2020-09-03 | 1509 | 5397 | Up-front Payment
PGE-016333 | Low Income Single Family Residential | Domestic Hot Water | Gas | Pacific Gas and Electric | Incentive:Paid | 4716 | 36.9 |  | 1 | 142 |  | 128 |  | 2020-07-29 16:05 | 2020-11-09 | TITANIUM POWER INC | Retrofit | Bakersfield | Bakersfield | 93307 | Host Customer is System Owner | 4 |  | 30004272 | Butler Sun Solutions, Inc. | SOLAR BUTLER | BT1-40-I-T | Indirect Forced Circulation (IF) | 43.72 |  | BT1 | Glycol | Advanced Controller with a Vacation or Holiday Mode | Solar Storage with Tankless Auxiliary Water Heater | 40 | 1 | 0.9 | 55 | Z13 | [18 empty] | Bakersfield | FALSE | 33.94 |  | 2020-07-28 | 2020-08-11 |  |  | 2020-07-29 | 2020-11-09 | 1440 | 4820 | Up-front Payment
PGE-016334 | Low Income Single Family Residential | Domestic Hot Water | Gas | Pacific Gas and Electric | Incentive:Paid | 5397 | 36.9 |  | 1 | 164 |  | 164 |  | 2020-07-29 16:07 | 2020-10-30 | TITANIUM POWER INC | Retrofit | Bakersfield | Bakersfield | 93307 | Host Customer is System Owner | 7 |  | 30004298 | Butler Sun Solutions, Inc. | Titanium Power | Power Pack 2 GT Butler | Indirect Forced Circulation (IF) | 43.72 |  | BT1 | Glycol | Advanced Controller with a Vacation or Holiday Mode | Solar Storage with Tankless Auxiliary Water Heater | 52 | 1 | 1 | 85 | Z13 | [18 empty] | Bakersfield | FALSE | 33.35 |  | 2020-07-28 | 2020-08-11 |  |  | 2020-07-29 | 2020-10-30 | 1447 | 5470 | Up-front Payment
SCG-016335 | Commercial Pools | Pool Heating | Gas | Southern California Gas Company | Incentive:Paid | 15000 | 7 |  | 1 | 2221 |  | 2221 |  | 2020-07-29 13:24 | 2020-07-30 | ENERGX CONTROLS INC | Retrofit | Encino | Los Angeles | 91316 | Host Customer is System Owner | [7 empty] | 672 | 48 |  | Drainback |  |  |  | 1 | 1 |  | Z09 |  |  |  | 10001954 | 14 | 1 | [5 empty] | FALSE |  |  |  | Flow Meter, Blue White F2000, Model: ASD |  | Flow Meter, Blue White F2000, Model: ASD | Los Angeles, Los Angeles, CA | FALSE | 13.51 |  | 2020-07-28 |  | 2020-07-29 | 2020-07-30 | 2022-06-07 | 2022-11-03 | 712 | 30000 | Up-front Payment
PGE-016336 | Single Family Residential - Disadvantaged Community | Domestic Hot Water | Gas | Pacific Gas and Electric | Incentive:Paid | 4239 | 29.85 |  | 1 | 142 |  | 142 |  | 2020-07-30 14:29 | 2020-09-14 | TITANIUM POWER INC | Retrofit | Bakersfield | Bakersfield | 93307 | Host Customer is System Owner | 4 |  | 30004272 | Butler Sun Solutions, Inc. | SOLAR BUTLER | BT1-40-I-T | Indirect Forced Circulation (IF) | 43.72 |  | BT1 | Glycol | Advanced Controller with a Vacation or Holiday Mode | Solar Storage with Tankless Auxiliary Water Heater | 40 | 1 | 1 | 55 | Z13 | [18 empty] | Bakersfield | FALSE | 37.11 |  | 2020-07-28 | 2020-08-11 |  |  | 2020-07-30 | 2020-09-14 | 1487 | 5270 | Up-front Payment
SCG-016337 | Commercial Pools | Pool Heating | Gas | Southern California Gas Company | Incentive:Paid | 18144 | 7 |  | 1 | 2592 |  | 2592 |  | 2020-07-29 13:36 | 2020-07-30 | ENERGX CONTROLS INC | Retrofit | Los Angeles | Los Angeles | 90017 | Host Customer is System Owner | [7 empty] | 1000 | 50 |  | Drainback |  |  |  | 1 | 1 |  | Z08 |  |  |  | 10001888 | 20 | 1 | [5 empty] | FALSE |  |  |  | Flow Meter, Blue White F2000, Model: ASD |  | Flow Meter, Blue White F2000, Model: ASD | Los Angeles, Los Angeles, CA | FALSE | 14.66 |  | 2020-07-28 |  | 2020-07-29 | 2020-07-30 | 2022-06-20 | 2022-11-03 | 662 | 38000 | Up-front Payment
PGE-016338 | Single Family Residential - Disadvantaged Community | Domestic Hot Water | Gas | Pacific Gas and Electric | Incentive:Paid | 4239 | 29.85 |  | 1 | 142 |  | 142 |  | 2020-07-29 16:08 | 2020-09-14 | TITANIUM POWER INC | Retrofit | Bakersfield | Bakersfield | 93304 | Host Customer is System Owner | 5 |  | 30004272 | Butler Sun Solutions, Inc. | SOLAR BUTLER | BT1-40-I-T | Indirect Forced Circulation (IF) | 43.72 |  | BT1 | Glycol | Advanced Controller with a Vacation or Holiday Mode | Solar Storage with Tankless Auxiliary Water Heater | 40 | 1 | 1 | 65 | Z13 | [18 empty] | Bakersfield | FALSE | 37.11 |  | 2020-07-28 | 2020-08-11 |  |  | 2020-07-29 | 2020-09-14 | 1487 | 5270 | Up-front Payment
SCG-016339 | Commercial Pools | Pool Heating | Gas | Southern California Gas Company | Incentive:Paid | 8932 | 7 |  | 1 | 1276 |  | 1276 |  | 2020-07-29 13:30 | 2020-07-30 | ENERGX CONTROLS INC | Retrofit | Los Angeles | Los Angeles | 90012 | Host Customer is System Owner | [7 empty] | 500 | 50 |  | Drainback |  |  |  | 1 | 1 |  | Z08 |  |  |  | 10001888 | 10 | 1 | [5 empty] | FALSE |  |  |  | Flow Meter, Blue White F2000, Model: ASD |  | Flow Meter, Blue White F2000, Model: ASD | Los Angeles, Los Angeles, CA | FALSE | 14.89 |  | 2020-07-28 |  | 2020-07-29 | 2020-07-30 | 2022-06-30 | 2023-02-16 | 604 | 19000 | Up-front Payment
PGE-016340 | Low Income Single Family Residential | Domestic Hot Water | Gas | Pacific Gas and Electric | Incentive:Paid | 5397 | 36.9 |  | 1 | 164 |  | 164 |  | 2020-07-29 16:09 | 2020-09-02 | TITANIUM POWER INC | Retrofit | Bakersfield | Bakersfield | 93307 | Host Customer is System Owner | 5 |  | 30004298 | Butler Sun Solutions, Inc. | Titanium Power | Power Pack 2 GT Butler | Indirect Forced Circulation (IF) | 43.72 |  | BT1 | Glycol | Advanced Controller with a Vacation or Holiday Mode | Solar Storage with Tankless Auxiliary Water Heater | 52 | 1 | 1 | 65 | Z13 | [18 empty] | Bakersfield | FALSE | 33.35 |  | 2011-06-01: 2020-07-28; 2011-08-03: 2020-07-29; 2011-09-20: 2020-09-02 | 1506 | 5470 | Up-front Payment
SCG-016341 | Commercial Pools | Pool Heating | Gas | Southern California Gas Company | Incentive:Paid | 20000 | 7 |  | 1 | 3128 |  | 3128 |  | 2020-07-29 13:33 | 2020-07-30 | ENERGX CONTROLS INC | Retrofit | Los Angeles | Los Angeles | 90020 | Host Customer is System Owner | [7 empty] | 960 | 48 |  | Drainback |  |  |  | 1 | 1 |  | Z09 |  |  |  | 10001954 | 20 | 1 | [5 empty] | FALSE |  |  |  | Flow meter, Blue White F2000, Model: ASD |  | Flow meter, Blue White F2000, Model: ASD | Los Angeles, Los Angeles, CA | FALSE | 12.79 |  | 2020-07-28 |  | 2020-07-29 | 2020-07-30 | 2022-06-28 | 2023-02-16 | 604 | 40000 | Up-front Payment
SCG-016342 | Commercial Pools | Pool Heating | Gas | Southern California Gas Company | Incentive:Paid | 14500 | 7 |  | 1 | 2670 |  | 2670 |  | 2020-07-29 13:22 | 2020-07-30 | ENERGX CONTROLS INC | Retrofit | Irvine | Orange | 92614 | Host Customer is System Owner | [7 empty] | 896 | 32 |  | Drainback |  |  |  | 1 | 1 |  | Z08 |  |  |  | 10001888 | 28 | 1 | [5 empty] | FALSE |  |  |  | Flow Meter, Blue White F2000, Model: ASD |  | Flow Meter, Blue White F2000, Model: ASD | Irvine, Orange, CA | FALSE | 10.86 |  | 2020-07-28 |  | 2020-07-29 | 2020-07-30 | 2022-06-07 | 2022-10-31 | 712 | 29000 | Up-front Payment
PGE-016343 | Low Income Single Family Residential | Domestic Hot Water | Gas | Pacific Gas and Electric | Incentive:Canceled |  | 36.9 |  | 1 | 160 |  | 160 |  |  |  | DOCTOR PIPER INC | Retrofit | Bakersfield | Kern | 93305 | Host Customer is System Owner | 4 |  | 30004307 | SunEarth, Inc. | Cascade 2 | C2-40T-50-TLG | Indirect Forced Circulation (IF) | 40.95 |  | TRB-40 | Automatic Drainback |  | Solar Storage with Tankless Auxiliary Water Heater |  | 1 |  | 55 | Z13 | [18 empty] | County of Bakersfield | FALSE | 33.73 |  | 2011-06-01: 2020-07-28 | 1551 | 5397 | Up-front Payment
PGE-016344 | Single Family Residential - Disadvantaged Community | Domestic Hot Water | Gas | Pacific Gas and Electric | Incentive:Canceled | 4366 | 29.85 |  | 1 | 160 |  | 160 |  | 2020-07-31 13:24 |  | DOCTOR PIPER INC | Retrofit | Bakersfield | Kern | 93307 | Host Customer is System Owner | 4 |  | 30004307 | SunEarth, Inc. | Cascade 2 | C2-40T-50-TLG | Indirect Forced Circulation (IF) | 40.95 |  | TRB-40 | Automatic Drainback |  | Solar Storage with Tankless Auxiliary Water Heater |  | 1 | 1 | 55 | Z13 | [18 empty] | City of Bakersfield | FALSE | 33.73 |  | 2011-06-01: 2020-07-28; 2011-06-21: 2020-08-13; 2011-08-03: 2020-07-31 | 1300 | 5397 | Up-front Payment
PGE-016345 | Low Income Single Family Residential | Domestic Hot Water | Gas | Pacific Gas and Electric | Incentive:Paid | 5397 | 36.9 |  | 1 | 160 |  | 160 |  | 2020-07-31 13:12 | 2020-09-02 | DOCTOR PIPER INC | Retrofit | Bakersfield | Kern | 93307 | Host Customer is System Owner | 5 |  | 30004307 | SunEarth, Inc. | Cascade 2 | C2-40T-50-TLG | Indirect Forced Circulation (IF) | 40.95 |  | TRB-40 | Automatic Drainback |  | Solar Storage with Tankless Auxiliary Water Heater |  | 1 | 1 | 65 | Z13 | [18 empty] | City of Bakersfield | FALSE | 33.73 |  | 2020-07-28 | 2020-09-02 |  |  | 2020-07-31 | 2020-09-02 | 1361 | 5397 | Up-front Payment
PGE-016346 | Low Income Single Family Residential | Domestic Hot Water | Gas | Pacific Gas and Electric | Incentive:Canceled | 5397 | 36.9 |  | 1 | 160 |  | 160 |  | 2020-07-31 13:02 |  | DOCTOR PIPER INC | Retrofit | Bakersfield | Kern | 93304 | Host Customer is System Owner | 5 |  | 30004307 | SunEarth, Inc. | Cascade 2 | C2-40T-50-TLG | Indirect Forced Circulation (IF) | 40.95 |  | TRB-40 | Automatic Drainback |  | Solar Storage with Tankless Auxiliary Water Heater |  | 1 | 1 | 65 | Z13 | [18 empty] | City of Bakersfield | FALSE | 33.73 |  | 2011-06-01: 2020-07-28; 2011-06-21: 2020-08-13; 2011-08-03: 2020-07-31 | 1300 | 5397 | Up-front Payment
PGE-016347 | Low Income Single Family Residential | Domestic Hot Water | Gas | Pacific Gas and Electric | Incentive:Canceled |  | 36.9 |  | 1 | 160 |  | 160 |  |  |  | DOCTOR PIPER INC | Retrofit | Bakersfield | Kern | 93304 | Host Customer is System Owner | 4 |  | 30004307 | SunEarth, Inc. | Cascade 2 | C2-40T-50-TLG | Indirect Forced Circulation (IF) | 40.95 |  | TRB-40 | Automatic Drainback |  | Solar Storage with Tankless Auxiliary Water Heater |  | 1 |  | 55 | Z13 | [18 empty] | City of Bakersfield | FALSE | 33.73 |  | 2011-06-01: 2020-07-28 | 1551 | 5397 | Up-front Payment
PGE-016348 | Low Income Single Family Residential | Domestic Hot Water | Gas | Pacific Gas and Electric | Incentive:Canceled | 5397 | 36.9 |  | 1 | 160 |  | 160 |  | 2020-07-31 12:54 |  | DOCTOR PIPER INC | Retrofit | Bakersfield | Kern | 93307 | Host Customer is System Owner | 4 |  | 30004307 | SunEarth, Inc. | Cascade 2 | C2-40T-50-TLG | Indirect Forced Circulation (IF) | 40.95 |  | TRB-40 | Automatic Drainback |  | Solar Storage with Tankless Auxiliary Water Heater |  | 1 | 1 | 55 | Z13 | [18 empty] | City of Bakersfield | FALSE | 33.73 |  | 2011-06-01: 2020-07-28; 2011-06-21: 2020-09-02; 2011-08-03: 2020-07-31 | 1300 | 5397 | Up-front Payment
PGE-016349 | Single Family Residential - Disadvantaged Community | Domestic Hot Water | Gas | Pacific Gas and Electric | Incentive:Canceled | 4366 | 29.85 |  | 1 | 160 |  | 160 |  | 2020-07-31 12:42 |  | DOCTOR PIPER INC | Retrofit | Bakersfield | Kern | 93304 | Host Customer is System Owner | 5 |  | 30004307 | SunEarth, Inc. | Cascade 2 | C2-40T-50-TLG | Indirect Forced Circulation (IF) | 40.95 |  | TRB-40 | Automatic Drainback |  | Solar Storage with Tankless Auxiliary Water Heater |  | 1 | 1 | 65 | Z13 | [18 empty] | City of Bakersfield | FALSE | 33.73 |  | 2011-06-01: 2020-07-28; 2011-06-21: 2020-08-13; 2011-08-03: 2020-07-31 | 1300 | 5397 | Up-front Payment
PGE-016350 | Low Income Single Family Residential | Domestic Hot Water | Gas | Pacific Gas and Electric | Incentive:Canceled | 5397 | 36.9 |  | 1 | 160 |  | 160 |  | 2020-07-31 12:28 |  | DOCTOR PIPER INC | Retrofit | Bakersfield | Kern | 93304 | Host Customer is System Owner | 6 |  | 30004307 | SunEarth, Inc. | Cascade 2 | C2-40T-50-TLG | Indirect Forced Circulation (IF) | 40.95 |  | TRB-40 | Automatic Drainback |  | Solar Storage with Tankless Auxiliary Water Heater |  | 1 | 1 | 75 | Z13 | [18 empty] | City of Bakersfield | FALSE | 33.73 |  | 2011-06-01: 2020-07-28; 2011-06-21: 2020-11-13; 2011-08-03: 2020-07-31 | 1300 | 5397 | Up-front Payment
PGE-016354 | Low Income Single Family Residential | Domestic Hot Water | Gas | Pacific Gas and Electric | Incentive:Canceled | 5397 | 36.9 |  | 1 | 160 |  | 160 |  | 2020-07-31 12:03 |  | DOCTOR PIPER INC | Retrofit | Bakersfield | Kern | 93307 | Host Customer is System Owner | 5 |  | 30004307 | SunEarth, Inc. | Cascade 2 | C2-40T-50-TLG | Indirect Forced Circulation (IF) | 40.95 |  | TRB-40 | Automatic Drainback |  | Solar Storage with Tankless Auxiliary Water Heater |  | 1 | 1 | 65 | Z13 | [18 empty] | City of Bakersfield | FALSE | 33.73 |  | 2011-06-01: 2020-07-28; 2011-06-21: 2020-08-13; 2011-08-03: 2020-07-31 | 1300 | 5397 | Up-front Payment
PGE-016355 | Low Income Single Family Residential | Domestic Hot Water | Gas | Pacific Gas and Electric | Incentive:Canceled | 5397 | 36.9 |  | 1 | 160 |  | 160 |  | 2020-07-31 11:47 |  | DOCTOR PIPER INC | New Construction | Bakersfield | Kern | 93307 | Host Customer is System Owner | 6 |  | 30004307 | SunEarth, Inc. | Cascade 2 | C2-40T-50-TLG | Indirect Forced Circulation (IF) | 40.95 |  | TRB-40 | Automatic Drainback |  | Solar Storage with Tankless Auxiliary Water Heater |  | 1 | 1 | 75 | Z13 | [18 empty] | City of Bakersfield | FALSE | 33.73 |  | 2011-06-01: 2020-07-28; 2011-06-21: 2020-08-13; 2011-08-03: 2020-07-31 | 1300 | 5397 | Up-front Payment
SCG-016356 | Commercial Pools | Pool Heating | Gas | Southern California Gas Company | Incentive:Paid | 15000 | 7 |  | 1 | 2317 |  | 2317 |  | 2020-07-29 13:38 | 2020-07-30 | ENERGX CONTROLS INC | Retrofit | Woodland Hills | Los Angeles | 91364 | Host Customer is System Owner | [7 empty] | 720 | 48 |  | Drainback |  |  |  | 1 | 1 |  | Z09 |  |  |  | 10001954 | 15 | 1 | [5 empty] | FALSE |  |  |  | Flow meter, Blue White F2000, Model: ASD |  | Flow meter, Blue White F2000, Model: ASD | Los Angeles, Los Angeles, CA | FALSE | 12.95 |  | 2020-07-28 |  | 2020-07-29 | 2020-07-30 | 2022-07-20 | 2023-02-16 | 466 | 30000 | Up-front Payment
PGE-016357 | Low Income Multifamily Residential | Domestic Hot Water | Gas | Pacific Gas and Electric | Incentive:Paid | 46320 | 24.89 |  | 1 | 1861 |  | 1861 |  | 2020-07-29 08:24 | 2020-09-21 | SUN LIGHT & POWER | New Construction | Petaluma | Marin | 94952 | Host Customer is System Owner | [7 empty] | 644.16 | 40.26 |  | Glycol | Pressure Stagnation Protection (PSP) | Solar Storage and Auxiliary Tanks are separate |  | 1 | 1 | 2052 | Z02 | 54 | Units | Apartments/Condos | 2010115A | 16 | 1 | 952 | 8 | 175 | 1 | 570000 | TRUE | 135 | 125 |  | Heliodyne - Delta-T Pro Ethernet |  | Heliodyne - Delta-T Pro Ethernet | City of Petaluma | FALSE | 69.59 |  | 2020-07-28 | 2020-08-24 | 2020-07-29 | 2020-09-21 | 2022-10-04 | 2023-01-12 | 621 | 129509 | Up-front Payment
PGE-016358 | Low Income Single Family Residential | Domestic Hot Water | Gas | Pacific Gas and Electric | Incentive:Paid | 5153 | 36.9 |  | 1 | 147 |  | 140 |  | 2020-07-28 16:58 | 2020-08-11 | DUNROSS CONSTRUCTION | Retrofit | Bakersfield | Kern | 93309 | Host Customer is System Owner | 6 |  | 30004296 | SunEarth, Inc. | SOLARAY | TE40T-80-2G | Indirect Forced Circulation (IF) | 40.95 |  | TRB-40 | Glycol | Steam Back | Solar Storage and Auxiliary Tanks are separate | 80 | 1 | 0.95 | 75 | Z13 | [18 empty] | City of Bakersfield | FALSE | 36.71 |  | 2020-07-28 | 2020-08-10 |  |  | 2020-07-28 | 2020-08-11 | 1522 | 5397 | Up-front Payment
SCG-016359 | Commercial/Multifamily Residential | Domestic Hot Water | Gas | Southern California Gas Company | Reservation:Canceled | 58859 | 17.16 |  | 2 | 3430 |  | 3430 |  | 2020-07-31 10:19 |  | MAC GREINE ENERGY CORP | Retrofit | Redondo Beach | Los Angeles | 90277 | Host Customer is System Owner | [7 empty] | 966.24 | 40.26 |  | Drainback |  | Solar and Auxiliary Storage are the same Tank |  | 1 | 1 | 2242 | Z06 | 59 | Units | Apartments/Condos | 2010115A | 24 | 1 | 1320 | 1 | 240 | 2 | 299000 | TRUE | 125 | 125 | [5 empty] | FALSE | 18.08 |  | 2011-06-01: 2020-07-28; 2011-06-23: 2020-07-31 | 1548 | 62000 | Up-front Payment
SCG-016361 | Commercial/Multifamily Residential | Domestic Hot Water | Gas | Southern California Gas Company | Reservation:Canceled | 17109 | 17.16 |  | 2 | 997 |  | 997 |  | 2020-07-29 09:04 |  | ALL VALLEY SOLAR INC | Retrofit | Los Angeles | Los Angeles | 90068 | Host Customer is System Owner | [7 empty] | 245.7 | 40.95 |  | Drainback | Drainback (Water) | Solar Storage and Auxiliary Tanks are separate |  | 1 | 1 | 714 | Z09 | 17 | Units | Apartments/Condos | TRB-40 | 6 | 1 | 360 | 3 | 200 | 2 | 550000 | TRUE | 135 | 140 | [5 empty] | FALSE | 42.35 |  | 2011-06-01: 2020-07-29; 2011-06-23: 2020-07-29 | 1551 | 42223 | Up-front Payment
PGE-016363 | Low Income Single Family Residential | Domestic Hot Water | Gas | Pacific Gas and Electric | Incentive:Paid | 5240 | 36.9 |  | 1 | 142 |  | 142 |  | 2020-07-29 15:38 | 2020-09-02 | TITANIUM POWER INC | Retrofit | Bakersfield | Bakersfield | 93307 | Host Customer is System Owner | 4 |  | 30004272 | Butler Sun Solutions, Inc. | SOLAR BUTLER | BT1-40-I-T | Indirect Forced Circulation (IF) | 43.72 |  | BT1 | Glycol | Advanced Controller with a Vacation or Holiday Mode | Solar Storage with Tankless Auxiliary Water Heater | 40 | 1 | 1 | 55 | Z13 | [18 empty] | Bakersfield | FALSE | 37.11 |  | 2011-06-01: 2020-07-29; 2011-08-03: 2020-07-29; 2011-09-20: 2020-09-02 | 1506 | 5270 | Up-front Payment
PGE-016364 | Low Income Single Family Residential | Domestic Hot Water | Gas | Pacific Gas and Electric | Incentive:Canceled | 4978 | 36.9 |  | 1 | 142 |  | 135 |  | 2020-07-30 15:51 |  | TITANIUM POWER INC | Retrofit | Bakersfield | Bakersfield | 93304 | Host Customer is System Owner | 5 |  | 30004272 | Butler Sun Solutions, Inc. | SOLAR BUTLER | BT1-40-I-T | Indirect Forced Circulation (IF) | 43.72 |  | BT1 | Glycol | Advanced Controller with a Vacation or Holiday Mode | Solar Storage with Tankless Auxiliary Water Heater | 40 | 1 | 0.95 | 65 | Z13 | [18 empty] | Bakersfield | FALSE | 37.11 |  | 2011-06-01: 2020-07-29; 2011-06-21: 2020-08-11; 2011-08-03: 2020-07-30 | 1416 | 5270 | Up-front Payment
PGE-016365 | Low Income Single Family Residential | Domestic Hot Water | Gas | Pacific Gas and Electric | Incentive:Paid | 4978 | 36.9 |  | 1 | 142 |  | 135 |  | 2020-07-29 15:49 | 2020-10-29 | TITANIUM POWER INC | Retrofit | Bakersfield | Bakersfield | 93307 | Host Customer is System Owner | 5 |  | 30004272 | Butler Sun Solutions, Inc. | SOLAR BUTLER | BT1-40-I-T | Indirect Forced Circulation (IF) | 43.72 |  | BT1 | Glycol | Advanced Controller with a Vacation or Holiday Mode | Solar Storage with Tankless Auxiliary Water Heater | 40 | 1 | 0.95 | 65 | Z13 | [18 empty] | Bakersfield | FALSE | 37.11 |  | 2020-07-29 | 2020-08-11 |  |  | 2020-07-29 | 2020-10-29 | 1440 | 5270 | Up-front Payment
PGE-016366 | Single Family Residential - Disadvantaged Community | Domestic Hot Water | Gas | Pacific Gas and Electric | Incentive:Paid | 4027 | 29.85 |  | 1 | 142 |  | 135 |  | 2020-07-29 16:04 | 2020-09-14 | TITANIUM POWER INC | Retrofit | Bakersfield | Bakersfield | 93307 | Host Customer is System Owner | 4 |  | 30004272 | Butler Sun Solutions, Inc. | SOLAR BUTLER | BT1-40-I-T | Indirect Forced Circulation (IF) | 43.72 |  | BT1 | Glycol | Advanced Controller with a Vacation or Holiday Mode | Solar Storage with Tankless Auxiliary Water Heater | 40 | 1 | 0.95 | 55 | Z13 | [18 empty] | Bakersfield | FALSE | 37.11 |  | 2020-07-29 | 2020-08-11 |  |  | 2020-07-29 | 2020-09-14 | 1487 | 5270 | Up-front Payment
PGE-016367 | Low Income Single Family Residential | Domestic Hot Water | Gas | Pacific Gas and Electric | Incentive:Paid | 5397 | 36.9 |  | 1 | 164 |  | 164 |  | 2020-07-29 16:02 | 2020-09-02 | TITANIUM POWER INC | Retrofit | Bakersfield | Bakersfield | 93307 | Host Customer is System Owner | 7 |  | 30004298 | Butler Sun Solutions, Inc. | Titanium Power | Power Pack 2 GT Butler | Indirect Forced Circulation (IF) | 43.72 |  | BT1 | Glycol | Advanced Controller with a Vacation or Holiday Mode | Solar Storage with Tankless Auxiliary Water Heater | 52 | 1 | 1 | 85 | Z13 | [18 empty] | Bakersfield | FALSE | 33.35 |  | 2011-06-01: 2020-07-29; 2011-08-03: 2020-07-29; 2011-09-20: 2020-09-02 | 1506 | 5470 | Up-front Payment
PGE-016370 | Low Income Single Family Residential | Domestic Hot Water | Gas | Pacific Gas and Electric | Incentive:Paid | 5397 | 36.9 |  | 1 | 164 |  | 164 |  | 2020-07-30 14:09 | 2020-10-29 | TITANIUM POWER INC | Retrofit | Bakersfield | Bakersfield | 93306 | Host Customer is System Owner | 6 |  | 30004298 | Butler Sun Solutions, Inc. | Titanium Power | Power Pack 2 GT Butler | Indirect Forced Circulation (IF) | 43.72 |  | BT1 | Glycol | Advanced Controller with a Vacation or Holiday Mode | Solar Storage with Tankless Auxiliary Water Heater | 52 | 1 | 1 | 75 | Z13 | [18 empty] | Bakersfield | FALSE | 33.23 |  | 2011-06-01: 2020-07-29; 2011-08-03: 2020-07-30; 2011-09-20: 2020-10-29 | 1451 | 5450 | Up-front Payment
PGE-016371 | Single Family Residential - Disadvantaged Community | Domestic Hot Water | Gas | Pacific Gas and Electric | Incentive:Paid | 4366 | 29.85 |  | 1 | 164 |  | 156 |  | 2020-07-30 14:27 | 2020-09-11 | TITANIUM POWER INC | Retrofit | Bakersfield | Bakersfield | 93307 | Host Customer is System Owner | 5 |  | 30004298 | Butler Sun Solutions, Inc. | Titanium Power | Power Pack 2 GT Butler | Indirect Forced Circulation (IF) | 43.72 |  | BT1 | Glycol | Advanced Controller with a Vacation or Holiday Mode | Solar Storage with Tankless Auxiliary Water Heater | 52 | 1 | 0.95 | 65 | Z13 | [18 empty] | Bakersfield | FALSE | 33.35 |  | 2020-07-29 | 2020-08-11 |  |  | 2020-07-30 | 2020-09-11 | 1499 | 5470 | Up-front Payment
PGE-016373 | Single Family Residential | Domestic Hot Water | Gas | Pacific Gas and Electric | Incentive:Paid | 3254 | 29.85 |  | 1 | 109 |  | 109 |  | 2020-07-29 13:10 | 2020-09-02 | ACR SOLAR INTERNATIONAL CORP | Retrofit | Carmichael | Sacramento | 95608 | Host Customer is System Owner | 5 |  | 30004267 | ACR Solar International | SKYLINE SYSTEM 5 | 200152C75EXG | Indirect Forced Circulation (IF) | 40.64 |  | 2025-10-01 | Glycol | Advanced Controller with a Vacation or Holiday Mode | Solar and Auxiliary Storage are the same Tank | 75 | 1 | 1 | 65 | Z12 | [18 empty] | Sacramento | FALSE | 71.96 |  | 2011-06-01: 2020-07-29; 2011-08-03: 2020-07-29; 2011-09-20: 2020-09-02 | 1509 | 7844 | Up-front Payment
PGE-016374 | Single Family Residential | Domestic Hot Water | Gas | Pacific Gas and Electric | Incentive:Paid | 4239 | 29.85 |  | 1 | 142 |  | 142 |  | 2020-07-30 14:11 | 2020-09-14 | TITANIUM POWER INC | Retrofit | Bakersfield | Bakersfield | 93306 | Host Customer is System Owner | 5 |  | 30004272 | Butler Sun Solutions, Inc. | SOLAR BUTLER | BT1-40-I-T | Indirect Forced Circulation (IF) | 43.72 |  | BT1 | Glycol | Advanced Controller with a Vacation or Holiday Mode | Solar Storage with Tankless Auxiliary Water Heater | 40 | 1 | 1 | 65 | Z13 | [18 empty] | Bakersfield | FALSE | 36.97 |  | 2020-07-29 | 2020-08-12 |  |  | 2020-07-30 | 2020-09-14 | 1487 | 5250 | Up-front Payment
SCG-016375 | Low Income Multifamily Residential | Domestic Hot Water | Gas | Southern California Gas Company | Incentive:Paid | 143366 | 24.89 |  | 1 | 5760 |  | 5760 |  | 2020-07-31 12:32 | 2020-08-13 | CALIFORNIA SOLAR INTEGRATORS INC | New Construction | Anaheim | Orange | 92802 | Host Customer is System Owner | [7 empty] | 1529.88 | 40.26 |  | Glycol | Steam Back | Solar Storage and Auxiliary Tanks are separate |  | 1 | 1 | 3774 | Z08 | 102 | Units | Apartments/Condos | TRB-40 | 38 | 1 | 2800 | 1 | 200 | 2 | 1000000 | TRUE | 120 | 140 |  | SunEarth - SETRA503 TTR U + Series 200 |  | SunEarth - SETRA503 TTR U + Series 200 | City of Anaheim | FALSE | 39.21 |  | 2020-07-29 |  | 2020-07-31 | 2020-08-13 | 2022-10-21 | 2024-05-24 | 121 | 225877 | Up-front Payment
PGE-016376 | Low Income Single Family Residential | Domestic Hot Water | Gas | Pacific Gas and Electric | Incentive:Canceled | 5240 | 36.9 |  | 1 | 142 |  | 142 |  | 2020-07-30 14:14 |  | TITANIUM POWER INC | Retrofit | Bakersfield | Bakersfield | 93309 | Host Customer is System Owner | 4 |  | 30004272 | Butler Sun Solutions, Inc. | SOLAR BUTLER | BT1-40-I-T | Indirect Forced Circulation (IF) | 43.72 |  | BT1 | Glycol | Advanced Controller with a Vacation or Holiday Mode | Solar Storage with Tankless Auxiliary Water Heater | 40 | 1 | 1 | 55 | Z13 | [18 empty] | Bakersfield | FALSE | 37.11 |  | 2011-06-01: 2020-07-29; 2011-06-21: 2020-08-12; 2011-08-03: 2020-07-30 | 1426 | 5270 | Up-front Payment
SCG-016378 | Commercial Pools | Pool Heating | Gas | Southern California Gas Company | Incentive:Paid | 20846 | 7 |  | 1 | 2978 |  | 2978 |  | 2020-07-31 16:07 | 2020-08-03 | ENERGX CONTROLS INC | Retrofit | Chino Hills | San Bernardino | 91709 | Host Customer is System Owner | [7 empty] | 1000 | 50 |  | Drainback | Advanced Controller with a Thermal Cycling Function |  |  | 1 | 1 |  | Z09 |  |  |  | 10001888 | 20 | 1 | [5 empty] | FALSE |  |  |  | Flow meter, Blue White F2000, Model: ASD |  | Flow meter, Blue White F2000, Model: ASD | Chino Hills, San Bernardino, CA | FALSE | 14.1 |  | 2020-07-30 |  | 2020-07-31 | 2020-08-03 | 2020-11-02 | 2020-11-13 | 1396 | 42000 | Up-front Payment
PGE-016379 | Low Income Single Family Residential | Domestic Hot Water | Gas | Pacific Gas and Electric | Incentive:Paid | 5240 | 36.9 |  | 1 | 142 |  | 142 |  | 2020-07-30 14:17 | 2020-09-03 | TITANIUM POWER INC | Retrofit | Bakersfield | Bakersfield | 93306 | Host Customer is System Owner | 4 |  | 30004272 | Butler Sun Solutions, Inc. | SOLAR BUTLER | BT1-40-I-T | Indirect Forced Circulation (IF) | 43.72 |  | BT1 | Glycol | Advanced Controller with a Vacation or Holiday Mode | Solar Storage with Tankless Auxiliary Water Heater | 40 | 1 | 1 | 55 | Z13 | [18 empty] | Bakersfield | FALSE | 36.97 |  | 2011-06-01: 2020-07-29; 2011-08-03: 2020-07-30; 2011-09-20: 2020-09-03 | 1506 | 5250 | Up-front Payment
PGE-016380 | Single Family Residential - Disadvantaged Community | Domestic Hot Water | Gas | Pacific Gas and Electric | Incentive:Paid | 4239 | 29.85 |  | 1 | 142 |  | 142 |  | 2020-07-30 14:20 | 2020-09-14 | TITANIUM POWER INC | Retrofit | Bakersfield | Bakersfield | 93307 | Host Customer is System Owner | 5 |  | 30004272 | Butler Sun Solutions, Inc. | SOLAR BUTLER | BT1-40-I-T | Indirect Forced Circulation (IF) | 43.72 |  | BT1 | Glycol | Advanced Controller with a Vacation or Holiday Mode | Solar Storage with Tankless Auxiliary Water Heater | 40 | 1 | 1 | 65 | Z13 | [18 empty] | Bakersfield | FALSE | 36.97 |  | 2020-07-29 | 2020-08-12 |  |  | 2020-07-30 | 2020-09-14 | 1487 | 5250 | Up-front Payment
PGE-016381 | Low Income Single Family Residential | Domestic Hot Water | Gas | Pacific Gas and Electric | Incentive:Paid | 5240 | 36.9 |  | 1 | 142 |  | 142 |  | 2020-07-30 14:24 | 2020-09-10 | TITANIUM POWER INC | Retrofit | Bakersfield | Bakersfield | 93306 | Host Customer is System Owner | 5 |  | 30004272 | Butler Sun Solutions, Inc. | SOLAR BUTLER | BT1-40-I-T | Indirect Forced Circulation (IF) | 43.72 |  | BT1 | Glycol | Advanced Controller with a Vacation or Holiday Mode | Solar Storage with Tankless Auxiliary Water Heater | 40 | 1 | 1 | 65 | Z13 | [18 empty] | Bakersfield | FALSE | 36.97 |  | 2020-07-29 | 2020-08-12 |  |  | 2020-07-30 | 2020-09-10 | 1499 | 5250 | Up-front Payment
SCG-016382 | Multifamily Residential - Disadvantaged Community | Domestic Hot Water | Gas | Southern California Gas Company | Incentive:Paid | 50273 | 20.19 |  | 1 | 2490 |  | 2490 |  | 2020-07-30 11:38 | 2020-08-26 | EVOLUTION ENERGY SOLUTIONS L L C | Retrofit | Van Nuys | Los Angeles | 91406 | Host Customer is System Owner | [7 empty] | 655.2 | 40.95 |  | Drainback | Drainback (Water) | Solar Storage and Auxiliary Tanks are separate |  | 1 | 1 | 1440 | Z09 | 36 | Units | Apartments/Condos | TRB-40 | 16 | 1 | 1400 | 2 | 120 | 1 | 650000 | TRUE | 140 | 140 |  | SunEarth - SETR A503 TTR U + VFS 10-200 |  | SunEarth - SETR A503 TTR U + VFS 10-200 | Los Angeles | FALSE | 20.19 |  | 2020-07-29 |  | 2020-07-30 | 2020-08-26 | 2021-02-23 | 2021-05-17 | 1252 | 50273 | Up-front Payment
PGE-016383 | Low Income Multifamily Residential | Domestic Hot Water | Gas | Pacific Gas and Electric | Incentive:Paid | 39598 | 24.89 |  | 1 | 2566 |  | 1591 |  | 2020-07-31 13:39 | 2020-10-30 | SUN LIGHT & POWER | New Construction | San Francisco | San Francisco | 94102 | Host Customer is System Owner | [7 empty] | 644.16 | 40.26 |  | Glycol | Pressure Stagnation Protection (PSP) | Solar Storage and Auxiliary Tanks are separate |  | 0.62 | 1 | 3996 | Z03 | 108 | Units | Apartments/Condos | 2010115A | 16 | 2 | 960 | 1 | 335 | 1 | 1300000 | FALSE | 140 | 120 |  | Heliodyne - Delta-T Pro Ethernet |  | Heliodyne - Delta-T Pro Ethernet | City and County of San Francisco | FALSE | 59.58 |  | 2020-07-31 | 2020-08-26 | 2020-07-31 | 2020-10-30 | 2023-01-20 | 2023-01-31 | 626 | 152885 | Up-front Payment
SDG-016384 | Commercial/Multifamily Residential | Domestic Hot Water | Gas | San Diego Gas and Electric | Incentive:Canceled | 188090 | 20.19 |  | 1 | 9316 |  | 9316 |  | 2020-07-30 13:04 | 2021-03-02 | CORE ENERGY GROUP INC | Retrofit | San Diego | San Diego | 92108 | Host Customer is System Owner | [7 empty] | 2457 | 40.95 |  | Glycol | Steam Back | Solar Storage and Auxiliary Tanks are separate |  | 1 | 1 | 11250 | Z07 | 4688 | Full meals served | Meal Service Restaurant | 10001803 | 60 | 1 | 3000 | 1 | 1080 | 1 | 400000 | TRUE | 140 | 140 |  | RESOL - DeltaSol MX |  | RESOL - DeltaSol MX |  | FALSE | 20.19 |  | 2020-07-30 | 2020-09-16 | 2020-07-30 | 2021-03-02 |  |  | 1335 | 188091 | Up-front Payment
SDG-016385 | Commercial/Multifamily Residential | Domestic Hot Water | Gas | San Diego Gas and Electric | Reservation:Canceled | 27378 | 20.19 |  | 1 | 1356 |  | 1356 |  | 2020-07-30 10:21 |  | SUN LIGHT & POWER | Retrofit | Vista | San Diego | 92081 | Host Customer is System Owner | [7 empty] | 644.16 | 40.26 |  | Drainback | Heat Dump Radiator | Solar Storage with Tankless Auxiliary Water Heater |  | 1 | 1 | 605 | Z07 | 616 |  | Other | 2010115A | 16 | 1 | 1200 | 1 | 0 | 0 | 400000 | TRUE | 120 | 120 | [5 empty] | FALSE | 93.07 |  | 2011-06-01: 2020-07-30; 2011-06-21: 2020-11-13; 2011-06-23: 2020-07-30 | 654 | 126197 | Up-front Payment
PGE-016386 | Single Family Residential - Disadvantaged Community | Domestic Hot Water | Gas | Pacific Gas and Electric | Incentive:Paid | 4239 | 29.85 |  | 1 | 142 |  | 142 |  | 2020-07-31 10:24 | 2020-09-14 | TITANIUM POWER INC | Retrofit | Bakersfield | Bakersfield | 93307 | Host Customer is System Owner | 4 |  | 30004272 | Butler Sun Solutions, Inc. | SOLAR BUTLER | BT1-40-I-T | Indirect Forced Circulation (IF) | 43.72 |  | BT1 | Glycol | Advanced Controller with a Vacation or Holiday Mode | Solar Storage with Tankless Auxiliary Water Heater | 40 | 1 | 1 | 55 | Z13 | [18 empty] | Bakersfield | FALSE | 37.11 |  | 2020-07-30 | 2020-08-12 |  |  | 2020-07-31 | 2020-09-14 | 1487 | 5270 | Up-front Payment
PGE-016387 | Low Income Single Family Residential | Domestic Hot Water | Gas | Pacific Gas and Electric | Incentive:Paid | 5240 | 36.9 |  | 1 | 142 |  | 142 |  | 2020-07-31 13:39 | 2020-09-02 | TITANIUM POWER INC | Retrofit | Bakersfield | Bakersfield | 93307 | Host Customer is System Owner | 4 |  | 30004272 | Butler Sun Solutions, Inc. | SOLAR BUTLER | BT1-40-I-T | Indirect Forced Circulation (IF) | 43.72 |  | BT1 | Glycol | Advanced Controller with a Vacation or Holiday Mode | Solar Storage with Tankless Auxiliary Water Heater | 40 | 1 | 1 | 55 | Z13 | [18 empty] | Bakersfield | FALSE | 37.11 |  | 2011-06-01: 2020-07-30; 2011-08-03: 2020-07-31; 2011-09-20: 2020-09-02 | 1506 | 5270 | Up-front Payment
PGE-016388 | Single Family Residential - Disadvantaged Community | Domestic Hot Water | Gas | Pacific Gas and Electric | Incentive:Paid | 4239 | 29.85 |  | 1 | 142 |  | 142 |  | 2020-07-31 13:38 | 2020-09-14 | TITANIUM POWER INC | Retrofit | Bakersfield | Bakersfield | 93309 | Host Customer is System Owner | 5 |  | 30004272 | Butler Sun Solutions, Inc. | SOLAR BUTLER | BT1-40-I-T | Indirect Forced Circulation (IF) | 43.72 |  | BT1 | Glycol | Advanced Controller with a Vacation or Holiday Mode | Solar Storage with Tankless Auxiliary Water Heater | 40 | 1 | 1 | 65 | Z13 | [18 empty] | Bakersfield | FALSE | 37.11 |  | 2020-07-30 | 2020-08-13 |  |  | 2020-07-31 | 2020-09-14 | 1487 | 5270 | Up-front Payment
PGE-016389 | Low Income Single Family Residential | Domestic Hot Water | Gas | Pacific Gas and Electric | Incentive:Paid | 5240 | 36.9 |  | 1 | 142 |  | 142 |  | 2020-07-31 13:37 | 2020-09-02 | TITANIUM POWER INC | Retrofit | Bakersfield | Bakersfield | 93307 | Host Customer is System Owner | 4 |  | 30004272 | Butler Sun Solutions, Inc. | SOLAR BUTLER | BT1-40-I-T | Indirect Forced Circulation (IF) | 43.72 |  | BT1 | Glycol | Advanced Controller with a Vacation or Holiday Mode | Solar Storage with Tankless Auxiliary Water Heater | 40 | 1 | 1 | 55 | Z13 | [18 empty] | Bakersfield | FALSE | 37.11 |  | 2011-06-01: 2020-07-30; 2011-08-03: 2020-07-31; 2011-09-20: 2020-09-02 | 1506 | 5270 | Up-front Payment
PGE-016391 | Single Family Residential - Disadvantaged Community | Domestic Hot Water | Gas | Pacific Gas and Electric | Incentive:Paid | 4239 | 29.85 |  | 1 | 142 |  | 142 |  | 2020-07-31 13:36 | 2020-09-14 | TITANIUM POWER INC | Retrofit | Bakersfield | Bakersfield | 93304 | Host Customer is System Owner | 4 |  | 30004272 | Butler Sun Solutions, Inc. | SOLAR BUTLER | BT1-40-I-T | Indirect Forced Circulation (IF) | 43.72 |  | BT1 | Glycol | Advanced Controller with a Vacation or Holiday Mode | Solar Storage with Tankless Auxiliary Water Heater | 40 | 1 | 1 | 55 | Z13 | [18 empty] | Bakersfield | FALSE | 37.11 |  | 2020-07-30 | 2020-08-13 |  |  | 2020-07-31 | 2020-09-14 | 1487 | 5270 | Up-front Payment
PGE-016393 | Single Family Residential | Domestic Hot Water | Gas | Pacific Gas and Electric | Incentive:Paid | 4027 | 29.85 |  | 1 | 142 |  | 135 |  | 2020-07-31 13:32 | 2020-09-14 | TITANIUM POWER INC | Retrofit | Bakersfield | Bakersfield | 93305 | Host Customer is System Owner | 5 |  | 30004272 | Butler Sun Solutions, Inc. | SOLAR BUTLER | BT1-40-I-T | Indirect Forced Circulation (IF) | 43.72 |  | BT1 | Glycol | Advanced Controller with a Vacation or Holiday Mode | Solar Storage with Tankless Auxiliary Water Heater | 40 | 1 | 0.95 | 65 | Z13 | [18 empty] | Bakersfield | FALSE | 35.7 |  | 2020-07-30 | 2020-08-13 |  |  | 2020-07-31 | 2020-09-14 | 1487 | 5070 | Up-front Payment
PGE-016394 | Low Income Single Family Residential | Domestic Hot Water | Gas | Pacific Gas and Electric | Incentive:Paid | 5240 | 36.9 |  | 1 | 142 |  | 142 |  | 2020-07-31 11:47 | 2020-09-02 | TITANIUM POWER INC | Retrofit | Bakersfield | Bakersfield | 93305 | Host Customer is System Owner | 5 |  | 30004272 | Butler Sun Solutions, Inc. | SOLAR BUTLER | BT1-40-I-T | Indirect Forced Circulation (IF) | 43.72 |  | BT1 | Glycol | Advanced Controller with a Vacation or Holiday Mode | Solar Storage with Tankless Auxiliary Water Heater | 40 | 1 | 1 | 65 | Z13 | [18 empty] | Bakersfield | FALSE | 37.11 |  | 2011-06-01: 2020-07-30; 2011-08-03: 2020-07-31; 2011-09-20: 2020-09-02 | 1506 | 5270 | Up-front Payment
SCG-016395 | Low Income Multifamily Residential | Domestic Hot Water | Gas | Southern California Gas Company | Incentive:Paid | 50925 | 24.89 |  | 1 | 2046 |  | 2046 |  | 2020-07-30 11:23 | 2020-08-13 | CALIFORNIA SOLAR INTEGRATORS INC | New Construction | Los Angeles | Los Angeles | 90002 | Host Customer is System Owner | [7 empty] | 562.1 | 40.15 |  | Glycol | Steam Back | Solar Storage and Auxiliary Tanks are separate |  | 1 | 1 | 3040 | Z09 | 80 | Units | Apartments/Condos | 2010115A | 14 | 1 | 800 | 1 | 370 | 1 | 1600000 | FALSE | 120 | 140 |  | SunEarth - SETRA503 TTR U + Series 200 |  | SunEarth - SETRA503 TTR U + Series 200 | City of Los Angeles | FALSE | 60.92 |  | 2020-07-30 |  | 2020-07-30 | 2020-08-13 | 2022-05-31 | 2022-10-06 | 751 | 124646 | Up-front Payment
SCG-016396 | Low Income Multifamily Residential | Domestic Hot Water | Gas | Southern California Gas Company | Incentive:Paid | 93960 | 24.89 |  | 1 | 3775 |  | 3775 |  | 2020-07-30 14:20 | 2020-08-13 | CALIFORNIA SOLAR INTEGRATORS INC | New Construction | South Gate | Los Angeles | 90280 | Host Customer is System Owner | [7 empty] | 982.8 | 40.95 |  | Glycol | Steam Back | Solar Storage and Auxiliary Tanks are separate |  | 1 | 1 | 2280 | Z08 | 60 | Units | Apartments/Condos | TRB-40 | 24 | 1 | 1450 | 1 | 806 | 1 | 1700000 | TRUE | 120 | 140 |  | SunEarth - SETRA503 TTR U + Series 200 |  | SunEarth - SETRA503 TTR U + Series 200 | City of South Gate | FALSE | 47.67 |  | 2020-07-30 |  | 2020-07-30 | 2020-08-13 | 2022-08-15 | 2023-12-27 | 158 | 179961 | Up-front Payment
PGE-016397 | Commercial/Multifamily Residential | Domestic Hot Water | Gas | Pacific Gas and Electric | Incentive:Paid | 100455 | 17.16 |  | 2 | 5854 |  | 5854 |  | 2020-07-30 15:24 | 2020-11-09 | AZTEC SOLAR INC | New Construction | Hayward | Alameda | 94544 | Host Customer is System Owner | [7 empty] | 1842.75 | 40.95 |  | Glycol | Steam Back | Solar Storage and Auxiliary Tanks are separate |  | 1 | 1 | 5180 | Z03 | 140 | Units | Apartments/Condos | 10001803 | 45 | 1 | 3000 | 1 | 1017 | 1 | 1999000 | TRUE | 130 | 120 |  | SunEarth - SETR A503 TTR U + VFS 10-200 |  | SunEarth - SETR A503 TTR U + VFS 10-200 | City of Hayward | FALSE | 49.34 |  | 2020-07-30 | 2020-08-26 | 2020-07-30 | 2020-11-09 | 2023-02-28 | 2023-06-29 | 457 | 288865 | Up-front Payment
SCG-016399 | Single Family Residential - SJV Pilot | Domestic Hot Water | Gas | Southern California Gas Company | Incentive:Canceled | 8500 | 29.85 |  | 1 | 158 |  | 138 |  | 2020-07-31 08:03 | 2020-08-19 | STAPLES & ASSOCIATES INC | Retrofit | California City | Kern | 93505 | Host Customer is System Owner |  |  | 2010017C | Alternate Energy Technologies | EAGLESUN | DBS-G2-80-64 | Indirect Forced Circulation (IF) | 65.34 |  | MSC-32 | Automatic Drainback |  | Solar Storage and Auxiliary Tanks are separate | 80 | 0.92 | 0.95 | 0 | Z14 | [19 empty] | FALSE | 53.8 |  | 2011-06-01: 2020-07-30; 2011-06-23: 2020-07-31; 2011-07-01: 2020-08-19 | 1529 | 8500 | Up-front Payment
SCG-016400 | Single Family Residential - SJV Pilot | Domestic Hot Water | Gas | Southern California Gas Company | Incentive:Canceled | 8500 | 29.85 |  | 1 | 158 |  | 121 |  | 2020-07-31 08:04 | 2020-08-19 | STAPLES & ASSOCIATES INC | Retrofit | California City | Kern | 93505 | Host Customer is System Owner |  |  | 2010017C | Alternate Energy Technologies | EAGLESUN | DBS-G2-80-64 | Indirect Forced Circulation (IF) | 65.34 |  | MSC-32 | Automatic Drainback |  | Solar Storage and Auxiliary Tanks are separate | 80 | 0.9 | 0.85 | 0 | Z14 | [19 empty] | FALSE | 53.8 |  | 2011-06-01: 2020-07-30; 2011-06-23: 2020-07-31; 2011-07-01: 2020-08-19 | 1529 | 8500 | Up-front Payment
PGE-016401 | Low Income Single Family Residential | Domestic Hot Water | Gas | Pacific Gas and Electric | Incentive:Paid | 4978 | 36.9 |  | 1 | 142 |  | 135 |  | 2020-07-31 11:40 | 2020-09-02 | TITANIUM POWER INC | Retrofit | Bakersfield | Bakersfield | 93304 | Host Customer is System Owner | 5 |  | 30004272 | Butler Sun Solutions, Inc. | SOLAR BUTLER | BT1-40-I-T | Indirect Forced Circulation (IF) | 43.72 |  | BT1 | Glycol | Advanced Controller with a Vacation or Holiday Mode | Solar Storage with Tankless Auxiliary Water Heater | 40 | 1 | 0.95 | 65 | Z13 | [18 empty] | Bakersfield | FALSE | 35.7 |  | 2011-06-01: 2020-07-30; 2011-08-03: 2020-07-31; 2011-09-20: 2020-09-02 | 1506 | 5070 | Up-front Payment
SCG-016403 | Low Income Multifamily Residential | Domestic Hot Water | Gas | Southern California Gas Company | Incentive:Canceled | 23471 | 24.89 |  | 1 | 943 |  | 943 |  | 2020-07-30 17:53 | 2020-08-20 | CALIFORNIA SOLAR INTEGRATORS INC | New Construction | Los Angeles | Los Angeles | 91343 | Host Customer is System Owner | [7 empty] | 204.75 | 40.95 |  | Glycol | Steam Back | Solar Storage and Auxiliary Tanks are separate |  | 1 | 1 | 2660 | Z09 | 70 | Units | Apartments/Condos | TRB-40 | 5 | 1 | 335 | 1 | 14 | 1 | 1600000 | FALSE | 120 | 140 |  |  |  |  | Los Angeles | FALSE | 76.94 |  | 2011-06-01: 2020-07-30; 2011-06-23: 2020-07-30; 2011-07-01: 2020-08-20 | 638 | 72558 | Up-front Payment
SCG-016404 | Low Income Multifamily Residential | Domestic Hot Water | Gas | Southern California Gas Company | Incentive:Canceled | 96349 | 24.89 |  | 1 | 3871 |  | 3871 |  | 2020-07-30 18:01 | 2020-08-13 | CALIFORNIA SOLAR INTEGRATORS INC | New Construction | Los Angeles | Los Angeles | 91343 | Host Customer is System Owner | [7 empty] | 859.95 | 40.95 |  | Glycol | Steam Back | Solar Storage and Auxiliary Tanks are separate |  | 1 | 1 | 10010 | Z09 | 286 | Units | Apartments/Condos | TRB-40 | 21 | 1 | 1386 | 3 | 44 | 1 | 3000000 | TRUE | 120 | 140 |  | SunEarth - SETRA503 TTR U + Series 200 |  | SunEarth - SETRA503 TTR U + Series 200 | Los Angeles | FALSE | 47.28 |  | 2011-06-01: 2020-07-30; 2011-06-23: 2020-07-30; 2011-07-01: 2020-08-13 | 638 | 183033 | Up-front Payment
PGE-016405 | Single Family Residential - Disadvantaged Community | Domestic Hot Water | Gas | Pacific Gas and Electric | Incentive:Paid | 4366 | 29.85 |  | 1 | 160 |  | 160 |  | 2020-07-31 13:58 | 2020-09-14 | TITANIUM POWER INC | Retrofit | Bakersfield | Bakersfield | 93304 | Host Customer is System Owner | 6 |  | 30004297 | Butler Sun Solutions, Inc. | Titanium Power | Power Pack 2 GT | Indirect Forced Circulation (IF) | 45.42 |  | ARIS2004 | Glycol | Advanced Controller with a Vacation or Holiday Mode | Solar Storage with Tankless Auxiliary Water Heater | 52 | 1 | 1 | 75 | Z13 | [18 empty] | Bakersfield | FALSE | 34.06 |  | 2020-07-30 | 2020-08-13 |  |  | 2020-07-31 | 2020-09-14 | 1487 | 5450 | Up-front Payment
PGE-016406 | Single Family Residential - Disadvantaged Community | Domestic Hot Water | Gas | Pacific Gas and Electric | Incentive:Paid | 4239 | 29.85 |  | 1 | 142 |  | 142 |  | 2020-07-31 10:34 | 2020-09-14 | TITANIUM POWER INC | Retrofit | Bakersfield | Bakersfield | 93305 | Host Customer is System Owner | 4 |  | 30004272 | Butler Sun Solutions, Inc. | SOLAR BUTLER | BT1-40-I-T | Indirect Forced Circulation (IF) | 43.72 |  | BT1 | Glycol | Advanced Controller with a Vacation or Holiday Mode | Solar Storage with Tankless Auxiliary Water Heater | 40 | 1 | 1 | 55 | Z13 | [18 empty] | Bakersfield | FALSE | 37.11 |  | 2020-07-30 | 2020-08-12 |  |  | 2020-07-31 | 2020-09-14 | 1487 | 5270 | Up-front Payment
PGE-016407 | Low Income Single Family Residential | Domestic Hot Water | Gas | Pacific Gas and Electric | Incentive:Paid | 5397 | 36.9 |  | 1 | 160 |  | 152 |  | 2020-07-31 14:00 | 2020-11-12 | TITANIUM POWER INC | Retrofit | Bakersfield | Bakersfield | 93307 | Host Customer is System Owner | 5 |  | 30004297 | Butler Sun Solutions, Inc. | Titanium Power | Power Pack 2 GT | Indirect Forced Circulation (IF) | 45.42 |  | ARIS2004 | Glycol | Advanced Controller with a Vacation or Holiday Mode | Solar Storage with Tankless Auxiliary Water Heater | 52 | 1 | 0.95 | 65 | Z13 | [18 empty] | Bakersfield | FALSE | 34.06 |  | 2011-06-01: 2020-07-30; 2011-08-03: 2020-07-31; 2011-09-20: 2020-11-12 | 1441 | 5450 | Up-front Payment
PGE-016408 | Low Income Single Family Residential | Domestic Hot Water | Gas | Pacific Gas and Electric | Incentive:Paid | 5397 | 36.9 |  | 1 | 164 |  | 156 |  | 2020-07-31 14:09 | 2020-09-02 | TITANIUM POWER INC | Retrofit | Bakersfield | Bakersfield | 93305 | Host Customer is System Owner | 4 |  | 30004298 | Butler Sun Solutions, Inc. | Titanium Power | Power Pack 2 GT Butler | Indirect Forced Circulation (IF) | 43.72 |  | BT1 | Glycol | Advanced Controller with a Vacation or Holiday Mode | Solar Storage with Tankless Auxiliary Water Heater | 52 | 1 | 0.95 | 55 | Z13 | [18 empty] | Bakersfield | FALSE | 33.23 |  | 2011-06-01: 2020-07-30; 2011-08-03: 2020-07-31; 2011-09-20: 2020-09-02 | 1506 | 5450 | Up-front Payment
PGE-016409 | Single Family Residential - Disadvantaged Community | Domestic Hot Water | Gas | Pacific Gas and Electric | Incentive:Paid | 4298 | 29.85 |  | 1 | 160 |  | 144 |  | 2020-07-31 14:09 | 2020-09-15 | TITANIUM POWER INC | Retrofit | Bakersfield | Bakersfield | 93304 | Host Customer is System Owner | 5 |  | 30004297 | Butler Sun Solutions, Inc. | Titanium Power | Power Pack 2 GT | Indirect Forced Circulation (IF) | 45.42 |  | ARIS2004 | Glycol | Advanced Controller with a Vacation or Holiday Mode | Solar Storage with Tankless Auxiliary Water Heater | 52 | 1 | 0.9 | 65 | Z13 | [18 empty] | Bakersfield | FALSE | 34.06 |  | 2020-07-30 | 2020-08-14 |  |  | 2020-07-31 | 2020-09-15 | 1487 | 5450 | Up-front Payment
PGE-016410 | Single Family Residential | Domestic Hot Water | Gas | Pacific Gas and Electric | Incentive:Paid | 4366 | 29.85 |  | 1 | 160 |  | 152 |  | 2020-07-31 14:10 | 2020-09-15 | TITANIUM POWER INC | Retrofit | Bakersfield | Bakersfield | 93306 | Host Customer is System Owner | 4 |  | 30004297 | Butler Sun Solutions, Inc. | Titanium Power | Power Pack 2 GT | Indirect Forced Circulation (IF) | 45.42 |  | ARIS2004 | Glycol | Advanced Controller with a Vacation or Holiday Mode | Solar Storage with Tankless Auxiliary Water Heater | 52 | 1 | 0.95 | 55 | Z13 | [18 empty] | Bakersfield | FALSE | 34.06 |  | 2020-07-30 | 2020-08-14 |  |  | 2020-07-31 | 2020-09-15 | 1487 | 5450 | Up-front Payment
SCG-016411 | Single Family Residential - SJV Pilot | Domestic Hot Water | Gas | Southern California Gas Company | Incentive:Canceled | 8500 | 29.85 |  | 1 | 158 |  | 121 |  | 2020-07-31 08:06 | 2020-08-19 | STAPLES & ASSOCIATES INC | Retrofit | California City | Kern | 93505 | Owner/Tenant |  |  | 2010017C | Alternate Energy Technologies | EAGLESUN | DBS-G2-80-64 | Indirect Forced Circulation (IF) | 65.34 |  | MSC-32 | Automatic Drainback |  | Solar Storage and Auxiliary Tanks are separate | 80 | 0.9 | 0.85 | 0 | Z14 | [19 empty] | FALSE | 53.8 |  | 2011-06-01: 2020-07-30; 2011-06-23: 2020-07-31; 2011-07-01: 2020-08-19 | 1529 | 8500 | Up-front Payment
PGE-016412 | Low Income Single Family Residential | Domestic Hot Water | Gas | Pacific Gas and Electric | Incentive:Paid | 5240 | 36.9 |  | 1 | 142 |  | 142 |  | 2020-07-31 10:32 | 2020-10-29 | TITANIUM POWER INC | Retrofit | Bakersfield | Bakersfield | 93306 | Host Customer is System Owner | 4 |  | 30004272 | Butler Sun Solutions, Inc. | SOLAR BUTLER | BT1-40-I-T | Indirect Forced Circulation (IF) | 43.72 |  | BT1 | Glycol | Advanced Controller with a Vacation or Holiday Mode | Solar Storage with Tankless Auxiliary Water Heater | 40 | 1 | 1 | 55 | Z13 | [18 empty] | Bakersfield | FALSE | 37.11 |  | 2011-06-01: 2020-07-30; 2011-08-03: 2020-07-31; 2011-09-20: 2020-10-29 | 1451 | 5270 | Up-front Payment
PGE-016413 | Low Income Single Family Residential | Domestic Hot Water | Gas | Pacific Gas and Electric | Incentive:Paid | 5397 | 36.9 |  | 1 | 160 |  | 160 |  | 2020-07-31 10:25 | 2020-09-08 | TITANIUM POWER INC | Retrofit | Bakersfield | Bakersfield | 93313 | Host Customer is System Owner | 4 |  | 30004297 | Butler Sun Solutions, Inc. | Titanium Power | Power Pack 2 GT | Indirect Forced Circulation (IF) | 45.42 |  | ARIS2004 | Glycol | Advanced Controller with a Vacation or Holiday Mode | Solar Storage with Tankless Auxiliary Water Heater | 52 | 1 | 1 | 55 | Z13 | [18 empty] | Bakersfield | FALSE | 34.19 |  | 2011-06-01: 2020-07-30; 2011-08-03: 2020-07-31; 2011-09-20: 2020-09-08 | 1499 | 5470 | Up-front Payment
PGE-016415 | Low Income Single Family Residential | Domestic Hot Water | Gas | Pacific Gas and Electric | Incentive:Paid | 5240 | 36.9 |  | 1 | 142 |  | 142 |  | 2020-07-31 10:35 | 2020-09-08 | TITANIUM POWER INC | Retrofit | Bakersfield | Bakersfield | 93304 | Host Customer is System Owner | 4 |  | 30004272 | Butler Sun Solutions, Inc. | SOLAR BUTLER | BT1-40-I-T | Indirect Forced Circulation (IF) | 43.72 |  | BT1 | Glycol | Advanced Controller with a Vacation or Holiday Mode | Solar Storage with Tankless Auxiliary Water Heater | 40 | 1 | 1 | 55 | Z13 | [18 empty] | Bakersfield | FALSE | 37.11 |  | 2011-06-01: 2020-07-30; 2011-08-03: 2020-07-31; 2011-09-20: 2020-09-08 | 1499 | 5270 | Up-front Payment
PGE-016416 | Low Income Single Family Residential | Domestic Hot Water | Gas | Pacific Gas and Electric | Incentive:Canceled | 5397 | 36.9 |  | 1 | 147 |  | 147 |  | 2020-07-31 19:28 |  | DUNROSS CONSTRUCTION | Retrofit | Bakersfield | Kern | 93309 | Host Customer is System Owner | 4 |  | 30004296 | SunEarth, Inc. | SOLARAY | TE40T-80-2G | Indirect Forced Circulation (IF) | 40.95 |  | TRB-40 | Glycol | Steam Back | Solar Storage and Auxiliary Tanks are separate | 80 | 1 | 1 | 55 | Z13 | [18 empty] | City of Bakersfield | FALSE | 36.71 |  | 2011-06-01: 2020-07-30; 2011-06-21: 2020-08-14; 2011-08-03: 2020-07-31 | 1424 | 5397 | Up-front Payment
SCG-016417 | Single Family Residential - SJV Pilot | Domestic Hot Water | Gas | Southern California Gas Company | Incentive:Canceled |  | 29.85 |  | 1 | 158 |  | 121 |  | 2020-07-31 08:08 | 2020-09-09 | STAPLES & ASSOCIATES INC | Retrofit | California City | Kern | 93505 | Owner/Tenant |  |  | 2010017C | Alternate Energy Technologies | EAGLESUN | DBS-G2-80-64 | Indirect Forced Circulation (IF) | 65.34 |  | MSC-32 | Automatic Drainback |  | Solar Storage and Auxiliary Tanks are separate | 80 | 0.9 | 0.85 | 0 | Z14 | [19 empty] | FALSE | 0 |  | 2011-06-01: 2020-07-30; 2011-06-23: 2020-07-31; 2011-07-01: 2020-09-09 | 1509 |  | Up-front Payment
PGE-016418 | Low Income Single Family Residential | Domestic Hot Water | Gas | Pacific Gas and Electric | Incentive:Paid | 5240 | 36.9 |  | 1 | 142 |  | 142 |  | 2020-07-31 14:17 | 2020-10-29 | TITANIUM POWER INC | Retrofit | Bakersfield | Bakersfield | 93309 | Host Customer is System Owner | 5 |  | 30004272 | Butler Sun Solutions, Inc. | SOLAR BUTLER | BT1-40-I-T | Indirect Forced Circulation (IF) | 43.72 |  | BT1 | Glycol | Advanced Controller with a Vacation or Holiday Mode | Solar Storage with Tankless Auxiliary Water Heater | 40 | 1 | 1 | 65 | Z13 | [18 empty] | Bakersfield | FALSE | 37.11 |  | 2020-07-30 | 2020-08-14 |  |  | 2020-07-31 | 2020-10-29 | 1440 | 5270 | Up-front Payment
PGE-016421 | Low Income Single Family Residential | Domestic Hot Water | Gas | Pacific Gas and Electric | Incentive:Paid | 5240 | 36.9 |  | 1 | 142 |  | 142 |  | 2020-07-31 13:45 | 2020-10-29 | TITANIUM POWER INC | Retrofit | Bakersfield | Bakersfield | 93304 | Host Customer is System Owner | 4 |  | 30004272 | Butler Sun Solutions, Inc. | SOLAR BUTLER | BT1-40-I-T | Indirect Forced Circulation (IF) | 43.72 |  | BT1 | Glycol | Advanced Controller with a Vacation or Holiday Mode | Solar Storage with Tankless Auxiliary Water Heater | 40 | 1 | 1 | 55 | Z13 | [18 empty] | Bakersfield | FALSE | 38.52 |  | 2011-06-01: 2020-07-30; 2011-08-03: 2020-07-31; 2011-09-20: 2020-10-29 | 1451 | 5470 | Up-front Payment
SCG-016423 | Commercial Pools | Pool Heating | Gas | Southern California Gas Company | Incentive:Paid | 20000 | 7 |  | 1 | 3317 |  | 3317 |  | 2020-07-31 15:48 | 2020-08-03 | ENERGX CONTROLS INC | Retrofit | Simi Valley | Ventura | 93065 | Host Customer is System Owner | [7 empty] | 1100 | 50 |  | Drainback | Advanced Controller with a Thermal Cycling Function |  |  | 1 | 1 |  | Z09 |  |  |  | 10001888 | 22 | 1 | [5 empty] | FALSE |  |  |  | Flow meter, Blue White F2000, Model: ASD |  | Flow meter, Blue White F2000, Model: ASD | Simi Valley,Ventura, CA | FALSE | 12.06 |  | 2020-07-30 |  | 2020-07-31 | 2020-08-03 | 2022-02-04 | 2022-02-16 | 961 | 40000 | Up-front Payment
PGE-016424 | Low Income Single Family Residential | Domestic Hot Water | Gas | Pacific Gas and Electric | Incentive:Paid | 5397 | 36.9 |  | 1 | 164 |  | 156 |  | 2020-07-31 14:15 | 2020-09-02 | TITANIUM POWER INC | Retrofit | Bakersfield | Bakersfield | 93307 | Host Customer is System Owner | 4 |  | 30004298 | Butler Sun Solutions, Inc. | Titanium Power | Power Pack 2 GT Butler | Indirect Forced Circulation (IF) | 43.72 |  | BT1 | Glycol | Advanced Controller with a Vacation or Holiday Mode | Solar Storage with Tankless Auxiliary Water Heater | 52 | 1 | 0.95 | 55 | Z13 | [18 empty] | Bakersfield | FALSE | 33.35 |  | 2011-06-01: 2020-07-30; 2011-08-03: 2020-07-31; 2011-09-20: 2020-09-02 | 1506 | 5470 | Up-front Payment
PGE-016425 | Single Family Residential - Disadvantaged Community | Domestic Hot Water | Gas | Pacific Gas and Electric | Incentive:Paid | 4239 | 29.85 |  | 1 | 142 |  | 142 |  | 2020-07-31 11:45 | 2020-09-15 | TITANIUM POWER INC | Retrofit | Bakersfield | Bakersfield | 93304 | Host Customer is System Owner | 4 |  | 30004272 | Butler Sun Solutions, Inc. | SOLAR BUTLER | BT1-40-I-T | Indirect Forced Circulation (IF) | 43.72 |  | BT1 | Glycol | Advanced Controller with a Vacation or Holiday Mode | Solar Storage with Tankless Auxiliary Water Heater | 40 | 1 | 1 | 55 | Z13 | [18 empty] | Bakersfield | FALSE | 38.52 |  | 2020-07-30 | 2020-08-14 |  |  | 2020-07-31 | 2020-09-15 | 1487 | 5470 | Up-front Payment
PGE-016426 | Low Income Single Family Residential | Domestic Hot Water | Gas | Pacific Gas and Electric | Incentive:Canceled | 5397 | 36.9 |  | 1 | 147 |  | 147 |  | 2020-07-31 19:01 |  | DUNROSS CONSTRUCTION | Retrofit | Bakersfield | Kern | 93305 | Host Customer is System Owner | 5 |  | 30004296 | SunEarth, Inc. | SOLARAY | TE40T-80-2G | Indirect Forced Circulation (IF) | 40.95 |  | TRB-40 | Glycol | Steam Back | Solar Storage and Auxiliary Tanks are separate | 80 | 1 | 1 | 65 | Z13 | [18 empty] | City of Bakersfield | FALSE | 36.71 |  | 2011-06-01: 2020-07-30; 2011-06-21: 2020-08-14; 2011-08-03: 2020-07-31 | 1424 | 5397 | Up-front Payment
PGE-016427 | Low Income Single Family Residential | Domestic Hot Water | Gas | Pacific Gas and Electric | Incentive:Canceled | 5397 | 36.9 |  | 1 | 164 |  | 164 |  | 2020-07-31 14:16 |  | TITANIUM POWER INC | Retrofit | Bakersfield | Bakersfield | 93306 | Host Customer is System Owner | 4 |  | 30004298 | Butler Sun Solutions, Inc. | Titanium Power | Power Pack 2 GT Butler | Indirect Forced Circulation (IF) | 43.72 |  | BT1 | Glycol | Advanced Controller with a Vacation or Holiday Mode | Solar Storage with Tankless Auxiliary Water Heater | 52 | 1 | 1 | 55 | Z13 | [18 empty] | Bakersfield | FALSE | 33.23 |  | 2011-06-01: 2020-07-30; 2011-06-21: 2020-08-14; 2011-08-03: 2020-07-31 | 1417 | 5450 | Up-front Payment
PGE-016428 | Low Income Single Family Residential | Domestic Hot Water | Gas | Pacific Gas and Electric | Incentive:Paid | 5397 | 36.9 |  | 1 | 164 |  | 164 |  | 2020-07-31 14:14 | 2020-09-02 | TITANIUM POWER INC | Retrofit | Bakersfield | Bakersfield | 93306 | Host Customer is System Owner | 4 |  | 30004298 | Butler Sun Solutions, Inc. | Titanium Power | Power Pack 2 GT Butler | Indirect Forced Circulation (IF) | 43.72 |  | BT1 | Glycol | Advanced Controller with a Vacation or Holiday Mode | Solar Storage with Tankless Auxiliary Water Heater | 52 | 1 | 1 | 55 | Z13 | [18 empty] | Bakersfield | FALSE | 33.35 |  | 2011-06-01: 2020-07-30; 2011-08-03: 2020-07-31; 2011-09-20: 2020-09-02 | 1506 | 5470 | Up-front Payment
PGE-016429 | Low Income Single Family Residential | Domestic Hot Water | Gas | Pacific Gas and Electric | Incentive:Paid | 4716 | 36.9 |  | 1 | 142 |  | 128 |  | 2020-07-31 14:17 | 2020-09-02 | TITANIUM POWER INC | Retrofit | Bakersfield | Bakersfield | 93304 | Host Customer is System Owner | 4 |  | 30004272 | Butler Sun Solutions, Inc. | SOLAR BUTLER | BT1-40-I-T | Indirect Forced Circulation (IF) | 43.72 |  | BT1 | Glycol | Advanced Controller with a Vacation or Holiday Mode | Solar Storage with Tankless Auxiliary Water Heater | 40 | 1 | 0.9 | 55 | Z13 | [18 empty] | Bakersfield | FALSE | 37.11 |  | 2011-06-01: 2020-07-30; 2011-08-03: 2020-07-31; 2011-09-20: 2020-09-02 | 1506 | 5270 | Up-front Payment
PGE-016430 | Low Income Single Family Residential | Domestic Hot Water | Gas | Pacific Gas and Electric | Incentive:Paid | 5240 | 36.9 |  | 1 | 142 |  | 142 |  | 2020-07-31 13:57 | 2020-08-21 | TITANIUM POWER INC | Retrofit | Bakersfield | Bakersfield | 93307 | Host Customer is System Owner | 4 |  | 30004272 | Butler Sun Solutions, Inc. | SOLAR BUTLER | BT1-40-I-T | Indirect Forced Circulation (IF) | 43.72 |  | BT1 | Glycol | Advanced Controller with a Vacation or Holiday Mode | Solar Storage with Tankless Auxiliary Water Heater | 40 | 1 | 1 | 55 | Z13 | [18 empty] | Bakersfield | FALSE | 37.11 |  | 2020-07-30 | 2020-08-14 |  |  | 2020-07-31 | 2020-08-21 | 1513 | 5270 | Up-front Payment
PGE-016431 | Low Income Single Family Residential | Domestic Hot Water | Gas | Pacific Gas and Electric | Incentive:Paid | 5397 | 36.9 |  | 1 | 147 |  | 147 |  | 2020-07-31 18:50 | 2020-10-22 | DUNROSS CONSTRUCTION | Retrofit | Bakersfield | Kern | 93304 | Host Customer is System Owner | 5 |  | 30004296 | SunEarth, Inc. | SOLARAY | TE40T-80-2G | Indirect Forced Circulation (IF) | 40.95 |  | TRB-40 | Glycol | Steam Back | Solar Storage and Auxiliary Tanks are separate | 80 | 1 | 1 | 65 | Z13 | [18 empty] | City of Bakersfield | FALSE | 36.71 |  | 2020-07-30 | 2020-08-14 |  |  | 2020-07-31 | 2020-10-22 | 1460 | 5397 | Up-front Payment
PGE-016432 | Low Income Single Family Residential | Domestic Hot Water | Gas | Pacific Gas and Electric | Incentive:Paid | 5397 | 36.9 |  | 1 | 147 |  | 147 |  | 2020-07-31 18:40 | 2020-10-22 | DUNROSS CONSTRUCTION | Retrofit | Bakersfield | Kern | 93304 | Host Customer is System Owner | 4 |  | 30004296 | SunEarth, Inc. | SOLARAY | TE40T-80-2G | Indirect Forced Circulation (IF) | 40.95 |  | TRB-40 | Glycol | Steam Back | Solar Storage and Auxiliary Tanks are separate | 80 | 1 | 1 | 55 | Z13 | [18 empty] | City of Bakersfield | FALSE | 36.71 |  | 2020-07-30 | 2020-08-17 |  |  | 2020-07-31 | 2020-10-22 | 1460 | 5397 | Up-front Payment
PGE-016433 | Low Income Single Family Residential | Domestic Hot Water | Gas | Pacific Gas and Electric | Incentive:Paid | 5397 | 36.9 |  | 1 | 147 |  | 147 |  | 2020-07-31 18:30 | 2020-10-22 | DUNROSS CONSTRUCTION | Retrofit | Bakersfield | Kern | 93304 | Host Customer is System Owner | 5 |  | 30004296 | SunEarth, Inc. | SOLARAY | TE40T-80-2G | Indirect Forced Circulation (IF) | 40.95 |  | TRB-40 | Glycol | Steam Back | Solar Storage and Auxiliary Tanks are separate | 80 | 1 | 1 | 65 | Z13 | [18 empty] | City of Bakersfield | FALSE | 36.71 |  | 2020-07-30 | 2020-08-17 |  |  | 2020-07-31 | 2020-10-22 | 1460 | 5397 | Up-front Payment
PGE-016434 | Commercial/Multifamily Residential | Domestic Hot Water | Gas | Pacific Gas and Electric | Incentive:Paid | 135135 | 17.16 |  | 2 | 7875 |  | 7875 |  | 2020-07-31 17:30 | 2020-10-27 | HANOVER R S CONSTRUCTION LLC | New Construction | Walnut Creek | Contra Costa | 94597 | Host Customer is System Owner | [7 empty] | 1932.48 | 40.26 |  | Glycol | Advanced Controller with a Vacation or Holiday Mode | Solar Storage and Auxiliary Tanks are separate |  | 1 | 1 | 9940 | Z12 | 284 | Units | Apartments/Condos | 2010115A | 48 | 1 | 2854 | 2 | 740 | 2 | 1600000 | TRUE | 160 | 120 |  | Heliodyne - Delta-T Pro WiFi |  | Heliodyne - Delta-T Pro WiFi | Contra Costa County | FALSE | 37.83 |  | 2020-07-30 | 2020-08-26 | 2020-07-31 | 2020-10-27 | 2022-05-17 | 2023-08-15 | 422 | 297907 | Up-front Payment
PGE-016435 | Single Family Residential - Disadvantaged Community | Domestic Hot Water | Gas | Pacific Gas and Electric | Incentive:Paid | 4366 | 29.85 |  | 1 | 147 |  | 147 |  | 2020-07-31 18:22 | 2020-11-04 | DUNROSS CONSTRUCTION | Retrofit | Bakersfield | Kern | 93304 | Host Customer is System Owner | 6 |  | 30004296 | SunEarth, Inc. | SOLARAY | TE40T-80-2G | Indirect Forced Circulation (IF) | 40.95 |  | TRB-40 | Glycol | Steam Back | Solar Storage and Auxiliary Tanks are separate | 80 | 1 | 1 | 75 | Z13 | [18 empty] | City of Bakersfield | FALSE | 36.71 |  | 2020-07-30 | 2020-08-17 |  |  | 2020-07-31 | 2020-11-04 | 1451 | 5397 | Up-front Payment
PGE-016436 | Low Income Single Family Residential | Domestic Hot Water | Gas | Pacific Gas and Electric | Incentive:Paid | 5397 | 36.9 |  | 1 | 147 |  | 147 |  | 2020-07-31 18:05 | 2020-09-15 | DUNROSS CONSTRUCTION | Retrofit | Bakersfield | Kern | 93306 | Host Customer is System Owner | 6 |  | 30004296 | SunEarth, Inc. | SOLARAY | TE40T-80-2G | Indirect Forced Circulation (IF) | 40.95 |  | TRB-40 | Glycol | Steam Back | Solar Storage and Auxiliary Tanks are separate | 80 | 1 | 1 | 75 | Z13 | [18 empty] | City of Bakersfield | FALSE | 36.71 |  | 2020-07-30 | 2020-08-17 |  |  | 2020-07-31 | 2020-09-15 | 1488 | 5397 | Up-front Payment
PGE-016437 | Low Income Single Family Residential | Domestic Hot Water | Gas | Pacific Gas and Electric | Incentive:Paid | 5397 | 36.9 |  | 1 | 147 |  | 147 |  | 2020-07-31 17:57 | 2020-08-26 | DUNROSS CONSTRUCTION | Retrofit | Bakersfield | Kern | 93305 | Host Customer is System Owner | 6 |  | 30004296 | SunEarth, Inc. | SOLARAY | TE40T-80-2G | Indirect Forced Circulation (IF) | 40.95 |  | TRB-40 | Glycol | Steam Back | Solar Storage and Auxiliary Tanks are separate | 80 | 1 | 1 | 75 | Z13 | [18 empty] | City of Bakersfield | FALSE | 36.71 |  | 2020-07-30 | 2020-08-17 |  |  | 2020-07-31 | 2020-08-26 | 1440 | 5397 | Up-front Payment
PGE-016438 | Single Family Residential | Domestic Hot Water | Gas | Pacific Gas and Electric | Incentive:Paid | 4366 | 29.85 |  | 1 | 147 |  | 147 |  | 2020-07-31 17:49 | 2020-11-04 | DUNROSS CONSTRUCTION | Retrofit | Bakersfield | Kern | 93306 | Host Customer is System Owner | 6 |  | 30004296 | SunEarth, Inc. | SOLARAY | TE40T-80-2G | Indirect Forced Circulation (IF) | 40.95 |  | TRB-40 | Glycol | Steam Back | Solar Storage and Auxiliary Tanks are separate | 80 | 1 | 1 | 75 | Z13 | [18 empty] | City of Bakersfield | FALSE | 36.71 |  | 2020-07-30 | 2020-08-17 |  |  | 2020-07-31 | 2020-11-04 | 1447 | 5397 | Up-front Payment
PGE-016439 | Single Family Residential | Domestic Hot Water | Gas | Pacific Gas and Electric | Incentive:Paid | 4366 | 29.85 |  | 1 | 147 |  | 147 |  | 2020-07-31 17:40 | 2021-01-21 | DUNROSS CONSTRUCTION | Retrofit | Bakersfield | Kern | 93306 | Host Customer is System Owner | 3 |  | 30004296 | SunEarth, Inc. | SOLARAY | TE40T-80-2G | Indirect Forced Circulation (IF) | 40.95 |  | TRB-40 | Glycol | Steam Back | Solar Storage and Auxiliary Tanks are separate | 80 | 1 | 1 | 45 | Z13 | [18 empty] | City of Bakersfield | FALSE | 36.71 |  | 2020-07-30 | 2020-08-17 |  |  | 2020-07-31 | 2021-01-21 | 1361 | 5397 | Up-front Payment
PGE-016440 | Low Income Single Family Residential | Domestic Hot Water | Gas | Pacific Gas and Electric | Incentive:Paid | 5397 | 36.9 |  | 1 | 147 |  | 147 |  | 2020-07-31 17:30 | 2020-11-03 | DUNROSS CONSTRUCTION | Retrofit | Bakersfield | Kern | 93306 | Host Customer is System Owner | 5 |  | 30004296 | SunEarth, Inc. | SOLARAY | TE40T-80-2G | Indirect Forced Circulation (IF) | 40.95 |  | TRB-40 | Glycol | Steam Back | Solar Storage and Auxiliary Tanks are separate | 80 | 1 | 1 | 65 | Z13 | [18 empty] | City of Bakersfield | FALSE | 36.71 |  | 2020-07-30 | 2020-08-17 |  |  | 2020-07-31 | 2020-11-03 | 1447 | 5397 | Up-front Payment
PGE-016441 | Low Income Single Family Residential | Domestic Hot Water | Gas | Pacific Gas and Electric | Incentive:Paid | 5397 | 36.9 |  | 1 | 147 |  | 147 |  | 2020-07-31 17:19 | 2020-08-18 | DUNROSS CONSTRUCTION | Retrofit | BAKERSFIELD | Kern | 93306 | Host Customer is System Owner | 4 |  | 30004296 | SunEarth, Inc. | SOLARAY | TE40T-80-2G | Indirect Forced Circulation (IF) | 40.95 |  | TRB-40 | Glycol | Steam Back | Solar Storage and Auxiliary Tanks are separate | 80 | 1 | 1 | 55 | Z13 | [18 empty] | City of Bakersfield | FALSE | 36.71 |  | 2020-07-30 | 2020-08-17 |  |  | 2020-07-31 | 2020-08-18 | 1515 | 5397 | Up-front Payment
PGE-016442 | Low Income Single Family Residential | Domestic Hot Water | Gas | Pacific Gas and Electric | Incentive:Paid | 5397 | 36.9 |  | 1 | 147 |  | 147 |  | 2020-07-31 17:07 | 2020-09-15 | DUNROSS CONSTRUCTION | Retrofit | Bakersfield | Kern | 93307 | Host Customer is System Owner | 5 |  | 30004296 | SunEarth, Inc. | SOLARAY | TE40T-80-2G | Indirect Forced Circulation (IF) | 40.95 |  | TRB-40 | Glycol | Steam Back | Solar Storage and Auxiliary Tanks are separate | 80 | 1 | 1 | 65 | Z13 | [18 empty] | City of Bakersfield | FALSE | 36.71 |  | 2020-07-30 | 2020-08-18 |  |  | 2020-07-31 | 2020-09-15 | 1488 | 5397 | Up-front Payment
PGE-016443 | Low Income Single Family Residential | Domestic Hot Water | Gas | Pacific Gas and Electric | Incentive:Paid | 5397 | 36.9 |  | 1 | 148 |  | 148 |  | 2020-07-31 16:58 | 2020-11-16 | DUNROSS CONSTRUCTION | Retrofit | Bakersfield | Kern | 93307 | Host Customer is System Owner | 5 |  | 30004247 | Heliodyne, Inc. | HELIOPAS | HPAS 1 410 G 80 AC D Z | Indirect Forced Circulation (IF) | 40.26 |  | 410 001 | Glycol | Steam Back | Solar Storage and Auxiliary Tanks are separate | 80 | 1 | 1 | 65 | Z13 | [18 empty] | Kern County | FALSE | 36.47 |  | 2020-07-30 | 2020-08-18 |  |  | 2020-07-31 | 2020-11-16 | 1434 | 5397 | Up-front Payment
PGE-016444 | Low Income Single Family Residential | Domestic Hot Water | Gas | Pacific Gas and Electric | Incentive:Paid | 5397 | 36.9 |  | 1 | 147 |  | 147 |  | 2020-07-31 16:44 | 2020-11-03 | DUNROSS CONSTRUCTION | Retrofit | Bakersfield | Kern | 93305 | Host Customer is System Owner | 7 |  | 30004296 | SunEarth, Inc. | SOLARAY | TE40T-80-2G | Indirect Forced Circulation (IF) | 40.95 |  | TRB-40 | Glycol | Steam Back | Solar Storage and Auxiliary Tanks are separate | 80 | 1 | 1 | 85 | Z13 | [18 empty] | City of Bakersfield | FALSE | 36.71 |  | 2020-07-30 | 2020-08-18 |  |  | 2020-07-31 | 2020-11-03 | 1447 | 5397 | Up-front Payment
PGE-016445 | Low Income Single Family Residential | Domestic Hot Water | Gas | Pacific Gas and Electric | Incentive:Paid | 5397 | 36.9 |  | 1 | 160 |  | 160 |  | 2020-07-31 22:34 | 2021-01-28 | DOCTOR PIPER INC | Retrofit | Bakersfield | Kern | 93304 | Host Customer is System Owner | 5 |  | 30004307 | SunEarth, Inc. | Cascade 2 | C2-40T-50-TLG | Indirect Forced Circulation (IF) | 40.95 |  | TRB-40 | Automatic Drainback |  | Solar Storage with Tankless Auxiliary Water Heater | 50 | 1 | 1 | 65 | Z13 | [18 empty] | City of Bakersfield | FALSE | 33.73 |  | 2020-07-30 | 2020-08-18 |  |  | 2020-07-31 | 2021-01-28 | 1355 | 5397 | Up-front Payment
PGE-016446 | Low Income Single Family Residential | Domestic Hot Water | Gas | Pacific Gas and Electric | Incentive:Paid | 5397 | 36.9 |  | 1 | 147 |  | 147 |  | 2020-07-31 22:22 | 2021-04-06 | DOCTOR PIPER INC | Retrofit | Bakersfield | Kern | 93304 | Host Customer is System Owner | 4 |  | 30004296 | SunEarth, Inc. | SOLARAY | TE40T-80-2G | Indirect Forced Circulation (IF) | 40.95 |  | TRB-40 | Automatic Drainback |  | Solar Storage and Auxiliary Tanks are separate | 80 | 1 | 1 | 55 | Z13 | [18 empty] | City of Bakersfield | FALSE | 36.71 |  | 2020-07-30 | 2020-08-18 |  |  | 2020-07-31 | 2021-04-06 | 1289 | 5397 | Up-front Payment
PGE-016447 | Commercial/Multifamily Residential | Domestic Hot Water | Gas | Pacific Gas and Electric | Incentive:Paid | 56628 | 17.16 |  | 2 | 3300 |  | 3300 |  | 2020-07-31 11:16 | 2020-11-05 | SUN LIGHT & POWER | New Construction | Roseville | Placer | 95678 | Host Customer is System Owner | [7 empty] | 803.4 | 40.17 |  | Glycol | Pressure Stagnation Protection (PSP) | Solar Storage and Auxiliary Tanks are separate |  | 1 | 1 | 7035 | Z11 | 201 | Units | Apartments/Condos | 2010115A | 20 | 2 | 1200 | 1 | 357 | 3 | 1199700 | TRUE | 140 | 120 |  | Heliodyne - Delta-T Pro Ethernet |  | Heliodyne - Delta-T Pro Ethernet | City of Roseville | FALSE | 38.5 |  | 2020-07-31 | 2020-08-26 | 2020-07-31 | 2020-11-05 | 2022-05-04 | 2022-05-24 | 878 | 127064 | Up-front Payment
PGE-016448 | Low Income Single Family Residential | Domestic Hot Water | Gas | Pacific Gas and Electric | Incentive:Paid | 5240 | 36.9 |  | 1 | 142 |  | 142 |  | 2020-07-31 14:15 | 2020-09-02 | TITANIUM POWER INC | Retrofit | Bakersfield | Bakersfield | 93305 | Host Customer is System Owner | 6 |  | 30004272 | Butler Sun Solutions, Inc. | SOLAR BUTLER | BT1-40-I-T | Indirect Forced Circulation (IF) | 43.72 |  | BT1 | Glycol | Advanced Controller with a Vacation or Holiday Mode | Solar Storage with Tankless Auxiliary Water Heater | 40 | 1 | 1 | 75 | Z13 | [18 empty] | Bakersfield | FALSE | 37.11 |  | 2011-06-01: 2020-07-31; 2011-08-03: 2020-07-31; 2011-09-20: 2020-09-02 | 1506 | 5270 | Up-front Payment
PGE-016449 | Low Income Single Family Residential | Domestic Hot Water | Gas | Pacific Gas and Electric | Incentive:Paid | 5240 | 36.9 |  | 1 | 142 |  | 142 |  | 2020-07-31 14:20 | 2020-09-02 | TITANIUM POWER INC | Retrofit | Bakersfield | Bakersfield | 93307 | Host Customer is System Owner | 5 |  | 30004272 | Butler Sun Solutions, Inc. | SOLAR BUTLER | BT1-40-I-T | Indirect Forced Circulation (IF) | 43.72 |  | BT1 | Glycol | Advanced Controller with a Vacation or Holiday Mode | Solar Storage with Tankless Auxiliary Water Heater | 40 | 1 | 1 | 65 | Z13 | [18 empty] | Bakersfield | FALSE | 37.11 |  | 2011-06-01: 2020-07-31; 2011-08-03: 2020-07-31; 2011-09-20: 2020-09-02 | 1506 | 5270 | Up-front Payment
SCG-016450 | Commercial Pools | Pool Heating | Gas | Southern California Gas Company | Incentive:Paid | 21250 | 7 |  | 1 | 3240 |  | 3240 |  | 2020-07-31 14:10 | 2020-07-31 | ENERGX CONTROLS INC | Retrofit | Marina Del Rey | Los Angeles | 90292 | Host Customer is System Owner | [7 empty] | 1152 | 48 |  | Drainback | Advanced Controller with a Thermal Cycling Function |  |  | 1 | 1 |  | Z06 |  |  |  | 10001954 | 24 | 1 | [5 empty] | FALSE |  |  |  | Flow meter, Blue White F2000, Model: ASD |  | Flow meter, Blue White F2000, Model: ASD | Los Angeles, Los Angeles, CA | FALSE | 13.12 |  | 2020-07-31 |  | 2020-07-31 | 2020-07-31 | 2022-01-04 | 2022-01-07 | 996 | 42500 | Up-front Payment
PGE-016451 | Low Income Single Family Residential | Domestic Hot Water | Gas | Pacific Gas and Electric | Incentive:Paid | 5397 | 36.9 |  | 1 | 160 |  | 160 |  | 2020-07-31 14:21 | 2020-09-02 | TITANIUM POWER INC | Retrofit | Bakersfield | Bakersfield | 93304 | Host Customer is System Owner | 4 |  | 30004297 | Butler Sun Solutions, Inc. | Titanium Power | Power Pack 2 GT | Indirect Forced Circulation (IF) | 45.42 |  | ARIS2004 | Glycol | Advanced Controller with a Vacation or Holiday Mode | Solar Storage with Tankless Auxiliary Water Heater | 52 | 1 | 1 | 55 | Z13 | [18 empty] | Bakersfield | FALSE | 34.19 |  | 2011-06-01: 2020-07-31; 2011-08-03: 2020-07-31; 2011-09-20: 2020-09-02 | 1506 | 5470 | Up-front Payment
PGE-016452 | Single Family Residential - Disadvantaged Community | Domestic Hot Water | Gas | Pacific Gas and Electric | Incentive:Paid | 4239 | 29.85 |  | 1 | 142 |  | 142 |  | 2020-07-31 14:24 | 2020-09-26 | TITANIUM POWER INC | Retrofit | Bakersfield | Bakersfield | 93307 | Host Customer is System Owner | 4 |  | 30004272 | Butler Sun Solutions, Inc. | SOLAR BUTLER | BT1-40-I-T | Indirect Forced Circulation (IF) | 43.72 |  | BT1 | Glycol | Advanced Controller with a Vacation or Holiday Mode | Solar Storage with Tankless Auxiliary Water Heater | 40 | 1 | 1 | 55 | Z13 | [18 empty] | Bakersfield | FALSE | 37.11 |  | 2020-07-31 | 2020-08-18 |  |  | 2020-07-31 | 2020-09-26 | 1474 | 5270 | Up-front Payment
PGE-016453 | Single Family Residential - Disadvantaged Community | Domestic Hot Water | Gas | Pacific Gas and Electric | Incentive:Paid | 4239 | 29.85 |  | 1 | 142 |  | 142 |  | 2020-07-31 14:30 | 2020-09-26 | TITANIUM POWER INC | Retrofit | Bakersfield | Bakersfield | 93307 | Host Customer is System Owner | 4 |  | 30004272 | Butler Sun Solutions, Inc. | SOLAR BUTLER | BT1-40-I-T | Indirect Forced Circulation (IF) | 43.72 |  | BT1 | Glycol | Advanced Controller with a Vacation or Holiday Mode | Solar Storage with Tankless Auxiliary Water Heater | 40 | 1 | 1 | 55 | Z13 | [18 empty] | Bakersfield | FALSE | 37.11 |  | 2020-07-31 | 2020-08-18 |  |  | 2020-07-31 | 2020-09-26 | 1474 | 5270 | Up-front Payment
PGE-016454 | Single Family Residential - Disadvantaged Community | Domestic Hot Water | Gas | Pacific Gas and Electric | Incentive:Paid | 4366 | 29.85 |  | 1 | 164 |  | 164 |  | 2020-07-31 16:18 | 2020-11-03 | TITANIUM POWER INC | Retrofit | Bakersfield | Bakersfield | 93307 | Host Customer is System Owner | 5 |  | 30004298 | Butler Sun Solutions, Inc. | Titanium Power | Power Pack 2 GT Butler | Indirect Forced Circulation (IF) | 43.72 |  | BT1 | Glycol | Advanced Controller with a Vacation or Holiday Mode | Solar Storage with Tankless Auxiliary Water Heater | 52 | 1 | 1 | 65 | Z13 | [18 empty] | Bakersfield | FALSE | 33.23 |  | 2020-07-31 | 2020-08-18 |  |  | 2020-07-31 | 2020-11-03 | 1447 | 5450 | Up-front Payment
SCG-016456 | Single Family Residential | Domestic Hot Water | Gas | Southern California Gas Company | Incentive:Paid | 3710 | 25.37 |  | 2 | 167 |  | 167 |  | 2020-07-31 21:14 | 2020-08-31 | DOCTOR PIPER INC | Retrofit | LOS ANGELES | Los Angeles | 90077 | Host Customer is System Owner | 6 |  | 30004307 | SunEarth, Inc. | Cascade 2 | C2-40T-50-TLG | Indirect Forced Circulation (IF) | 40.95 |  | TRB-40 |  |  | Solar Storage with Tankless Auxiliary Water Heater | 50 | 1 | 1 | 75 | Z09 | [18 empty] | City of Los Angeles | FALSE | 41.92 |  | 2011-06-01: 2020-07-31; 2011-08-03: 2020-07-31; 2011-09-20: 2020-08-31 | 1509 | 7000 | Up-front Payment
PGE-016457 | Low Income Single Family Residential | Domestic Hot Water | Gas | Pacific Gas and Electric | Incentive:Paid | 5397 | 36.9 |  | 1 | 147 |  | 147 |  | 2020-07-31 21:30 | 2020-11-03 | DUNROSS CONSTRUCTION | Retrofit | Bakersfield | Kern | 93304 | Host Customer is System Owner | 5 |  | 30004296 | SunEarth, Inc. | SOLARAY | TE40T-80-2G | Indirect Forced Circulation (IF) | 40.95 |  | TRB-40 | Glycol | Steam Back | Solar Storage and Auxiliary Tanks are separate | 80 | 1 | 1 | 65 | Z13 | [18 empty] | City of Bakersfield | FALSE | 36.71 |  | 2020-07-31 | 2020-08-18 |  |  | 2020-07-31 | 2020-11-03 | 1447 | 5397 | Up-front Payment
PGE-016458 | Low Income Single Family Residential | Domestic Hot Water | Gas | Pacific Gas and Electric | Incentive:Paid | 5397 | 36.9 |  | 1 | 147 |  | 147 |  | 2020-07-31 21:40 | 2020-09-22 | DUNROSS CONSTRUCTION | Retrofit | Bakersfield | Kern | 93307 | Host Customer is System Owner | 4 |  | 30004296 | SunEarth, Inc. | SOLARAY | TE40T-80-2G | Indirect Forced Circulation (IF) | 40.95 |  | TRB-40 | Glycol | Steam Back | Solar Storage and Auxiliary Tanks are separate | 80 | 1 | 1 | 55 | Z13 | [18 empty] | City of Bakersfield | FALSE | 36.71 |  | 2020-07-31 | 2020-08-27 |  |  | 2020-07-31 | 2020-09-22 | 1487 | 5397 | Up-front Payment
PGE-016459 | Low Income Single Family Residential | Domestic Hot Water | Gas | Pacific Gas and Electric | Incentive:Paid | 5397 | 36.9 |  | 1 | 147 |  | 147 |  | 2020-07-31 21:54 | 2020-10-29 | DUNROSS CONSTRUCTION | Retrofit | Bakersfield | Kern | 93304 | Host Customer is System Owner | 6 |  | 30004296 | SunEarth, Inc. | SOLARAY | TE40T-80-2G | Indirect Forced Circulation (IF) | 40.95 |  | TRB-40 | Glycol | Steam Back | Solar Storage and Auxiliary Tanks are separate | 80 | 1 | 1 | 75 | Z13 | [18 empty] | City of Bakersfield | FALSE | 36.71 |  | 2020-07-31 | 2020-08-18 |  |  | 2020-07-31 | 2020-10-29 | 1451 | 5397 | Up-front Payment
PGE-016460 | Low Income Single Family Residential | Domestic Hot Water | Gas | Pacific Gas and Electric | Incentive:Paid | 5397 | 36.9 |  | 1 | 147 |  | 147 |  | 2020-07-31 22:08 | 2020-10-06 | DUNROSS CONSTRUCTION | Retrofit | Bakersfield | Kern | 93304 | Host Customer is System Owner | 5 |  | 30004296 | SunEarth, Inc. | SOLARAY | TE40T-80-2G | Indirect Forced Circulation (IF) | 40.95 |  | TRB-40 | Glycol | Steam Back | Solar Storage and Auxiliary Tanks are separate | 80 | 1 | 1 | 65 | Z13 | [18 empty] | County of Bakersfield | FALSE | 36.71 |  | 2020-07-31 | 2020-08-18 |  |  | 2020-07-31 | 2020-10-06 | 1474 | 5397 | Up-front Payment
PGE-016461 | Low Income Single Family Residential | Domestic Hot Water | Gas | Pacific Gas and Electric | Incentive:Paid | 5397 | 36.9 |  | 1 | 147 |  | 147 |  | 2020-07-31 22:59 | 2020-09-18 | DUNROSS CONSTRUCTION | Retrofit | Bakersfield | Kern | 93304 | Host Customer is System Owner | 5 |  | 30004296 | SunEarth, Inc. | SOLARAY | TE40T-80-2G | Indirect Forced Circulation (IF) | 40.95 |  | TRB-40 | Glycol | Steam Back | Solar Storage and Auxiliary Tanks are separate | 80 | 1 | 1 | 65 | Z13 | [18 empty] | City of Bakersfield | FALSE | 36.71 |  | 2020-07-31 | 2020-08-19 |  |  | 2020-07-31 | 2020-09-18 | 1488 | 5397 | Up-front Payment
PGE-016462 | Single Family Residential | Domestic Hot Water | Gas | Pacific Gas and Electric | Incentive:Paid | 4156 | 29.85 |  | 1 | 147 |  | 141 |  | 2021-04-27 14:56 | 2021-05-20 | COMMUNITY RESOURCE PROJECT INC | Retrofit | Citrus Heights | Sacramento | 95610 | Host Customer is System Owner | 1 |  | 2010017C | Alternate Energy Technologies | EAGLESUN | DBS-G2-80-64 | Indirect Forced Circulation (IF) | 65.34 |  | MSC-32 | Automatic Drainback | Drainback (Water) | Solar Storage and Auxiliary Tanks are separate | 80 | 0.96 | 1 | 20 | Z12 | [18 empty] | Citrus Heights | FALSE | 39 |  | 2011-06-01: 2021-04-26; 2011-08-03: 2021-04-27; 2011-09-20: 2021-05-20 | 1249 | 5732.47 | Up-front Payment
PGE-016463 | Single Family Residential | Domestic Hot Water | Gas | Pacific Gas and Electric | Incentive:Paid | 3618 | 29.85 |  | 1 | 147 |  | 121 |  | 2021-11-12 08:59 | 2021-12-02 | COMMUNITY RESOURCE PROJECT INC | Retrofit | Sacramento | Sacramento | 95842 | Host Customer is System Owner | 4 |  | 2010017C | Alternate Energy Technologies | EAGLESUN | DBS-G2-80-64 | Indirect Forced Circulation (IF) | 65.34 |  | MSC-32 | Automatic Drainback |  | Solar Storage and Auxiliary Tanks are separate | 80 | 0.97 | 0.85 | 55 | Z12 | [18 empty] | County of Sacramento | FALSE | 43.1 |  | 2021-11-04 | 2021-11-30 |  |  | 2021-11-12 | 2021-12-02 | 1048 | 6336.38 | Up-front Payment
PGE-016464 | Low Income Single Family Residential | Domestic Hot Water | Gas | Pacific Gas and Electric | Incentive:Paid | 4806 | 36.9 |  | 1 | 147 |  | 132 |  | 2021-11-08 10:35 | 2021-12-03 | COMMUNITY RESOURCE PROJECT INC | Retrofit | Sacramento | Sacramento | 95828 | Host Customer is System Owner | 8 |  | 2010017C | Alternate Energy Technologies | EAGLESUN | DBS-G2-80-64 | Indirect Forced Circulation (IF) | 65.34 |  | MSC-32 | Automatic Drainback |  | Solar Storage and Auxiliary Tanks are separate | 80 | 0.9 | 1 | 95 | Z12 | [18 empty] | County of Sacramento | FALSE | 43.42 |  | 2021-10-29 | 2021-11-30 |  |  | 2021-11-08 | 2021-12-03 | 1048 | 6382.36 | Up-front Payment
PGE-016465 | Single Family Residential | Domestic Hot Water | Gas | Pacific Gas and Electric | Incentive:Paid | 3469 | 29.85 |  | 1 | 147 |  | 116 |  | 2021-10-07 11:59 | 2021-10-14 | COMMUNITY RESOURCE PROJECT INC | Retrofit | Sacramento | Sacramento | 95833 | Host Customer is System Owner | 4 |  | 2010017C | Alternate Energy Technologies | EAGLESUN | DBS-G2-80-64 | Indirect Forced Circulation (IF) | 65.34 |  | MSC-32 | Automatic Drainback |  | Solar Storage and Auxiliary Tanks are separate | 80 | 0.93 | 0.85 | 55 | Z12 | [18 empty] | City of Sacramento | FALSE | 39.14 |  | 2011-06-01: 2021-10-05; 2011-08-03: 2021-10-07; 2011-09-20: 2021-10-14 | 1096 | 5753.43 | Up-front Payment
PGE-016466 | Low Income Single Family Residential | Domestic Hot Water | Gas | Pacific Gas and Electric | Incentive:Canceled | 3950 | 36.9 |  | 1 | 143 |  | 117 |  |  |  | COMMUNITY RESOURCE PROJECT INC | Retrofit | Live Oak | Sutter | 95953 | Host Customer is System Owner | 4 |  | 2010017C | Alternate Energy Technologies | EAGLESUN | DBS-G2-80-64 | Indirect Forced Circulation (IF) | 65.34 |  | MSC-32 | Automatic Drainback |  | Solar Storage and Auxiliary Tanks are separate | 80 | 0.96 | 0.85 | 55 | Z11 | [18 empty] | City of Live Oak | FALSE | 38.64 |  | 2011-06-01: 2021-12-03 | 1058 | 5525.87 | Up-front Payment
PGE-016467 | Single Family Residential | Domestic Hot Water | Gas | Pacific Gas and Electric | Incentive:Canceled | 3918 | 29.85 |  | 1 | 147 |  | 131 |  | 2021-11-12 08:58 |  | COMMUNITY RESOURCE PROJECT INC | Retrofit | Rancho Cordova | Sacramento | 95670 | Host Customer is System Owner | 1 |  | 2010017C | Alternate Energy Technologies | EAGLESUN | DBS-G2-80-64 | Indirect Forced Circulation (IF) | 65.34 |  | MSC-32 | Automatic Drainback | Drainback (Water) | Solar Storage and Auxiliary Tanks are separate | 80 | 0.94 | 0.95 | 20 | Z12 | [18 empty] | City of Rancho Cordova | FALSE | 42.22 |  | 2011-06-01: 2021-11-04; 2011-06-21: 2021-11-30; 2011-08-03: 2021-11-12 | 975 | 6206.06 | Up-front Payment
PGE-016468 | Single Family Residential - Disadvantaged Community | Domestic Hot Water | Gas | Pacific Gas and Electric | Incentive:Paid | 3950 | 29.85 |  | 1 | 143 |  | 137 |  | 2021-10-27 09:46 | 2021-11-02 | COMMUNITY RESOURCE PROJECT INC | Retrofit | Live Oak | Sutter | 95953 | Host Customer is System Owner | 5 |  | 2010017C | Alternate Energy Technologies | EAGLESUN | DBS-G2-80-64 | Indirect Forced Circulation (IF) | 65.34 |  | MSC-32 | Automatic Drainback |  | Solar Storage and Auxiliary Tanks are separate | 80 | 0.96 | 1 | 65 | Z11 | [18 empty] | City of Live Oak | FALSE | 38.64 |  | 2021-10-19 | 2021-10-28 |  |  | 2021-10-27 | 2021-11-02 | 1074 | 5525.87 | Up-front Payment
PGE-016469 | Single Family Residential | Domestic Hot Water | Gas | Pacific Gas and Electric | Incentive:Canceled | 3469 | 29.85 |  | 1 | 147 |  | 116 |  |  |  | COMMUNITY RESOURCE PROJECT INC | Retrofit | North Highlands | Sacramento | 95660 | Host Customer is System Owner | 5 |  | 2010017C | Alternate Energy Technologies | EAGLESUN | DBS-G2-80-64 | Indirect Forced Circulation (IF) | 65.34 |  | MSC-32 | Automatic Drainback |  | Solar Storage and Auxiliary Tanks are separate | 80 | 0.93 | 0.85 | 65 | Z12 | [18 empty] | County of Sacramento | FALSE | 37.92 |  | 2011-06-01: 2021-12-07 | 1054 | 5574.38 | Up-front Payment
PGE-016470 | Single Family Residential | Domestic Hot Water | Gas | Pacific Gas and Electric | Incentive:Canceled | 3469 | 29.85 |  | 1 | 147 |  | 116 |  |  |  | COMMUNITY RESOURCE PROJECT INC | Retrofit | Antelope | Sacramento | 95843 | Host Customer is System Owner | 3 |  | 2010017C | Alternate Energy Technologies | EAGLESUN | DBS-G2-80-64 | Indirect Forced Circulation (IF) | 65.34 |  | MSC-32 | Automatic Drainback | Drainback (Water) | Solar Storage and Auxiliary Tanks are separate | 80 | 0.93 | 0.85 | 45 | Z12 | [18 empty] | County of Sacramento | FALSE | 37.92 |  | 2011-06-01: 2021-12-07 | 1054 | 5574.38 | Up-front Payment
PGE-016471 | Single Family Residential | Domestic Hot Water | Gas | Pacific Gas and Electric | Incentive:Canceled | 3469 | 29.85 |  | 1 | 147 |  | 116 |  |  |  | COMMUNITY RESOURCE PROJECT INC | Retrofit | Sacramento | Sacramento | 95823 | Host Customer is System Owner | 3 |  | 2010017C | Alternate Energy Technologies | EAGLESUN | DBS-G2-80-64 | Indirect Forced Circulation (IF) | 65.34 |  | MSC-32 | Automatic Drainback | Drainback (Water) | Solar Storage and Auxiliary Tanks are separate | 80 | 0.93 | 0.85 | 45 | Z12 | [18 empty] | City of Sacramento | FALSE | 39.36 |  | 2011-06-01: 2021-12-07 | 1054 | 5786.11 | Up-front Payment
PGE-016472 | Low Income Single Family Residential | Domestic Hot Water | Gas | Pacific Gas and Electric | Incentive:Paid | 4725 | 36.9 |  | 1 | 147 |  | 131 |  | 2021-11-08 10:36 | 2021-11-09 | COMMUNITY RESOURCE PROJECT INC | Retrofit | Sacramento | Sacramento | 95820 | Host Customer is System Owner | 3 |  | 2010017C | Alternate Energy Technologies | EAGLESUN | DBS-G2-80-64 | Indirect Forced Circulation (IF) | 65.34 |  | MSC-32 | Automatic Drainback | Drainback (Water) | Solar Storage and Auxiliary Tanks are separate | 80 | 0.89 | 1 | 45 | Z12 | [18 empty] | County of Sacramento | FALSE | 41.32 |  | 2011-06-01: 2021-10-29; 2011-08-03: 2021-11-08; 2011-09-20: 2021-11-09 | 1068 | 6074.69 | Up-front Payment
Report generated 2024-10-27 at 09:25:20.